## Main Info
2025
Agent | Node ID | Value | Winter
TSO | - | Objective (cost), [€] | 1813533.72
TSO | - | Load, [MWh] | 16624.495
TSO | - | Load, [MVArh] | 2468.7044
TSO | - | Flexibility used, [MWh] | 60.3349
TSO | - | Flexibility used, [MVArh] | 35.6337
TSO | - | Generation, [MWh] | 16732.8028
TSO | - | Generation, [MVArh] | 2185.3281
TSO | - | Conventional Generation, [MWh] | 16732.8028
TSO | - | Conventional Generation, [MVArh] | 2185.3281
TSO | - | Renewable generation, [MWh] | 0
TSO | - | Renewable generation, [MVArh] | 0
TSO | - | Renewable generation, [MVAh] | 0
TSO | - | Renewable generation curtailed, [MVAh] | 0
TSO | - | Losses, [MWh] | 110.539
TSO | - | Number of market scenarios | 3
TSO | - | Number of operation scenarios | 3
DSO | 29 | Objective (congestion management) | 0
DSO | 29 | Load, [MWh] | 158.8473
DSO | 29 | Load, [MVArh] | 7.6812
DSO | 29 | Flexibility used, [MWh] | 40.5973
DSO | 29 | Flexibility used, [MVArh] | 18.8054
DSO | 29 | Generation, [MWh] | 159.0868
DSO | 29 | Generation, [MVArh] | 17.5549
DSO | 29 | Conventional Generation, [MWh] | 0
DSO | 29 | Conventional Generation, [MVArh] | 0
DSO | 29 | Renewable generation, [MWh] | 0
DSO | 29 | Renewable generation, [MVArh] | 0
DSO | 29 | Renewable generation, [MVAh] | 0
DSO | 29 | Renewable generation curtailed, [MVAh] | 0
DSO | 29 | Losses, [MWh] | 0.57459
DSO | 29 | Number of market scenarios | 1
DSO | 29 | Number of operation scenarios | 3
DSO | 1 | Objective (congestion management) | 0
DSO | 1 | Load, [MWh] | 721.0115
DSO | 1 | Load, [MVArh] | -77.5354
DSO | 1 | Flexibility used, [MWh] | 200.3841
DSO | 1 | Flexibility used, [MVArh] | 94.7554
DSO | 1 | Generation, [MWh] | 730.2313
DSO | 1 | Generation, [MVArh] | -58.2627
DSO | 1 | Conventional Generation, [MWh] | 0
DSO | 1 | Conventional Generation, [MVArh] | 0
DSO | 1 | Renewable generation, [MWh] | 0
DSO | 1 | Renewable generation, [MVArh] | 0
DSO | 1 | Renewable generation, [MVAh] | 0
DSO | 1 | Renewable generation curtailed, [MVAh] | 0
DSO | 1 | Losses, [MWh] | 9.5326
DSO | 1 | Number of market scenarios | 1
DSO | 1 | Number of operation scenarios | 3
DSO | 19 | Objective (congestion management) | 0
DSO | 19 | Load, [MWh] | 383.5214
DSO | 19 | Load, [MVArh] | 24.5216
DSO | 19 | Flexibility used, [MWh] | 103.1503
DSO | 19 | Flexibility used, [MVArh] | 49.2333
DSO | 19 | Generation, [MWh] | 394.0371
DSO | 19 | Generation, [MVArh] | 68.779
DSO | 19 | Conventional Generation, [MWh] | 22.5669
DSO | 19 | Conventional Generation, [MVArh] | 11.3467
DSO | 19 | Renewable generation, [MWh] | 0
DSO | 19 | Renewable generation, [MVArh] | 0
DSO | 19 | Renewable generation, [MVAh] | 0
DSO | 19 | Renewable generation curtailed, [MVAh] | 0
DSO | 19 | Losses, [MWh] | 10.5596
DSO | 19 | Number of market scenarios | 1
DSO | 19 | Number of operation scenarios | 3

## Main Info, Detailed
Operator | ADN Node ID | Year | Day | Market Scenario | Operation Scenario | Probability, [%] | OF Value | Load, [MWh] | Load, [MVArh] | Flexibility used, [MWh] | Flexibility used, [MVArh] | Flexibility Cost, [€] | Generation, [MWh] | Generation, [MVArh] | Conventional Generation, [MWh] | Conventional Generation, [MVArh] | Conventional Generation Cost, [€] | Renewable Generation, [MWh] | Renewable Generation, [MVArh] | Renewable Generation, [MVAh] | Renewable Generation Curtailed, [MVAh] | Losses, [MWh]
TSO | - | 2025 | Winter | 0 | 0 | 11.11% | 1832181.95 | 16593.5222 | 2467.9272 | 59.0169 | 34.5723 | 5489.0915 | 16731.3605 | 2182.3156 | 16731.3605 | 2182.3156 | 1826692.8585 | 0 | 0 | 0 | 0 | 109.9695
TSO | - | 2025 | Winter | 0 | 1 | 11.11% | 1832182.0015 | 16593.5224 | 2467.9272 | 59.0169 | 34.5723 | 5489.0915 | 16731.3607 | 2182.3156 | 16731.3607 | 2182.3156 | 1826692.91 | 0 | 0 | 0 | 0 | 109.9695
TSO | - | 2025 | Winter | 0 | 2 | 11.11% | 1832181.8686 | 16593.5219 | 2467.9272 | 59.0169 | 34.5723 | 5489.0915 | 16731.3602 | 2182.3155 | 16731.3602 | 2182.3155 | 1826692.7771 | 0 | 0 | 0 | 0 | 109.9695
TSO | - | 2025 | Winter | 1 | 0 | 11.11% | 1785970.83 | 16593.5223 | 2467.9258 | 61.3156 | 36.256 | 5265.251 | 16734.4326 | 2189.1999 | 16734.4326 | 2189.1999 | 1780705.5791 | 0 | 0 | 0 | 0 | 111.2707
TSO | - | 2025 | Winter | 1 | 1 | 11.11% | 1785970.8829 | 16593.5225 | 2467.9258 | 61.3156 | 36.256 | 5265.251 | 16734.4328 | 2189.1999 | 16734.4328 | 2189.1999 | 1780705.6319 | 0 | 0 | 0 | 0 | 111.2707
TSO | - | 2025 | Winter | 1 | 2 | 11.11% | 1785970.7465 | 16593.5219 | 2467.9258 | 61.3156 | 36.256 | 5265.251 | 16734.4323 | 2189.1998 | 16734.4323 | 2189.1998 | 1780705.4955 | 0 | 0 | 0 | 0 | 111.2707
TSO | - | 2025 | Winter | 2 | 0 | 11.11% | 1822448.4096 | 16593.5222 | 2467.9263 | 60.6723 | 36.0729 | 5266.4863 | 16732.6155 | 2184.4688 | 16732.6155 | 2184.4688 | 1817181.9232 | 0 | 0 | 0 | 0 | 110.3768
TSO | - | 2025 | Winter | 2 | 1 | 11.11% | 1822448.4575 | 16593.5224 | 2467.9263 | 60.6723 | 36.0729 | 5266.4864 | 16732.6157 | 2184.4688 | 16732.6157 | 2184.4688 | 1817181.9711 | 0 | 0 | 0 | 0 | 110.3768
TSO | - | 2025 | Winter | 2 | 2 | 11.11% | 1822448.3337 | 16593.5219 | 2467.9263 | 60.6723 | 36.0729 | 5266.4863 | 16732.6151 | 2184.4687 | 16732.6151 | 2184.4687 | 1817181.8473 | 0 | 0 | 0 | 0 | 110.3768
DSO | 29 | 2025 | Winter | 0 | 0 | 33.33% | 0 | 162.123 | 9.6828 | 40.7008 | 18.8053 | 0 | 161.5556 | 17.5527 | 0 | 0 | 0 | 0 | 0 | 0 | 0 | 0.4604
DSO | 29 | 2025 | Winter | 0 | 1 | 33.33% | 0 | 149.4294 | 7.9099 | 40.3355 | 18.8054 | 0 | 151.1221 | 17.8807 | 0 | 0 | 0 | 0 | 0 | 0 | 0 | 0.66333
DSO | 29 | 2025 | Winter | 0 | 2 | 33.33% | 0 | 165.0116 | 5.4501 | 40.7558 | 18.8056 | 0 | 164.5826 | 17.2314 | 0 | 0 | 0 | 0 | 0 | 0 | 0 | 0.60004
DSO | 1 | 2025 | Winter | 0 | 0 | 33.33% | 0 | 713.1939 | -77.889 | 201.2348 | 94.7558 | 0 | 727.353 | -57.9944 | 0 | 0 | 0 | 0 | 0 | 0 | 0 | 10.7654
DSO | 1 | 2025 | Winter | 0 | 1 | 33.33% | 0 | 722.0255 | -77.8503 | 199.783 | 94.7552 | 0 | 730.2394 | -58.2613 | 0 | 0 | 0 | 0 | 0 | 0 | 0 | 9.2181
DSO | 1 | 2025 | Winter | 0 | 2 | 33.33% | 0 | 727.8812 | -76.853 | 200.1344 | 94.755 | 0 | 733.1017 | -58.5324 | 0 | 0 | 0 | 0 | 0 | 0 | 0 | 8.6141
DSO | 19 | 2025 | Winter | 0 | 0 | 33.33% | 0 | 377.6442 | 28.9057 | 103.441 | 49.2344 | 0 | 388.0452 | 72.4873 | 16.5795 | 15.054 | 0 | 0 | 0 | 0 | 0 | 10.3885
DSO | 19 | 2025 | Winter | 0 | 1 | 33.33% | 0 | 402.9197 | 24.6924 | 102.5658 | 49.2324 | 0 | 410.8479 | 59.6378 | 38.4237 | 2.2163 | 0 | 0 | 0 | 0 | 0 | 9.4038
DSO | 19 | 2025 | Winter | 0 | 2 | 33.33% | 0 | 370.0099 | 19.9795 | 103.4442 | 49.2331 | 0 | 383.2182 | 74.2119 | 12.6973 | 16.7698 | 0 | 0 | 0 | 0 | 0 | 11.8866

## Shared ESS Specifications
Year | Node ID | Sinst, [MVA] | Einst, [MVAh]
2025 | 29 | 0 | 0
2025 | 1 | 0 | 0
2025 | 19 | 0 | 0

## Capacity Investment
Node | Quantity | 2025
29 | S, [MVA] | 4.2566e-08
29 | E, [MVAh] | 7.3433e-10
1 | S, [MVA] | 4.2566e-08
1 | E, [MVAh] | 7.3433e-10
19 | S, [MVA] | 4.2566e-08
19 | E, [MVAh] | 7.3433e-10

## Capacity Available
Node | Quantity | 2025
29 | Srated, [MVA] | 4.2566e-08
29 | Erated, [MVA] | 7.3433e-10
29 | Savailable, [MVA] | 4.2566e-08
29 | Eavailable, [MVAh] | 7.3432e-10
29 | SoH, [%] | 0%
29 | Degradation factor, [%] | 100%
1 | Srated, [MVA] | 4.2566e-08
1 | Erated, [MVA] | 7.3433e-10
1 | Savailable, [MVA] | 4.2566e-08
1 | Eavailable, [MVAh] | 7.3432e-10
1 | SoH, [%] | 0%
1 | Degradation factor, [%] | 100%
19 | Srated, [MVA] | 4.2566e-08
19 | Erated, [MVA] | 7.3433e-10
19 | Savailable, [MVA] | 4.2566e-08
19 | Eavailable, [MVAh] | 7.3432e-10
19 | SoH, [%] | 0%
19 | Degradation factor, [%] | 100%

## Market Data
Year | Day | Quantity | Market Scenario | 0 | 1 | 2 | 3 | 4 | 5 | 6 | 7 | 8 | 9 | 10 | 11 | 12 | 13 | 14 | 15 | 16 | 17 | 18 | 19 | 20 | 21 | 22 | 23
2025 | Winter | Energy | 0 | 99.0321 | 96.1336 | 93.5049 | 91.6937 | 91.349 | 93.0765 | 99.7647 | 111.2803 | 123.2052 | 122.9627 | 111.5449 | 106.4974 | 103.5119 | 102.5257 | 99.9489 | 101.1178 | 109.1905 | 115.9347 | 130.8589 | 132.6046 | 125.6471 | 114.8472 | 108.7948 | 102.7283
2025 | Winter | Energy | 1 | 96.8254 | 93.4849 | 92.1321 | 89.6337 | 90.0678 | 92.2734 | 94.9853 | 108.5964 | 109.999 | 109.7545 | 107.4042 | 99.4316 | 96.788 | 96.8185 | 96.1252 | 98.9776 | 111.0109 | 120.9293 | 144.3941 | 132.3023 | 118.1136 | 111.0815 | 106.6281 | 105.6027
2025 | Winter | Energy | 2 | 99.452 | 95.5452 | 91.5472 | 89.9227 | 89.1347 | 90.5611 | 98.6675 | 111.401 | 129.0588 | 127.2472 | 110.388 | 103.9346 | 101.0046 | 99.1488 | 97.0003 | 97.685 | 105.8849 | 117.3224 | 126.1765 | 135.9164 | 129.3221 | 116.808 | 108.773 | 99.6276
2025 | Winter | Flexibility | 0 | 67.1277 | 57.2965 | 61.1183 | 61.9651 | 64.1536 | 60.1662 | 62.4697 | 66.2411 | 61.7124 | 60.4704 | 49.9716 | 44.3407 | 41.3236 | 40.9819 | 38.1674 | 38.421 | 44.9994 | 54.2222 | 67.3939 | 76.2936 | 75.5759 | 66.4437 | 69.2941 | 68.5909
2025 | Winter | Flexibility | 1 | 57.0569 | 58.6955 | 55.9667 | 56.1987 | 53.5029 | 57.1481 | 62.205 | 63.6401 | 58.64 | 50.5184 | 45.114 | 43.2977 | 37.58 | 37.0043 | 34.5901 | 36.5237 | 41.5469 | 48.2576 | 59.5498 | 68.103 | 72.6159 | 62.7813 | 62.6156 | 62.1676
2025 | Winter | Flexibility | 2 | 58.1177 | 58.5886 | 56.4453 | 56.8755 | 54.5549 | 57.4513 | 62.3141 | 63.9445 | 58.948 | 51.543 | 45.6007 | 43.4704 | 37.9709 | 37.4331 | 34.9842 | 36.713 | 41.9506 | 48.9278 | 60.3967 | 68.8758 | 73.073 | 63.1687 | 63.383 | 62.8757

## Primal Evolution
Iteration | OF value
0 | 578598963.9887
1 | 762945692.1856
2 | 762945692.1856
3 | 762945678.4068
4 | 680179484.797
5 | 680179484.7971
6 | 680179483.3189
7 | 659806648.2347
8 | 659806648.2347
9 | 659806644.3454
10 | 653521249.0731
11 | 653521249.0731
12 | 653521099.6336
13 | 650726498.0168
14 | 650726498.0168
15 | 650726495.9913
16 | 648890870.931
17 | 648890870.931
18 | 648890869.3898
19 | 647933741.3315

## Interface PF
Node ID | Operator | Year | Day | Quantity | Market Scenario | Operation Scenario | 0 | 1 | 2 | 3 | 4 | 5 | 6 | 7 | 8 | 9 | 10 | 11 | 12 | 13 | 14 | 15 | 16 | 17 | 18 | 19 | 20 | 21 | 22 | 23
29 | TSO | 2025 | Winter | Vmag, [p.u.] | 0 | 0 | 1.0649 | 1.0634 | 1.0631 | 1.063 | 1.0627 | 1.0637 | 1.0697 | 1.0689 | 1.0698 | 1.069 | 1.0704 | 1.0694 | 1.0691 | 1.0692 | 1.0696 | 1.0691 | 1.067 | 1.0687 | 1.0684 | 1.0689 | 1.0678 | 1.0671 | 1.0662 | 1.0647
29 | TSO | 2025 | Winter | P, [MW] | 0 | 0 | 8.6447 | 8.3152 | 8.0745 | 8.0374 | 7.9815 | 7.8912 | 7.5721 | 7.7247 | 6.7661 | 6.3736 | 6.302 | 6.4495 | 6.4367 | 6.3242 | 7.5251 | 7.4792 | 8.3307 | 6.926 | 8.1103 | 6.9201 | 6.7714 | 6.4733 | 7.5804 | 7.4506
29 | TSO | 2025 | Winter | Q, [MVAr] | 0 | 0 | 1.0581 | 0.9513 | 0.84145 | 0.8379 | 0.84278 | 0.85251 | 0.76068 | 1.2733 | 0.57631 | 0.45902 | 0.49067 | 0.37265 | 0.47501 | 0.42456 | 0.94444 | 1.0419 | 0.79743 | 0.76894 | 0.81427 | 0.58048 | 0.47129 | 0.65005 | 0.65775 | 0.64646
29 | TSO | 2025 | Winter | Vmag, [p.u.] | 0 | 1 | 1.0649 | 1.0634 | 1.0631 | 1.063 | 1.0627 | 1.0637 | 1.0697 | 1.0689 | 1.0698 | 1.069 | 1.0704 | 1.0694 | 1.0691 | 1.0692 | 1.0696 | 1.0691 | 1.067 | 1.0687 | 1.0684 | 1.0689 | 1.0678 | 1.0671 | 1.0662 | 1.0647
29 | TSO | 2025 | Winter | P, [MW] | 0 | 1 | 8.6447 | 8.3152 | 8.0745 | 8.0374 | 7.9815 | 7.8912 | 7.5721 | 7.7247 | 6.7661 | 6.3736 | 6.302 | 6.4495 | 6.4367 | 6.3242 | 7.5251 | 7.4792 | 8.3307 | 6.926 | 8.1103 | 6.9201 | 6.7714 | 6.4733 | 7.5804 | 7.4506
29 | TSO | 2025 | Winter | Q, [MVAr] | 0 | 1 | 1.0581 | 0.9513 | 0.84145 | 0.8379 | 0.84278 | 0.85251 | 0.76068 | 1.2733 | 0.57631 | 0.45902 | 0.49067 | 0.37265 | 0.47501 | 0.42456 | 0.94444 | 1.0419 | 0.79743 | 0.76894 | 0.81427 | 0.58048 | 0.47129 | 0.65005 | 0.65775 | 0.64646
29 | TSO | 2025 | Winter | Vmag, [p.u.] | 0 | 2 | 1.0649 | 1.0634 | 1.0631 | 1.063 | 1.0627 | 1.0637 | 1.0697 | 1.0689 | 1.0698 | 1.069 | 1.0704 | 1.0694 | 1.0691 | 1.0692 | 1.0696 | 1.0691 | 1.067 | 1.0687 | 1.0684 | 1.0689 | 1.0678 | 1.0671 | 1.0662 | 1.0647
29 | TSO | 2025 | Winter | P, [MW] | 0 | 2 | 8.6447 | 8.3152 | 8.0745 | 8.0374 | 7.9815 | 7.8912 | 7.5721 | 7.7247 | 6.7661 | 6.3736 | 6.302 | 6.4495 | 6.4367 | 6.3242 | 7.5251 | 7.4792 | 8.3307 | 6.926 | 8.1103 | 6.9201 | 6.7714 | 6.4733 | 7.5804 | 7.4506
29 | TSO | 2025 | Winter | Q, [MVAr] | 0 | 2 | 1.0581 | 0.9513 | 0.84145 | 0.8379 | 0.84278 | 0.85251 | 0.76068 | 1.2733 | 0.57631 | 0.45902 | 0.49067 | 0.37265 | 0.47501 | 0.42456 | 0.94444 | 1.0419 | 0.79743 | 0.76894 | 0.81427 | 0.58048 | 0.47129 | 0.65005 | 0.65775 | 0.64646
29 | TSO | 2025 | Winter | Vmag, [p.u.] | 1 | 0 | 1.0648 | 1.0633 | 1.063 | 1.0629 | 1.0626 | 1.0637 | 1.0686 | 1.0684 | 1.0676 | 1.0665 | 1.0697 | 1.0679 | 1.0677 | 1.0679 | 1.0688 | 1.0686 | 1.0672 | 1.0696 | 1.0707 | 1.0689 | 1.0669 | 1.0668 | 1.066 | 1.0649
29 | TSO | 2025 | Winter | P, [MW] | 1 | 0 | 8.7131 | 8.3223 | 8.1107 | 8.0809 | 8.0479 | 7.9125 | 7.6009 | 7.7544 | 6.8582 | 6.3932 | 6.2986 | 6.4841 | 6.4541 | 6.3346 | 7.5666 | 7.5018 | 8.3396 | 6.8645 | 8.0768 | 6.9673 | 6.8306 | 6.5149 | 7.6297 | 7.4702
29 | TSO | 2025 | Winter | Q, [MVAr] | 1 | 0 | 1.1136 | 0.94304 | 0.8698 | 0.86955 | 0.90169 | 0.86913 | 0.76176 | 1.2876 | 0.55859 | 0.40295 | 0.46348 | 0.36638 | 0.45378 | 0.40205 | 0.96403 | 1.0523 | 0.77855 | 0.73609 | 0.77149 | 0.53496 | 0.45392 | 0.62911 | 0.69446 | 0.68266
29 | TSO | 2025 | Winter | Vmag, [p.u.] | 1 | 1 | 1.0648 | 1.0633 | 1.063 | 1.0629 | 1.0626 | 1.0637 | 1.0686 | 1.0684 | 1.0676 | 1.0665 | 1.0697 | 1.0679 | 1.0677 | 1.0679 | 1.0688 | 1.0686 | 1.0672 | 1.0696 | 1.0707 | 1.0689 | 1.0669 | 1.0668 | 1.066 | 1.0649
29 | TSO | 2025 | Winter | P, [MW] | 1 | 1 | 8.7131 | 8.3223 | 8.1107 | 8.0809 | 8.0479 | 7.9125 | 7.6009 | 7.7544 | 6.8582 | 6.3932 | 6.2986 | 6.4841 | 6.4541 | 6.3346 | 7.5666 | 7.5018 | 8.3396 | 6.8645 | 8.0768 | 6.9673 | 6.8306 | 6.5149 | 7.6297 | 7.4702
29 | TSO | 2025 | Winter | Q, [MVAr] | 1 | 1 | 1.1136 | 0.94304 | 0.8698 | 0.86955 | 0.90169 | 0.86913 | 0.76176 | 1.2876 | 0.55859 | 0.40295 | 0.46348 | 0.36638 | 0.45378 | 0.40205 | 0.96403 | 1.0523 | 0.77855 | 0.73609 | 0.77149 | 0.53496 | 0.45392 | 0.62911 | 0.69446 | 0.68266
29 | TSO | 2025 | Winter | Vmag, [p.u.] | 1 | 2 | 1.0648 | 1.0633 | 1.063 | 1.0629 | 1.0626 | 1.0637 | 1.0686 | 1.0684 | 1.0676 | 1.0665 | 1.0697 | 1.0679 | 1.0677 | 1.0679 | 1.0688 | 1.0686 | 1.0672 | 1.0696 | 1.0707 | 1.0689 | 1.0669 | 1.0668 | 1.066 | 1.0649
29 | TSO | 2025 | Winter | P, [MW] | 1 | 2 | 8.7131 | 8.3223 | 8.1107 | 8.0809 | 8.0479 | 7.9125 | 7.6009 | 7.7544 | 6.8582 | 6.3932 | 6.2986 | 6.4841 | 6.4541 | 6.3346 | 7.5666 | 7.5018 | 8.3396 | 6.8645 | 8.0768 | 6.9673 | 6.8306 | 6.5149 | 7.6297 | 7.4702
29 | TSO | 2025 | Winter | Q, [MVAr] | 1 | 2 | 1.1136 | 0.94304 | 0.8698 | 0.86955 | 0.90169 | 0.86913 | 0.76176 | 1.2876 | 0.55859 | 0.40295 | 0.46348 | 0.36638 | 0.45378 | 0.40205 | 0.96403 | 1.0523 | 0.77855 | 0.73609 | 0.77149 | 0.53496 | 0.45392 | 0.62911 | 0.69446 | 0.68266
29 | TSO | 2025 | Winter | Vmag, [p.u.] | 2 | 0 | 1.0649 | 1.0634 | 1.063 | 1.0629 | 1.0626 | 1.0636 | 1.0695 | 1.0689 | 1.0706 | 1.0698 | 1.0702 | 1.0688 | 1.0686 | 1.0684 | 1.069 | 1.0683 | 1.0667 | 1.069 | 1.0675 | 1.0691 | 1.0686 | 1.0673 | 1.0662 | 1.0644
29 | TSO | 2025 | Winter | P, [MW] | 2 | 0 | 8.6924 | 8.3113 | 8.1114 | 8.0755 | 8.0472 | 7.9205 | 7.5793 | 7.7367 | 6.7632 | 6.2996 | 6.2843 | 6.4593 | 6.4323 | 6.3237 | 7.5595 | 7.5081 | 8.3664 | 6.8887 | 8.1757 | 6.9424 | 6.7645 | 6.4804 | 7.6133 | 7.4998
29 | TSO | 2025 | Winter | Q, [MVAr] | 2 | 0 | 1.1082 | 0.94401 | 0.86704 | 0.86584 | 0.89568 | 0.86713 | 0.76145 | 1.2861 | 0.5612 | 0.40971 | 0.46634 | 0.36765 | 0.45623 | 0.4046 | 0.9619 | 1.0512 | 0.77997 | 0.73961 | 0.77511 | 0.5394 | 0.45764 | 0.63217 | 0.69056 | 0.67765
29 | TSO | 2025 | Winter | Vmag, [p.u.] | 2 | 1 | 1.0649 | 1.0634 | 1.063 | 1.0629 | 1.0626 | 1.0636 | 1.0695 | 1.0689 | 1.0706 | 1.0698 | 1.0702 | 1.0688 | 1.0686 | 1.0684 | 1.069 | 1.0683 | 1.0667 | 1.069 | 1.0675 | 1.0691 | 1.0686 | 1.0673 | 1.0662 | 1.0644
29 | TSO | 2025 | Winter | P, [MW] | 2 | 1 | 8.6924 | 8.3113 | 8.1114 | 8.0755 | 8.0472 | 7.9205 | 7.5793 | 7.7367 | 6.7632 | 6.2996 | 6.2843 | 6.4593 | 6.4323 | 6.3237 | 7.5595 | 7.5081 | 8.3664 | 6.8887 | 8.1757 | 6.9424 | 6.7645 | 6.4804 | 7.6133 | 7.4998
29 | TSO | 2025 | Winter | Q, [MVAr] | 2 | 1 | 1.1082 | 0.94401 | 0.86704 | 0.86584 | 0.89568 | 0.86713 | 0.76145 | 1.2861 | 0.5612 | 0.40971 | 0.46634 | 0.36765 | 0.45623 | 0.4046 | 0.9619 | 1.0512 | 0.77997 | 0.73961 | 0.77511 | 0.5394 | 0.45764 | 0.63217 | 0.69056 | 0.67765
29 | TSO | 2025 | Winter | Vmag, [p.u.] | 2 | 2 | 1.0649 | 1.0634 | 1.063 | 1.0629 | 1.0626 | 1.0636 | 1.0695 | 1.0689 | 1.0706 | 1.0698 | 1.0702 | 1.0688 | 1.0686 | 1.0684 | 1.069 | 1.0683 | 1.0667 | 1.069 | 1.0675 | 1.0691 | 1.0686 | 1.0673 | 1.0662 | 1.0644
29 | TSO | 2025 | Winter | P, [MW] | 2 | 2 | 8.6924 | 8.3113 | 8.1114 | 8.0755 | 8.0472 | 7.9205 | 7.5793 | 7.7367 | 6.7632 | 6.2996 | 6.2843 | 6.4593 | 6.4323 | 6.3237 | 7.5595 | 7.5081 | 8.3664 | 6.8887 | 8.1757 | 6.9424 | 6.7645 | 6.4804 | 7.6133 | 7.4998
29 | TSO | 2025 | Winter | Q, [MVAr] | 2 | 2 | 1.1082 | 0.94401 | 0.86704 | 0.86584 | 0.89568 | 0.86713 | 0.76145 | 1.2861 | 0.5612 | 0.40971 | 0.46634 | 0.36765 | 0.45623 | 0.4046 | 0.9619 | 1.0512 | 0.77997 | 0.73961 | 0.77511 | 0.5394 | 0.45764 | 0.63217 | 0.69056 | 0.67765
29 | TSO | 2025 | Winter | Vmag, [p.u.] | Expected | - | 1.0649 | 1.0634 | 1.063 | 1.063 | 1.0626 | 1.0637 | 1.0693 | 1.0687 | 1.0693 | 1.0684 | 1.0701 | 1.0687 | 1.0685 | 1.0685 | 1.0691 | 1.0687 | 1.067 | 1.0691 | 1.0689 | 1.069 | 1.0678 | 1.067 | 1.0661 | 1.0647
29 | TSO | 2025 | Winter | P, [MW] | Expected | - | 8.6834 | 8.3163 | 8.0989 | 8.0646 | 8.0255 | 7.9081 | 7.5841 | 7.7386 | 6.7958 | 6.3555 | 6.295 | 6.4643 | 6.441 | 6.3275 | 7.5504 | 7.4964 | 8.3456 | 6.8931 | 8.1209 | 6.9433 | 6.7888 | 6.4895 | 7.6078 | 7.4735
29 | TSO | 2025 | Winter | Q, [MVAr] | Expected | - | 1.0933 | 0.94612 | 0.85943 | 0.85776 | 0.88005 | 0.86292 | 0.76129 | 1.2823 | 0.56537 | 0.42389 | 0.47349 | 0.36889 | 0.46167 | 0.4104 | 0.95679 | 1.0485 | 0.78532 | 0.74821 | 0.78696 | 0.55161 | 0.46095 | 0.63711 | 0.68093 | 0.66892
1 | TSO | 2025 | Winter | Vmag, [p.u.] | 0 | 0 | 1.0482 | 1.0468 | 1.0466 | 1.0466 | 1.0461 | 1.0461 | 1.052 | 1.0514 | 1.0525 | 1.0507 | 1.0525 | 1.0513 | 1.0509 | 1.0511 | 1.0518 | 1.0512 | 1.0485 | 1.0509 | 1.0502 | 1.0503 | 1.0491 | 1.0484 | 1.0477 | 1.047
1 | TSO | 2025 | Winter | P, [MW] | 0 | 0 | 26.1677 | 23.2411 | 22.162 | 22.004 | 21.9312 | 23.538 | 30.3763 | 32.6235 | 33.0814 | 36.2842 | 36.2514 | 37.1808 | 34.2643 | 34.3615 | 32.2338 | 31.7296 | 31.7744 | 34.6546 | 34.3689 | 33.3329 | 32.7352 | 30.4054 | 29.1663 | 26.6307
1 | TSO | 2025 | Winter | Q, [MVAr] | 0 | 0 | -4.0774 | -5.2071 | -4.9252 | -4.5849 | -4.6751 | -4.4987 | -2.8612 | -2.1943 | -1.4062 | -0.51907 | -0.58248 | -0.087069 | -0.53138 | -1.135 | -2.3567 | -2.1477 | -2.0055 | -0.97505 | -1.1956 | -0.99857 | -1.8608 | -2.2964 | -3.2412 | -3.656
1 | TSO | 2025 | Winter | Vmag, [p.u.] | 0 | 1 | 1.0482 | 1.0468 | 1.0466 | 1.0466 | 1.0461 | 1.0461 | 1.052 | 1.0514 | 1.0525 | 1.0507 | 1.0525 | 1.0513 | 1.0509 | 1.0511 | 1.0518 | 1.0512 | 1.0485 | 1.0509 | 1.0502 | 1.0503 | 1.0491 | 1.0484 | 1.0477 | 1.047
1 | TSO | 2025 | Winter | P, [MW] | 0 | 1 | 26.1677 | 23.2411 | 22.162 | 22.004 | 21.9312 | 23.538 | 30.3763 | 32.6235 | 33.0814 | 36.2842 | 36.2514 | 37.1808 | 34.2643 | 34.3615 | 32.2338 | 31.7296 | 31.7744 | 34.6546 | 34.3689 | 33.3329 | 32.7352 | 30.4054 | 29.1663 | 26.6307
1 | TSO | 2025 | Winter | Q, [MVAr] | 0 | 1 | -4.0774 | -5.2071 | -4.9252 | -4.5849 | -4.6751 | -4.4987 | -2.8612 | -2.1943 | -1.4062 | -0.51907 | -0.58248 | -0.087069 | -0.53138 | -1.135 | -2.3567 | -2.1477 | -2.0055 | -0.97505 | -1.1956 | -0.99857 | -1.8608 | -2.2964 | -3.2412 | -3.656
1 | TSO | 2025 | Winter | Vmag, [p.u.] | 0 | 2 | 1.0482 | 1.0468 | 1.0466 | 1.0466 | 1.0461 | 1.0461 | 1.052 | 1.0514 | 1.0525 | 1.0507 | 1.0525 | 1.0513 | 1.0509 | 1.0511 | 1.0518 | 1.0512 | 1.0485 | 1.0509 | 1.0502 | 1.0503 | 1.0491 | 1.0484 | 1.0477 | 1.047
1 | TSO | 2025 | Winter | P, [MW] | 0 | 2 | 26.1677 | 23.2411 | 22.162 | 22.004 | 21.9312 | 23.538 | 30.3763 | 32.6235 | 33.0814 | 36.2842 | 36.2514 | 37.1808 | 34.2643 | 34.3615 | 32.2338 | 31.7296 | 31.7744 | 34.6546 | 34.3689 | 33.3329 | 32.7352 | 30.4054 | 29.1663 | 26.6307
1 | TSO | 2025 | Winter | Q, [MVAr] | 0 | 2 | -4.0774 | -5.2071 | -4.9252 | -4.5849 | -4.6751 | -4.4987 | -2.8612 | -2.1943 | -1.4062 | -0.51907 | -0.58248 | -0.087069 | -0.53138 | -1.135 | -2.3567 | -2.1477 | -2.0055 | -0.97505 | -1.1956 | -0.99857 | -1.8608 | -2.2964 | -3.2412 | -3.656
1 | TSO | 2025 | Winter | Vmag, [p.u.] | 1 | 0 | 1.0481 | 1.0465 | 1.0464 | 1.0464 | 1.046 | 1.0461 | 1.0504 | 1.0508 | 1.0495 | 1.0473 | 1.0516 | 1.0493 | 1.049 | 1.0493 | 1.0506 | 1.0505 | 1.0487 | 1.0521 | 1.0533 | 1.0503 | 1.0479 | 1.0479 | 1.0475 | 1.0474
1 | TSO | 2025 | Winter | P, [MW] | 1 | 0 | 26.2361 | 23.2411 | 22.162 | 22.004 | 21.9312 | 23.538 | 30.4053 | 32.6533 | 33.1745 | 36.4152 | 36.3021 | 37.2158 | 34.282 | 34.4164 | 32.2755 | 31.7524 | 31.7744 | 34.5928 | 34.2476 | 33.2891 | 32.762 | 30.4066 | 29.1415 | 26.5788
1 | TSO | 2025 | Winter | Q, [MVAr] | 1 | 0 | -4.0218 | -5.1998 | -4.8969 | -4.5532 | -4.6161 | -4.4987 | -2.8612 | -2.2088 | -1.4062 | -0.57484 | -0.60958 | -0.093172 | -0.55246 | -1.1132 | -2.3567 | -2.1373 | -2.0173 | -1.008 | -1.2387 | -0.95309 | -1.8608 | -2.2765 | -3.2412 | -3.656
1 | TSO | 2025 | Winter | Vmag, [p.u.] | 1 | 1 | 1.0481 | 1.0465 | 1.0464 | 1.0464 | 1.046 | 1.0461 | 1.0504 | 1.0508 | 1.0495 | 1.0473 | 1.0516 | 1.0493 | 1.049 | 1.0493 | 1.0506 | 1.0505 | 1.0487 | 1.0521 | 1.0533 | 1.0503 | 1.0479 | 1.0479 | 1.0475 | 1.0474
1 | TSO | 2025 | Winter | P, [MW] | 1 | 1 | 26.2361 | 23.2411 | 22.162 | 22.004 | 21.9312 | 23.538 | 30.4053 | 32.6533 | 33.1745 | 36.4152 | 36.3021 | 37.2158 | 34.282 | 34.4164 | 32.2755 | 31.7524 | 31.7744 | 34.5928 | 34.2476 | 33.2891 | 32.762 | 30.4066 | 29.1415 | 26.5788
1 | TSO | 2025 | Winter | Q, [MVAr] | 1 | 1 | -4.0218 | -5.1998 | -4.8969 | -4.5532 | -4.6161 | -4.4987 | -2.8612 | -2.2088 | -1.4062 | -0.57484 | -0.60958 | -0.093172 | -0.55246 | -1.1132 | -2.3567 | -2.1373 | -2.0173 | -1.008 | -1.2387 | -0.95309 | -1.8608 | -2.2765 | -3.2412 | -3.656
1 | TSO | 2025 | Winter | Vmag, [p.u.] | 1 | 2 | 1.0481 | 1.0465 | 1.0464 | 1.0464 | 1.046 | 1.0461 | 1.0504 | 1.0508 | 1.0495 | 1.0473 | 1.0516 | 1.0493 | 1.049 | 1.0493 | 1.0506 | 1.0505 | 1.0487 | 1.0521 | 1.0533 | 1.0503 | 1.0479 | 1.0479 | 1.0475 | 1.0474
1 | TSO | 2025 | Winter | P, [MW] | 1 | 2 | 26.2361 | 23.2411 | 22.162 | 22.004 | 21.9312 | 23.538 | 30.4053 | 32.6533 | 33.1745 | 36.4152 | 36.3021 | 37.2158 | 34.282 | 34.4164 | 32.2755 | 31.7524 | 31.7744 | 34.5928 | 34.2476 | 33.2891 | 32.762 | 30.4066 | 29.1415 | 26.5788
1 | TSO | 2025 | Winter | Q, [MVAr] | 1 | 2 | -4.0218 | -5.1998 | -4.8969 | -4.5532 | -4.6161 | -4.4987 | -2.8612 | -2.2088 | -1.4062 | -0.57484 | -0.60958 | -0.093172 | -0.55246 | -1.1132 | -2.3567 | -2.1373 | -2.0173 | -1.008 | -1.2387 | -0.95309 | -1.8608 | -2.2765 | -3.2412 | -3.656
1 | TSO | 2025 | Winter | Vmag, [p.u.] | 2 | 0 | 1.0483 | 1.0468 | 1.0464 | 1.0464 | 1.0459 | 1.0459 | 1.0516 | 1.0515 | 1.0537 | 1.0518 | 1.0523 | 1.0506 | 1.0503 | 1.0501 | 1.0509 | 1.05 | 1.048 | 1.0512 | 1.049 | 1.0508 | 1.0501 | 1.0486 | 1.0477 | 1.0467
1 | TSO | 2025 | Winter | P, [MW] | 2 | 0 | 26.2153 | 23.2411 | 22.162 | 22.004 | 21.9312 | 23.538 | 30.3835 | 32.6355 | 33.063 | 36.3092 | 36.2823 | 37.1908 | 34.26 | 34.4006 | 32.2683 | 31.7587 | 31.7744 | 34.6172 | 34.3569 | 33.2726 | 32.7003 | 30.376 | 29.1336 | 26.6165
1 | TSO | 2025 | Winter | Q, [MVAr] | 2 | 0 | -4.0273 | -5.2 | -4.8996 | -4.5569 | -4.6221 | -4.4987 | -2.8612 | -2.207 | -1.4062 | -0.56849 | -0.60679 | -0.09201 | -0.5501 | -1.1155 | -2.3567 | -2.1384 | -2.0157 | -1.0044 | -1.2347 | -0.95729 | -1.8608 | -2.2779 | -3.2412 | -3.656
1 | TSO | 2025 | Winter | Vmag, [p.u.] | 2 | 1 | 1.0483 | 1.0468 | 1.0464 | 1.0464 | 1.0459 | 1.0459 | 1.0516 | 1.0515 | 1.0537 | 1.0518 | 1.0523 | 1.0506 | 1.0503 | 1.0501 | 1.0509 | 1.05 | 1.048 | 1.0512 | 1.049 | 1.0508 | 1.0501 | 1.0486 | 1.0477 | 1.0467
1 | TSO | 2025 | Winter | P, [MW] | 2 | 1 | 26.2153 | 23.2411 | 22.162 | 22.004 | 21.9312 | 23.538 | 30.3835 | 32.6355 | 33.063 | 36.3092 | 36.2823 | 37.1908 | 34.26 | 34.4006 | 32.2683 | 31.7587 | 31.7744 | 34.6172 | 34.3569 | 33.2726 | 32.7003 | 30.376 | 29.1336 | 26.6165
1 | TSO | 2025 | Winter | Q, [MVAr] | 2 | 1 | -4.0273 | -5.2 | -4.8996 | -4.5569 | -4.6221 | -4.4987 | -2.8612 | -2.207 | -1.4062 | -0.56849 | -0.60679 | -0.09201 | -0.5501 | -1.1155 | -2.3567 | -2.1384 | -2.0157 | -1.0044 | -1.2347 | -0.95729 | -1.8608 | -2.2779 | -3.2412 | -3.656
1 | TSO | 2025 | Winter | Vmag, [p.u.] | 2 | 2 | 1.0483 | 1.0468 | 1.0464 | 1.0464 | 1.0459 | 1.0459 | 1.0516 | 1.0515 | 1.0537 | 1.0518 | 1.0523 | 1.0506 | 1.0503 | 1.0501 | 1.0509 | 1.05 | 1.048 | 1.0512 | 1.049 | 1.0508 | 1.0501 | 1.0486 | 1.0477 | 1.0467
1 | TSO | 2025 | Winter | P, [MW] | 2 | 2 | 26.2153 | 23.2411 | 22.162 | 22.004 | 21.9312 | 23.538 | 30.3835 | 32.6355 | 33.063 | 36.3092 | 36.2823 | 37.1908 | 34.26 | 34.4006 | 32.2683 | 31.7587 | 31.7744 | 34.6172 | 34.3569 | 33.2726 | 32.7003 | 30.376 | 29.1336 | 26.6165
1 | TSO | 2025 | Winter | Q, [MVAr] | 2 | 2 | -4.0273 | -5.2 | -4.8996 | -4.5569 | -4.6221 | -4.4987 | -2.8612 | -2.207 | -1.4062 | -0.56849 | -0.60679 | -0.09201 | -0.5501 | -1.1155 | -2.3567 | -2.1384 | -2.0157 | -1.0044 | -1.2347 | -0.95729 | -1.8608 | -2.2779 | -3.2412 | -3.656
1 | TSO | 2025 | Winter | Vmag, [p.u.] | Expected | - | 1.0482 | 1.0467 | 1.0465 | 1.0465 | 1.046 | 1.046 | 1.0514 | 1.0512 | 1.0519 | 1.0499 | 1.0521 | 1.0504 | 1.0501 | 1.0502 | 1.0511 | 1.0506 | 1.0484 | 1.0514 | 1.0508 | 1.0505 | 1.049 | 1.0483 | 1.0476 | 1.047
1 | TSO | 2025 | Winter | P, [MW] | Expected | - | 26.2063 | 23.2411 | 22.162 | 22.004 | 21.9312 | 23.538 | 30.3884 | 32.6374 | 33.1063 | 36.3362 | 36.2786 | 37.1958 | 34.2688 | 34.3928 | 32.2592 | 31.7469 | 31.7744 | 34.6215 | 34.3245 | 33.2982 | 32.7325 | 30.396 | 29.1471 | 26.6087
1 | TSO | 2025 | Winter | Q, [MVAr] | Expected | - | -4.0422 | -5.2023 | -4.9072 | -4.565 | -4.6378 | -4.4987 | -2.8612 | -2.2034 | -1.4062 | -0.55413 | -0.59962 | -0.09075 | -0.54465 | -1.1212 | -2.3567 | -2.1412 | -2.0128 | -0.99583 | -1.223 | -0.96965 | -1.8608 | -2.2836 | -3.2412 | -3.656
19 | TSO | 2025 | Winter | Vmag, [p.u.] | 0 | 0 | 1.0432 | 1.0433 | 1.0435 | 1.0437 | 1.0435 | 1.0434 | 1.0434 | 1.042 | 1.0408 | 1.0422 | 1.0398 | 1.0413 | 1.041 | 1.0415 | 1.0415 | 1.0417 | 1.0418 | 1.0408 | 1.0411 | 1.0415 | 1.0417 | 1.0414 | 1.0413 | 1.0428
19 | TSO | 2025 | Winter | P, [MW] | 0 | 0 | 12.8424 | 12.0725 | 11.8417 | 11.6083 | 11.3564 | 11.4595 | 20.412 | 20.6691 | 19.7536 | 12.5947 | 19.5974 | 20.9262 | 21.0181 | 20.4763 | 18.6327 | 18.53 | 12.6192 | 19.0896 | 18.0754 | 17.3373 | 13.3147 | 12.6542 | 13.6456 | 13.3391
19 | TSO | 2025 | Winter | Q, [MVAr] | 0 | 0 | 1.4611 | -0.33731 | -0.64866 | -0.69546 | -1.0621 | -1.0844 | 2.5976 | 2.5335 | 5.5929 | 3.4781 | 7.2636 | 3.2582 | 3.0994 | 2.6821 | 4.2578 | 4.2164 | 2.2616 | 4.4979 | 3.7788 | 3.9228 | 2.399 | 2.2743 | 2.166 | -0.26865
19 | TSO | 2025 | Winter | Vmag, [p.u.] | 0 | 1 | 1.0432 | 1.0433 | 1.0435 | 1.0437 | 1.0435 | 1.0434 | 1.0434 | 1.042 | 1.0408 | 1.0422 | 1.0398 | 1.0413 | 1.041 | 1.0415 | 1.0415 | 1.0417 | 1.0418 | 1.0408 | 1.0411 | 1.0415 | 1.0417 | 1.0414 | 1.0413 | 1.0428
19 | TSO | 2025 | Winter | P, [MW] | 0 | 1 | 12.8424 | 12.0725 | 11.8417 | 11.6083 | 11.3564 | 11.4595 | 20.412 | 20.6691 | 19.7536 | 12.5947 | 19.5974 | 20.9262 | 21.0181 | 20.4763 | 18.6327 | 18.53 | 12.6192 | 19.0896 | 18.0754 | 17.3373 | 13.3147 | 12.6542 | 13.6456 | 13.3391
19 | TSO | 2025 | Winter | Q, [MVAr] | 0 | 1 | 1.4611 | -0.33731 | -0.64866 | -0.69546 | -1.0621 | -1.0844 | 2.5976 | 2.5335 | 5.5929 | 3.4781 | 7.2636 | 3.2582 | 3.0994 | 2.6821 | 4.2578 | 4.2164 | 2.2616 | 4.4979 | 3.7788 | 3.9228 | 2.399 | 2.2743 | 2.166 | -0.26865
19 | TSO | 2025 | Winter | Vmag, [p.u.] | 0 | 2 | 1.0432 | 1.0433 | 1.0435 | 1.0437 | 1.0435 | 1.0434 | 1.0434 | 1.042 | 1.0408 | 1.0422 | 1.0398 | 1.0413 | 1.041 | 1.0415 | 1.0415 | 1.0417 | 1.0418 | 1.0408 | 1.0411 | 1.0415 | 1.0417 | 1.0414 | 1.0413 | 1.0428
19 | TSO | 2025 | Winter | P, [MW] | 0 | 2 | 12.8424 | 12.0725 | 11.8417 | 11.6083 | 11.3564 | 11.4595 | 20.412 | 20.6691 | 19.7536 | 12.5947 | 19.5974 | 20.9262 | 21.0181 | 20.4763 | 18.6327 | 18.53 | 12.6192 | 19.0896 | 18.0754 | 17.3373 | 13.3147 | 12.6542 | 13.6456 | 13.3391
19 | TSO | 2025 | Winter | Q, [MVAr] | 0 | 2 | 1.4611 | -0.33731 | -0.64866 | -0.69546 | -1.0621 | -1.0844 | 2.5976 | 2.5335 | 5.5929 | 3.4781 | 7.2636 | 3.2582 | 3.0994 | 2.6821 | 4.2578 | 4.2164 | 2.2616 | 4.4979 | 3.7788 | 3.9228 | 2.399 | 2.2743 | 2.166 | -0.26865
19 | TSO | 2025 | Winter | Vmag, [p.u.] | 1 | 0 | 1.043 | 1.0431 | 1.0434 | 1.0435 | 1.0434 | 1.0433 | 1.0418 | 1.0413 | 1.0377 | 1.0388 | 1.0388 | 1.0393 | 1.0391 | 1.0397 | 1.0403 | 1.0409 | 1.042 | 1.042 | 1.0442 | 1.0414 | 1.0404 | 1.0409 | 1.0411 | 1.0432
19 | TSO | 2025 | Winter | P, [MW] | 1 | 0 | 12.9109 | 12.0798 | 11.8781 | 11.6519 | 11.4228 | 11.4809 | 20.4412 | 20.6991 | 19.8475 | 12.7262 | 19.5944 | 20.9732 | 21.0778 | 20.5315 | 18.6746 | 18.5529 | 12.5896 | 19.0938 | 18.0405 | 17.3845 | 13.3418 | 12.6962 | 13.6952 | 13.2871
19 | TSO | 2025 | Winter | Q, [MVAr] | 1 | 0 | 1.5166 | -0.33 | -0.67752 | -0.72785 | -1.1215 | -1.1013 | 2.5956 | 2.5189 | 5.6091 | 3.4781 | 7.2903 | 3.2517 | 3.0779 | 2.6594 | 4.2772 | 4.2267 | 2.281 | 4.5314 | 3.8235 | 3.9683 | 2.4145 | 2.2941 | 2.2028 | -0.30384
19 | TSO | 2025 | Winter | Vmag, [p.u.] | 1 | 1 | 1.043 | 1.0431 | 1.0434 | 1.0435 | 1.0434 | 1.0433 | 1.0418 | 1.0413 | 1.0377 | 1.0388 | 1.0388 | 1.0393 | 1.0391 | 1.0397 | 1.0403 | 1.0409 | 1.042 | 1.042 | 1.0442 | 1.0414 | 1.0404 | 1.0409 | 1.0411 | 1.0432
19 | TSO | 2025 | Winter | P, [MW] | 1 | 1 | 12.9109 | 12.0798 | 11.8781 | 11.6519 | 11.4228 | 11.4809 | 20.4412 | 20.6991 | 19.8475 | 12.7262 | 19.5944 | 20.9732 | 21.0778 | 20.5315 | 18.6746 | 18.5529 | 12.5896 | 19.0938 | 18.0405 | 17.3845 | 13.3418 | 12.6962 | 13.6952 | 13.2871
19 | TSO | 2025 | Winter | Q, [MVAr] | 1 | 1 | 1.5166 | -0.33 | -0.67752 | -0.72785 | -1.1215 | -1.1013 | 2.5956 | 2.5189 | 5.6091 | 3.4781 | 7.2903 | 3.2517 | 3.0779 | 2.6594 | 4.2772 | 4.2267 | 2.281 | 4.5314 | 3.8235 | 3.9683 | 2.4145 | 2.2941 | 2.2028 | -0.30384
19 | TSO | 2025 | Winter | Vmag, [p.u.] | 1 | 2 | 1.043 | 1.0431 | 1.0434 | 1.0435 | 1.0434 | 1.0433 | 1.0418 | 1.0413 | 1.0377 | 1.0388 | 1.0388 | 1.0393 | 1.0391 | 1.0397 | 1.0403 | 1.0409 | 1.042 | 1.042 | 1.0442 | 1.0414 | 1.0404 | 1.0409 | 1.0411 | 1.0432
19 | TSO | 2025 | Winter | P, [MW] | 1 | 2 | 12.9109 | 12.0798 | 11.8781 | 11.6519 | 11.4228 | 11.4809 | 20.4412 | 20.6991 | 19.8475 | 12.7262 | 19.5944 | 20.9732 | 21.0778 | 20.5315 | 18.6746 | 18.5529 | 12.5896 | 19.0938 | 18.0405 | 17.3845 | 13.3418 | 12.6962 | 13.6952 | 13.2871
19 | TSO | 2025 | Winter | Q, [MVAr] | 1 | 2 | 1.5166 | -0.33 | -0.67752 | -0.72785 | -1.1215 | -1.1013 | 2.5956 | 2.5189 | 5.6091 | 3.4781 | 7.2903 | 3.2517 | 3.0779 | 2.6594 | 4.2772 | 4.2267 | 2.281 | 4.5314 | 3.8235 | 3.9683 | 2.4145 | 2.2941 | 2.2028 | -0.30384
19 | TSO | 2025 | Winter | Vmag, [p.u.] | 2 | 0 | 1.0432 | 1.0433 | 1.0433 | 1.0435 | 1.0433 | 1.0432 | 1.043 | 1.0421 | 1.042 | 1.0433 | 1.0395 | 1.0406 | 1.0403 | 1.0405 | 1.0405 | 1.0405 | 1.0413 | 1.0411 | 1.0398 | 1.0419 | 1.0427 | 1.0416 | 1.0413 | 1.0425
19 | TSO | 2025 | Winter | P, [MW] | 2 | 0 | 12.89 | 12.0686 | 11.8788 | 11.6465 | 11.4223 | 11.489 | 20.4192 | 20.6812 | 19.7349 | 12.6195 | 19.5799 | 20.946 | 21.0513 | 20.5156 | 18.6674 | 18.5593 | 12.6213 | 19.1109 | 18.1414 | 17.3593 | 13.2796 | 12.6611 | 13.6786 | 13.3251
19 | TSO | 2025 | Winter | Q, [MVAr] | 2 | 0 | 1.5111 | -0.33023 | -0.67497 | -0.72404 | -1.1158 | -1.0999 | 2.5966 | 2.5208 | 5.6086 | 3.4781 | 7.2878 | 3.2532 | 3.0805 | 2.662 | 4.2752 | 4.2254 | 2.278 | 4.5274 | 3.8173 | 3.9642 | 2.4132 | 2.2928 | 2.1989 | -0.30091
19 | TSO | 2025 | Winter | Vmag, [p.u.] | 2 | 1 | 1.0432 | 1.0433 | 1.0433 | 1.0435 | 1.0433 | 1.0432 | 1.043 | 1.0421 | 1.042 | 1.0433 | 1.0395 | 1.0406 | 1.0403 | 1.0405 | 1.0405 | 1.0405 | 1.0413 | 1.0411 | 1.0398 | 1.0419 | 1.0427 | 1.0416 | 1.0413 | 1.0425
19 | TSO | 2025 | Winter | P, [MW] | 2 | 1 | 12.89 | 12.0686 | 11.8788 | 11.6465 | 11.4223 | 11.489 | 20.4192 | 20.6812 | 19.7349 | 12.6195 | 19.5799 | 20.946 | 21.0513 | 20.5156 | 18.6674 | 18.5593 | 12.6213 | 19.1109 | 18.1414 | 17.3593 | 13.2796 | 12.6611 | 13.6786 | 13.3251
19 | TSO | 2025 | Winter | Q, [MVAr] | 2 | 1 | 1.5111 | -0.33023 | -0.67497 | -0.72404 | -1.1158 | -1.0999 | 2.5966 | 2.5208 | 5.6086 | 3.4781 | 7.2878 | 3.2532 | 3.0805 | 2.662 | 4.2752 | 4.2254 | 2.278 | 4.5274 | 3.8173 | 3.9642 | 2.4132 | 2.2928 | 2.1989 | -0.30091
19 | TSO | 2025 | Winter | Vmag, [p.u.] | 2 | 2 | 1.0432 | 1.0433 | 1.0433 | 1.0435 | 1.0433 | 1.0432 | 1.043 | 1.0421 | 1.042 | 1.0433 | 1.0395 | 1.0406 | 1.0403 | 1.0405 | 1.0405 | 1.0405 | 1.0413 | 1.0411 | 1.0398 | 1.0419 | 1.0427 | 1.0416 | 1.0413 | 1.0425
19 | TSO | 2025 | Winter | P, [MW] | 2 | 2 | 12.89 | 12.0686 | 11.8788 | 11.6465 | 11.4223 | 11.489 | 20.4192 | 20.6812 | 19.7349 | 12.6195 | 19.5799 | 20.946 | 21.0513 | 20.5156 | 18.6674 | 18.5593 | 12.6213 | 19.1109 | 18.1414 | 17.3593 | 13.2796 | 12.6611 | 13.6786 | 13.3251
19 | TSO | 2025 | Winter | Q, [MVAr] | 2 | 2 | 1.5111 | -0.33023 | -0.67497 | -0.72404 | -1.1158 | -1.0999 | 2.5966 | 2.5208 | 5.6086 | 3.4781 | 7.2878 | 3.2532 | 3.0805 | 2.662 | 4.2752 | 4.2254 | 2.278 | 4.5274 | 3.8173 | 3.9642 | 2.4132 | 2.2928 | 2.1989 | -0.30091
19 | TSO | 2025 | Winter | Vmag, [p.u.] | Expected | - | 1.0431 | 1.0432 | 1.0434 | 1.0436 | 1.0434 | 1.0433 | 1.0427 | 1.0418 | 1.0402 | 1.0415 | 1.0394 | 1.0404 | 1.0402 | 1.0406 | 1.0408 | 1.041 | 1.0417 | 1.0413 | 1.0417 | 1.0416 | 1.0416 | 1.0413 | 1.0413 | 1.0428
19 | TSO | 2025 | Winter | P, [MW] | Expected | - | 12.8811 | 12.0736 | 11.8662 | 11.6356 | 11.4005 | 11.4765 | 20.4241 | 20.6831 | 19.7787 | 12.6468 | 19.5906 | 20.9485 | 21.0491 | 20.5078 | 18.6582 | 18.5474 | 12.61 | 19.0981 | 18.0858 | 17.3604 | 13.312 | 12.6705 | 13.6731 | 13.3171
19 | TSO | 2025 | Winter | Q, [MVAr] | Expected | - | 1.4963 | -0.33251 | -0.66705 | -0.71578 | -1.0998 | -1.0952 | 2.5966 | 2.5244 | 5.6035 | 3.4781 | 7.2806 | 3.2544 | 3.0859 | 2.6678 | 4.2701 | 4.2228 | 2.2735 | 4.5189 | 3.8065 | 3.9518 | 2.4089 | 2.2871 | 2.1892 | -0.29113
29 | DSO | 2025 | Winter | Vmag, [p.u.] | 0 | 0 | 1.0633 | 1.0619 | 1.0616 | 1.0615 | 1.0612 | 1.0623 | 1.0675 | 1.0673 | 1.0679 | 1.0669 | 1.0686 | 1.0673 | 1.067 | 1.0667 | 1.0674 | 1.0669 | 1.0653 | 1.0676 | 1.0674 | 1.0675 | 1.0662 | 1.0654 | 1.0645 | 1.0631
29 | DSO | 2025 | Winter | P, [MW] | 0 | 0 | 8.0508 | 7.6835 | 7.466 | 7.4317 | 7.3926 | 7.2753 | 6.9518 | 7.107 | 6.1645 | 5.7088 | 5.6495 | 5.8163 | 5.797 | 5.6836 | 6.9169 | 6.863 | 7.7128 | 6.2471 | 7.4903 | 6.3131 | 6.1584 | 5.8582 | 6.9761 | 6.8415
29 | DSO | 2025 | Winter | Q, [MVAr] | 0 | 0 | 1.0972 | 0.94999 | 0.86331 | 0.86165 | 0.88389 | 0.86682 | 0.76553 | 1.2866 | 0.56017 | 0.41899 | 0.46889 | 0.3645 | 0.45747 | 0.40619 | 0.95979 | 1.0514 | 0.78062 | 0.74333 | 0.78147 | 0.54573 | 0.45493 | 0.62577 | 0.68527 | 0.67322
29 | DSO | 2025 | Winter | Vmag, [p.u.] | 0 | 1 | 1.0633 | 1.0619 | 1.0616 | 1.0615 | 1.0612 | 1.0623 | 1.0675 | 1.0673 | 1.0679 | 1.0669 | 1.0686 | 1.0673 | 1.067 | 1.0667 | 1.0674 | 1.0669 | 1.0653 | 1.0676 | 1.0674 | 1.0675 | 1.0662 | 1.0654 | 1.0645 | 1.0631
29 | DSO | 2025 | Winter | P, [MW] | 0 | 1 | 7.6164 | 7.249 | 7.0314 | 6.9971 | 6.958 | 6.8406 | 6.5171 | 6.6723 | 5.7296 | 5.2739 | 5.2146 | 5.3814 | 5.3621 | 5.2487 | 6.4822 | 6.4283 | 7.2782 | 5.8122 | 7.0557 | 5.8783 | 5.7235 | 5.4233 | 6.5414 | 6.4068
29 | DSO | 2025 | Winter | Q, [MVAr] | 0 | 1 | 1.111 | 0.96374 | 0.87703 | 0.87538 | 0.89763 | 0.88056 | 0.77922 | 1.3005 | 0.57374 | 0.43252 | 0.48244 | 0.378 | 0.47101 | 0.41971 | 0.97358 | 1.0653 | 0.79425 | 0.75699 | 0.7951 | 0.5593 | 0.46846 | 0.63941 | 0.69891 | 0.68687
29 | DSO | 2025 | Winter | Vmag, [p.u.] | 0 | 2 | 1.0633 | 1.0619 | 1.0616 | 1.0615 | 1.0612 | 1.0623 | 1.0675 | 1.0673 | 1.0679 | 1.0669 | 1.0686 | 1.0673 | 1.067 | 1.0667 | 1.0674 | 1.0669 | 1.0653 | 1.0676 | 1.0674 | 1.0675 | 1.0662 | 1.0654 | 1.0645 | 1.0631
29 | DSO | 2025 | Winter | P, [MW] | 0 | 2 | 8.1771 | 7.8098 | 7.5922 | 7.5579 | 7.5188 | 7.4014 | 7.078 | 7.2332 | 6.2905 | 5.8348 | 5.7755 | 5.9423 | 5.923 | 5.8096 | 7.0431 | 6.9891 | 7.839 | 6.3731 | 7.6165 | 6.4392 | 6.2844 | 5.9842 | 7.1022 | 6.9677
29 | DSO | 2025 | Winter | Q, [MVAr] | 0 | 2 | 1.0839 | 0.93667 | 0.84996 | 0.8483 | 0.87056 | 0.85348 | 0.75215 | 1.2734 | 0.54671 | 0.4055 | 0.45541 | 0.35098 | 0.44398 | 0.39269 | 0.94651 | 1.0382 | 0.76721 | 0.72995 | 0.76806 | 0.53226 | 0.44143 | 0.61237 | 0.67186 | 0.65981
29 | DSO | 2025 | Winter | Vmag, [p.u.] | Expected | - | 1.0633 | 1.0619 | 1.0616 | 1.0615 | 1.0612 | 1.0623 | 1.0675 | 1.0673 | 1.0679 | 1.0669 | 1.0686 | 1.0673 | 1.067 | 1.0667 | 1.0674 | 1.0669 | 1.0653 | 1.0676 | 1.0674 | 1.0675 | 1.0662 | 1.0654 | 1.0645 | 1.0631
29 | DSO | 2025 | Winter | P, [MW] | Expected | - | 7.9481 | 7.5808 | 7.3632 | 7.3289 | 7.2898 | 7.1724 | 6.849 | 7.0042 | 6.0615 | 5.6058 | 5.5465 | 5.7133 | 5.694 | 5.5806 | 6.8141 | 6.7601 | 7.61 | 6.1441 | 7.3875 | 6.2102 | 6.0554 | 5.7552 | 6.8732 | 6.7387
29 | DSO | 2025 | Winter | Q, [MVAr] | Expected | - | 1.0974 | 0.95013 | 0.86344 | 0.86178 | 0.88403 | 0.86695 | 0.76563 | 1.2869 | 0.56021 | 0.419 | 0.46891 | 0.3645 | 0.45749 | 0.4062 | 0.95996 | 1.0516 | 0.78069 | 0.74342 | 0.78154 | 0.54576 | 0.45494 | 0.62585 | 0.68535 | 0.6733
1 | DSO | 2025 | Winter | Vmag, [p.u.] | 0 | 0 | 1.06 | 1.0591 | 1.0587 | 1.0587 | 1.0582 | 1.0581 | 1.0637 | 1.0635 | 1.0638 | 1.0615 | 1.0642 | 1.0624 | 1.0621 | 1.0625 | 1.0629 | 1.0621 | 1.0602 | 1.0633 | 1.0628 | 1.0621 | 1.0612 | 1.06 | 1.0588 | 1.0591
1 | DSO | 2025 | Winter | P, [MW] | 0 | 0 | 26.0864 | 23.0853 | 22.009 | 21.8526 | 21.7804 | 23.3843 | 30.2684 | 32.5172 | 32.9862 | 36.2209 | 36.1584 | 37.0673 | 34.1398 | 34.2729 | 32.1392 | 31.627 | 31.5602 | 34.496 | 34.1904 | 33.1623 | 32.5963 | 30.262 | 29.0134 | 26.4771
1 | DSO | 2025 | Winter | Q, [MVAr] | 0 | 0 | -4.0264 | -5.1911 | -4.8916 | -4.5493 | -4.6221 | -4.518 | -2.9417 | -2.2731 | -1.4318 | -0.5427 | -0.58821 | -0.079444 | -0.53665 | -1.0852 | -2.3474 | -2.1108 | -2.0002 | -0.995 | -1.2117 | -0.9537 | -1.8148 | -2.2676 | -3.2814 | -3.7343
1 | DSO | 2025 | Winter | Vmag, [p.u.] | 0 | 1 | 1.06 | 1.0591 | 1.0587 | 1.0587 | 1.0582 | 1.0581 | 1.0637 | 1.0635 | 1.0638 | 1.0615 | 1.0642 | 1.0624 | 1.0621 | 1.0625 | 1.0629 | 1.0621 | 1.0602 | 1.0633 | 1.0628 | 1.0621 | 1.0612 | 1.06 | 1.0588 | 1.0591
1 | DSO | 2025 | Winter | P, [MW] | 0 | 1 | 26.2067 | 23.2056 | 22.1294 | 21.9729 | 21.9007 | 23.5046 | 30.3886 | 32.6374 | 33.1064 | 36.3411 | 36.2786 | 37.1876 | 34.26 | 34.3931 | 32.2595 | 31.7472 | 31.6805 | 34.6163 | 34.3106 | 33.2826 | 32.7166 | 30.3822 | 29.1337 | 26.5974
1 | DSO | 2025 | Winter | Q, [MVAr] | 0 | 1 | -4.0375 | -5.2022 | -4.9027 | -4.5604 | -4.6333 | -4.5291 | -2.9528 | -2.2843 | -1.4429 | -0.55382 | -0.59933 | -0.090571 | -0.54778 | -1.0963 | -2.3586 | -2.1219 | -2.0113 | -1.0061 | -1.2228 | -0.96486 | -1.8259 | -2.2787 | -3.2925 | -3.7454
1 | DSO | 2025 | Winter | Vmag, [p.u.] | 0 | 2 | 1.06 | 1.0591 | 1.0587 | 1.0587 | 1.0582 | 1.0581 | 1.0637 | 1.0635 | 1.0638 | 1.0615 | 1.0642 | 1.0624 | 1.0621 | 1.0625 | 1.0629 | 1.0621 | 1.0602 | 1.0633 | 1.0628 | 1.0621 | 1.0612 | 1.06 | 1.0588 | 1.0591
1 | DSO | 2025 | Winter | P, [MW] | 0 | 2 | 26.326 | 23.3249 | 22.2487 | 22.0922 | 22.0201 | 23.6239 | 30.5078 | 32.7567 | 33.2257 | 36.4603 | 36.3979 | 37.3068 | 34.3793 | 34.5124 | 32.3788 | 31.8665 | 31.7997 | 34.7355 | 34.4299 | 33.4019 | 32.8358 | 30.5015 | 29.2529 | 26.7166
1 | DSO | 2025 | Winter | Q, [MVAr] | 0 | 2 | -4.0488 | -5.2135 | -4.914 | -4.5717 | -4.6446 | -4.5404 | -2.9641 | -2.2956 | -1.4542 | -0.56512 | -0.61063 | -0.10187 | -0.55908 | -1.1076 | -2.3699 | -2.1332 | -2.0226 | -1.0174 | -1.2341 | -0.97616 | -1.8372 | -2.29 | -3.3038 | -3.7567
1 | DSO | 2025 | Winter | Vmag, [p.u.] | Expected | - | 1.06 | 1.0591 | 1.0587 | 1.0587 | 1.0582 | 1.0581 | 1.0637 | 1.0635 | 1.0638 | 1.0615 | 1.0642 | 1.0624 | 1.0621 | 1.0625 | 1.0629 | 1.0621 | 1.0602 | 1.0633 | 1.0628 | 1.0621 | 1.0612 | 1.06 | 1.0588 | 1.0591
1 | DSO | 2025 | Winter | P, [MW] | Expected | - | 26.2064 | 23.2053 | 22.129 | 21.9726 | 21.9004 | 23.5043 | 30.3883 | 32.6371 | 33.1061 | 36.3408 | 36.2783 | 37.1872 | 34.2597 | 34.3928 | 32.2592 | 31.7469 | 31.6801 | 34.616 | 34.3103 | 33.2823 | 32.7162 | 30.3819 | 29.1333 | 26.597
1 | DSO | 2025 | Winter | Q, [MVAr] | Expected | - | -4.0375 | -5.2023 | -4.9028 | -4.5605 | -4.6333 | -4.5292 | -2.9529 | -2.2843 | -1.443 | -0.55388 | -0.59939 | -0.090629 | -0.54783 | -1.0964 | -2.3586 | -2.122 | -2.0114 | -1.0062 | -1.2229 | -0.96491 | -1.826 | -2.2788 | -3.2926 | -3.7455
19 | DSO | 2025 | Winter | Vmag, [p.u.] | 0 | 0 | 1.0329 | 1.0323 | 1.0327 | 1.0328 | 1.0327 | 1.0327 | 1.032 | 1.0309 | 1.0296 | 1.0313 | 1.0286 | 1.0297 | 1.0295 | 1.0298 | 1.0305 | 1.0311 | 1.0316 | 1.0307 | 1.0311 | 1.0314 | 1.0312 | 1.0313 | 1.0317 | 1.0324
19 | DSO | 2025 | Winter | P, [MW] | 0 | 0 | 12.3537 | 11.5454 | 11.338 | 11.1074 | 10.8723 | 10.9483 | 19.8964 | 20.1557 | 19.2518 | 12.1199 | 18.9972 | 20.4204 | 20.5207 | 19.9796 | 18.1303 | 18.0197 | 12.0696 | 18.5708 | 17.5594 | 16.8346 | 12.7487 | 12.144 | 13.1466 | 12.7353
19 | DSO | 2025 | Winter | Q, [MVAr] | 0 | 0 | 1.4883 | -0.35345 | -0.68516 | -0.73382 | -1.1179 | -1.1133 | 2.5795 | 2.5068 | 5.5948 | 3.4858 | 7.2718 | 3.2382 | 3.07 | 2.6522 | 4.262 | 4.2154 | 2.2651 | 4.5103 | 3.7981 | 3.9447 | 2.4008 | 2.2795 | 2.1825 | -0.30874
19 | DSO | 2025 | Winter | Vmag, [p.u.] | 0 | 1 | 1.0329 | 1.0323 | 1.0327 | 1.0328 | 1.0327 | 1.0327 | 1.032 | 1.0309 | 1.0296 | 1.0313 | 1.0286 | 1.0297 | 1.0295 | 1.0298 | 1.0305 | 1.0311 | 1.0316 | 1.0307 | 1.0311 | 1.0314 | 1.0312 | 1.0313 | 1.0317 | 1.0324
19 | DSO | 2025 | Winter | P, [MW] | 0 | 1 | 12.394 | 11.5858 | 11.3784 | 11.1478 | 10.9127 | 10.9886 | 19.9353 | 20.1948 | 19.2909 | 12.1601 | 19.0367 | 20.4596 | 20.5599 | 20.0189 | 18.1699 | 18.0594 | 12.1099 | 18.6104 | 17.5992 | 16.8745 | 12.7892 | 12.185 | 13.1873 | 12.776
19 | DSO | 2025 | Winter | Q, [MVAr] | 0 | 1 | 1.4878 | -0.35304 | -0.68463 | -0.73328 | -1.1171 | -1.1126 | 2.579 | 2.5065 | 5.5934 | 3.4848 | 7.2697 | 3.2378 | 3.0696 | 2.6516 | 4.2608 | 4.2141 | 2.2645 | 4.5091 | 3.7971 | 3.9437 | 2.4001 | 2.2788 | 2.1819 | -0.30821
19 | DSO | 2025 | Winter | Vmag, [p.u.] | 0 | 2 | 1.0329 | 1.0323 | 1.0327 | 1.0328 | 1.0327 | 1.0327 | 1.032 | 1.0309 | 1.0296 | 1.0313 | 1.0286 | 1.0297 | 1.0295 | 1.0298 | 1.0305 | 1.0311 | 1.0316 | 1.0307 | 1.0311 | 1.0314 | 1.0312 | 1.0313 | 1.0317 | 1.0324
19 | DSO | 2025 | Winter | P, [MW] | 0 | 2 | 12.3139 | 11.5056 | 11.2982 | 11.0676 | 10.8324 | 10.9085 | 19.8581 | 20.1172 | 19.2133 | 12.0802 | 18.9583 | 20.3818 | 20.4821 | 19.9409 | 18.0912 | 17.9806 | 12.0298 | 18.5318 | 17.5202 | 16.7954 | 12.7087 | 12.1036 | 13.1064 | 12.6951
19 | DSO | 2025 | Winter | Q, [MVAr] | 0 | 2 | 1.4887 | -0.3541 | -0.68595 | -0.73462 | -1.1189 | -1.1142 | 2.5798 | 2.5069 | 5.5963 | 3.4867 | 7.2739 | 3.2384 | 3.0702 | 2.6524 | 4.2632 | 4.2166 | 2.2657 | 4.5115 | 3.799 | 3.9457 | 2.4014 | 2.2801 | 2.183 | -0.30955
19 | DSO | 2025 | Winter | Vmag, [p.u.] | Expected | - | 1.0329 | 1.0323 | 1.0327 | 1.0328 | 1.0327 | 1.0327 | 1.032 | 1.0309 | 1.0296 | 1.0313 | 1.0286 | 1.0297 | 1.0295 | 1.0298 | 1.0305 | 1.0311 | 1.0316 | 1.0307 | 1.0311 | 1.0314 | 1.0312 | 1.0313 | 1.0317 | 1.0324
19 | DSO | 2025 | Winter | P, [MW] | Expected | - | 12.3539 | 11.5456 | 11.3382 | 11.1076 | 10.8725 | 10.9485 | 19.8966 | 20.1559 | 19.252 | 12.1201 | 18.9974 | 20.4206 | 20.5209 | 19.9798 | 18.1304 | 18.0199 | 12.0698 | 18.571 | 17.5596 | 16.8349 | 12.7489 | 12.1442 | 13.1468 | 12.7355
19 | DSO | 2025 | Winter | Q, [MVAr] | Expected | - | 1.4883 | -0.35353 | -0.68525 | -0.7339 | -1.1179 | -1.1134 | 2.5794 | 2.5067 | 5.5948 | 3.4858 | 7.2718 | 3.2381 | 3.0699 | 2.6521 | 4.262 | 4.2154 | 2.2651 | 4.5103 | 3.7981 | 3.9447 | 2.4008 | 2.2795 | 2.1825 | -0.30883

## Shared ESS
Node ID | Operator | Year | Day | Quantity | Market Scenario | Operation Scenario | 0 | 1 | 2 | 3 | 4 | 5 | 6 | 7 | 8 | 9 | 10 | 11 | 12 | 13 | 14 | 15 | 16 | 17 | 18 | 19 | 20 | 21 | 22 | 23
29 | TSO | 2025 | Winter | P, [MW] | 0 | 0 | 0 | 0 | 0 | 0 | 0 | 0 | 0 | 0 | 0 | 0 | 0 | 0 | 0 | 0 | 0 | 0 | 0 | 0 | 0 | 0 | 0 | 0 | 0 | 0
29 | TSO | 2025 | Winter | Q, [MVAr] | 0 | 0 | 0 | 0 | 0 | 0 | 0 | 0 | 0 | 0 | 0 | 0 | 0 | 0 | 0 | 0 | 0 | 0 | 0 | 0 | 0 | 0 | 0 | 0 | 0 | 0
29 | TSO | 2025 | Winter | S, [MVA] | 0 | 0 | 0 | 0 | 0 | 0 | 0 | 0 | 0 | 0 | 0 | 0 | 0 | 0 | 0 | 0 | 0 | 0 | 0 | 0 | 0 | 0 | 0 | 0 | 0 | 0
29 | TSO | 2025 | Winter | SoC, [MVAh] | 0 | 0 | 0 | 0 | 0 | 0 | 0 | 0 | 0 | 0 | 0 | 0 | 0 | 0 | 0 | 0 | 0 | 0 | 0 | 0 | 0 | 0 | 0 | 0 | 0 | 0
29 | TSO | 2025 | Winter | SoC, [%] | 0 | 0 | bar: 0 to 23
1 | TSO | 2025 | Winter | P, [MW] | 0 | 0 | 0 | 0 | 0 | 0 | 0 | 0 | 0 | 0 | 0 | 0 | 0 | 0 | 0 | 0 | 0 | 0 | 0 | 0 | 0 | 0 | 0 | 0 | 0 | 0
1 | TSO | 2025 | Winter | Q, [MVAr] | 0 | 0 | 0 | 0 | 0 | 0 | 0 | 0 | 0 | 0 | 0 | 0 | 0 | 0 | 0 | 0 | 0 | 0 | 0 | 0 | 0 | 0 | 0 | 0 | 0 | 0
1 | TSO | 2025 | Winter | S, [MVA] | 0 | 0 | 0 | 0 | 0 | 0 | 0 | 0 | 0 | 0 | 0 | 0 | 0 | 0 | 0 | 0 | 0 | 0 | 0 | 0 | 0 | 0 | 0 | 0 | 0 | 0
1 | TSO | 2025 | Winter | SoC, [MVAh] | 0 | 0 | 0 | 0 | 0 | 0 | 0 | 0 | 0 | 0 | 0 | 0 | 0 | 0 | 0 | 0 | 0 | 0 | 0 | 0 | 0 | 0 | 0 | 0 | 0 | 0
1 | TSO | 2025 | Winter | SoC, [%] | 0 | 0 | bar: 0 to 23
19 | TSO | 2025 | Winter | P, [MW] | 0 | 0 | 0 | 0 | 0 | 0 | 0 | 0 | 0 | 0 | 0 | 0 | 0 | 0 | 0 | 0 | 0 | 0 | 0 | 0 | 0 | 0 | 0 | 0 | 0 | 0
19 | TSO | 2025 | Winter | Q, [MVAr] | 0 | 0 | 0 | 0 | 0 | 0 | 0 | 0 | 0 | 0 | 0 | 0 | 0 | 0 | 0 | 0 | 0 | 0 | 0 | 0 | 0 | 0 | 0 | 0 | 0 | 0
19 | TSO | 2025 | Winter | S, [MVA] | 0 | 0 | 0 | 0 | 0 | 0 | 0 | 0 | 0 | 0 | 0 | 0 | 0 | 0 | 0 | 0 | 0 | 0 | 0 | 0 | 0 | 0 | 0 | 0 | 0 | 0
19 | TSO | 2025 | Winter | SoC, [MVAh] | 0 | 0 | 0 | 0 | 0 | 0 | 0 | 0 | 0 | 0 | 0 | 0 | 0 | 0 | 0 | 0 | 0 | 0 | 0 | 0 | 0 | 0 | 0 | 0 | 0 | 0
19 | TSO | 2025 | Winter | SoC, [%] | 0 | 0 | bar: 0 to 23
29 | TSO | 2025 | Winter | P, [MW] | 0 | 1 | 0 | 0 | 0 | 0 | 0 | 0 | 0 | 0 | 0 | 0 | 0 | 0 | 0 | 0 | 0 | 0 | 0 | 0 | 0 | 0 | 0 | 0 | 0 | 0
29 | TSO | 2025 | Winter | Q, [MVAr] | 0 | 1 | 0 | 0 | 0 | 0 | 0 | 0 | 0 | 0 | 0 | 0 | 0 | 0 | 0 | 0 | 0 | 0 | 0 | 0 | 0 | 0 | 0 | 0 | 0 | 0
29 | TSO | 2025 | Winter | S, [MVA] | 0 | 1 | 0 | 0 | 0 | 0 | 0 | 0 | 0 | 0 | 0 | 0 | 0 | 0 | 0 | 0 | 0 | 0 | 0 | 0 | 0 | 0 | 0 | 0 | 0 | 0
29 | TSO | 2025 | Winter | SoC, [MVAh] | 0 | 1 | 0 | 0 | 0 | 0 | 0 | 0 | 0 | 0 | 0 | 0 | 0 | 0 | 0 | 0 | 0 | 0 | 0 | 0 | 0 | 0 | 0 | 0 | 0 | 0
29 | TSO | 2025 | Winter | SoC, [%] | 0 | 1 | bar: 0 to 23
1 | TSO | 2025 | Winter | P, [MW] | 0 | 1 | 0 | 0 | 0 | 0 | 0 | 0 | 0 | 0 | 0 | 0 | 0 | 0 | 0 | 0 | 0 | 0 | 0 | 0 | 0 | 0 | 0 | 0 | 0 | 0
1 | TSO | 2025 | Winter | Q, [MVAr] | 0 | 1 | 0 | 0 | 0 | 0 | 0 | 0 | 0 | 0 | 0 | 0 | 0 | 0 | 0 | 0 | 0 | 0 | 0 | 0 | 0 | 0 | 0 | 0 | 0 | 0
1 | TSO | 2025 | Winter | S, [MVA] | 0 | 1 | 0 | 0 | 0 | 0 | 0 | 0 | 0 | 0 | 0 | 0 | 0 | 0 | 0 | 0 | 0 | 0 | 0 | 0 | 0 | 0 | 0 | 0 | 0 | 0
1 | TSO | 2025 | Winter | SoC, [MVAh] | 0 | 1 | 0 | 0 | 0 | 0 | 0 | 0 | 0 | 0 | 0 | 0 | 0 | 0 | 0 | 0 | 0 | 0 | 0 | 0 | 0 | 0 | 0 | 0 | 0 | 0
1 | TSO | 2025 | Winter | SoC, [%] | 0 | 1 | bar: 0 to 23
19 | TSO | 2025 | Winter | P, [MW] | 0 | 1 | 0 | 0 | 0 | 0 | 0 | 0 | 0 | 0 | 0 | 0 | 0 | 0 | 0 | 0 | 0 | 0 | 0 | 0 | 0 | 0 | 0 | 0 | 0 | 0
19 | TSO | 2025 | Winter | Q, [MVAr] | 0 | 1 | 0 | 0 | 0 | 0 | 0 | 0 | 0 | 0 | 0 | 0 | 0 | 0 | 0 | 0 | 0 | 0 | 0 | 0 | 0 | 0 | 0 | 0 | 0 | 0
19 | TSO | 2025 | Winter | S, [MVA] | 0 | 1 | 0 | 0 | 0 | 0 | 0 | 0 | 0 | 0 | 0 | 0 | 0 | 0 | 0 | 0 | 0 | 0 | 0 | 0 | 0 | 0 | 0 | 0 | 0 | 0
19 | TSO | 2025 | Winter | SoC, [MVAh] | 0 | 1 | 0 | 0 | 0 | 0 | 0 | 0 | 0 | 0 | 0 | 0 | 0 | 0 | 0 | 0 | 0 | 0 | 0 | 0 | 0 | 0 | 0 | 0 | 0 | 0
19 | TSO | 2025 | Winter | SoC, [%] | 0 | 1 | bar: 0 to 23
29 | TSO | 2025 | Winter | P, [MW] | 0 | 2 | 0 | 0 | 0 | 0 | 0 | 0 | 0 | 0 | 0 | 0 | 0 | 0 | 0 | 0 | 0 | 0 | 0 | 0 | 0 | 0 | 0 | 0 | 0 | 0
29 | TSO | 2025 | Winter | Q, [MVAr] | 0 | 2 | 0 | 0 | 0 | 0 | 0 | 0 | 0 | 0 | 0 | 0 | 0 | 0 | 0 | 0 | 0 | 0 | 0 | 0 | 0 | 0 | 0 | 0 | 0 | 0
29 | TSO | 2025 | Winter | S, [MVA] | 0 | 2 | 0 | 0 | 0 | 0 | 0 | 0 | 0 | 0 | 0 | 0 | 0 | 0 | 0 | 0 | 0 | 0 | 0 | 0 | 0 | 0 | 0 | 0 | 0 | 0
29 | TSO | 2025 | Winter | SoC, [MVAh] | 0 | 2 | 0 | 0 | 0 | 0 | 0 | 0 | 0 | 0 | 0 | 0 | 0 | 0 | 0 | 0 | 0 | 0 | 0 | 0 | 0 | 0 | 0 | 0 | 0 | 0
29 | TSO | 2025 | Winter | SoC, [%] | 0 | 2 | bar: 0 to 23
1 | TSO | 2025 | Winter | P, [MW] | 0 | 2 | 0 | 0 | 0 | 0 | 0 | 0 | 0 | 0 | 0 | 0 | 0 | 0 | 0 | 0 | 0 | 0 | 0 | 0 | 0 | 0 | 0 | 0 | 0 | 0
1 | TSO | 2025 | Winter | Q, [MVAr] | 0 | 2 | 0 | 0 | 0 | 0 | 0 | 0 | 0 | 0 | 0 | 0 | 0 | 0 | 0 | 0 | 0 | 0 | 0 | 0 | 0 | 0 | 0 | 0 | 0 | 0
1 | TSO | 2025 | Winter | S, [MVA] | 0 | 2 | 0 | 0 | 0 | 0 | 0 | 0 | 0 | 0 | 0 | 0 | 0 | 0 | 0 | 0 | 0 | 0 | 0 | 0 | 0 | 0 | 0 | 0 | 0 | 0
1 | TSO | 2025 | Winter | SoC, [MVAh] | 0 | 2 | 0 | 0 | 0 | 0 | 0 | 0 | 0 | 0 | 0 | 0 | 0 | 0 | 0 | 0 | 0 | 0 | 0 | 0 | 0 | 0 | 0 | 0 | 0 | 0
1 | TSO | 2025 | Winter | SoC, [%] | 0 | 2 | bar: 0 to 23
19 | TSO | 2025 | Winter | P, [MW] | 0 | 2 | 0 | 0 | 0 | 0 | 0 | 0 | 0 | 0 | 0 | 0 | 0 | 0 | 0 | 0 | 0 | 0 | 0 | 0 | 0 | 0 | 0 | 0 | 0 | 0
19 | TSO | 2025 | Winter | Q, [MVAr] | 0 | 2 | 0 | 0 | 0 | 0 | 0 | 0 | 0 | 0 | 0 | 0 | 0 | 0 | 0 | 0 | 0 | 0 | 0 | 0 | 0 | 0 | 0 | 0 | 0 | 0
19 | TSO | 2025 | Winter | S, [MVA] | 0 | 2 | 0 | 0 | 0 | 0 | 0 | 0 | 0 | 0 | 0 | 0 | 0 | 0 | 0 | 0 | 0 | 0 | 0 | 0 | 0 | 0 | 0 | 0 | 0 | 0
19 | TSO | 2025 | Winter | SoC, [MVAh] | 0 | 2 | 0 | 0 | 0 | 0 | 0 | 0 | 0 | 0 | 0 | 0 | 0 | 0 | 0 | 0 | 0 | 0 | 0 | 0 | 0 | 0 | 0 | 0 | 0 | 0
19 | TSO | 2025 | Winter | SoC, [%] | 0 | 2 | bar: 0 to 23
29 | TSO | 2025 | Winter | P, [MW] | 1 | 0 | 0 | 0 | 0 | 0 | 0 | 0 | 0 | 0 | 0 | 0 | 0 | 0 | 0 | 0 | 0 | 0 | 0 | 0 | 0 | 0 | 0 | 0 | 0 | 0
29 | TSO | 2025 | Winter | Q, [MVAr] | 1 | 0 | 0 | 0 | 0 | 0 | 0 | 0 | 0 | 0 | 0 | 0 | 0 | 0 | 0 | 0 | 0 | 0 | 0 | 0 | 0 | 0 | 0 | 0 | 0 | 0
29 | TSO | 2025 | Winter | S, [MVA] | 1 | 0 | 0 | 0 | 0 | 0 | 0 | 0 | 0 | 0 | 0 | 0 | 0 | 0 | 0 | 0 | 0 | 0 | 0 | 0 | 0 | 0 | 0 | 0 | 0 | 0
29 | TSO | 2025 | Winter | SoC, [MVAh] | 1 | 0 | 0 | 0 | 0 | 0 | 0 | 0 | 0 | 0 | 0 | 0 | 0 | 0 | 0 | 0 | 0 | 0 | 0 | 0 | 0 | 0 | 0 | 0 | 0 | 0
29 | TSO | 2025 | Winter | SoC, [%] | 1 | 0 | bar: 0 to 23
1 | TSO | 2025 | Winter | P, [MW] | 1 | 0 | 0 | 0 | 0 | 0 | 0 | 0 | 0 | 0 | 0 | 0 | 0 | 0 | 0 | 0 | 0 | 0 | 0 | 0 | 0 | 0 | 0 | 0 | 0 | 0
1 | TSO | 2025 | Winter | Q, [MVAr] | 1 | 0 | 0 | 0 | 0 | 0 | 0 | 0 | 0 | 0 | 0 | 0 | 0 | 0 | 0 | 0 | 0 | 0 | 0 | 0 | 0 | 0 | 0 | 0 | 0 | 0
1 | TSO | 2025 | Winter | S, [MVA] | 1 | 0 | 0 | 0 | 0 | 0 | 0 | 0 | 0 | 0 | 0 | 0 | 0 | 0 | 0 | 0 | 0 | 0 | 0 | 0 | 0 | 0 | 0 | 0 | 0 | 0
1 | TSO | 2025 | Winter | SoC, [MVAh] | 1 | 0 | 0 | 0 | 0 | 0 | 0 | 0 | 0 | 0 | 0 | 0 | 0 | 0 | 0 | 0 | 0 | 0 | 0 | 0 | 0 | 0 | 0 | 0 | 0 | 0
1 | TSO | 2025 | Winter | SoC, [%] | 1 | 0 | bar: 0 to 23
19 | TSO | 2025 | Winter | P, [MW] | 1 | 0 | 0 | 0 | 0 | 0 | 0 | 0 | 0 | 0 | 0 | 0 | 0 | 0 | 0 | 0 | 0 | 0 | 0 | 0 | 0 | 0 | 0 | 0 | 0 | 0
19 | TSO | 2025 | Winter | Q, [MVAr] | 1 | 0 | 0 | 0 | 0 | 0 | 0 | 0 | 0 | 0 | 0 | 0 | 0 | 0 | 0 | 0 | 0 | 0 | 0 | 0 | 0 | 0 | 0 | 0 | 0 | 0
19 | TSO | 2025 | Winter | S, [MVA] | 1 | 0 | 0 | 0 | 0 | 0 | 0 | 0 | 0 | 0 | 0 | 0 | 0 | 0 | 0 | 0 | 0 | 0 | 0 | 0 | 0 | 0 | 0 | 0 | 0 | 0
19 | TSO | 2025 | Winter | SoC, [MVAh] | 1 | 0 | 0 | 0 | 0 | 0 | 0 | 0 | 0 | 0 | 0 | 0 | 0 | 0 | 0 | 0 | 0 | 0 | 0 | 0 | 0 | 0 | 0 | 0 | 0 | 0
19 | TSO | 2025 | Winter | SoC, [%] | 1 | 0 | bar: 0 to 23
29 | TSO | 2025 | Winter | P, [MW] | 1 | 1 | 0 | 0 | 0 | 0 | 0 | 0 | 0 | 0 | 0 | 0 | 0 | 0 | 0 | 0 | 0 | 0 | 0 | 0 | 0 | 0 | 0 | 0 | 0 | 0
29 | TSO | 2025 | Winter | Q, [MVAr] | 1 | 1 | 0 | 0 | 0 | 0 | 0 | 0 | 0 | 0 | 0 | 0 | 0 | 0 | 0 | 0 | 0 | 0 | 0 | 0 | 0 | 0 | 0 | 0 | 0 | 0
29 | TSO | 2025 | Winter | S, [MVA] | 1 | 1 | 0 | 0 | 0 | 0 | 0 | 0 | 0 | 0 | 0 | 0 | 0 | 0 | 0 | 0 | 0 | 0 | 0 | 0 | 0 | 0 | 0 | 0 | 0 | 0
29 | TSO | 2025 | Winter | SoC, [MVAh] | 1 | 1 | 0 | 0 | 0 | 0 | 0 | 0 | 0 | 0 | 0 | 0 | 0 | 0 | 0 | 0 | 0 | 0 | 0 | 0 | 0 | 0 | 0 | 0 | 0 | 0
29 | TSO | 2025 | Winter | SoC, [%] | 1 | 1 | bar: 0 to 23
1 | TSO | 2025 | Winter | P, [MW] | 1 | 1 | 0 | 0 | 0 | 0 | 0 | 0 | 0 | 0 | 0 | 0 | 0 | 0 | 0 | 0 | 0 | 0 | 0 | 0 | 0 | 0 | 0 | 0 | 0 | 0
1 | TSO | 2025 | Winter | Q, [MVAr] | 1 | 1 | 0 | 0 | 0 | 0 | 0 | 0 | 0 | 0 | 0 | 0 | 0 | 0 | 0 | 0 | 0 | 0 | 0 | 0 | 0 | 0 | 0 | 0 | 0 | 0
1 | TSO | 2025 | Winter | S, [MVA] | 1 | 1 | 0 | 0 | 0 | 0 | 0 | 0 | 0 | 0 | 0 | 0 | 0 | 0 | 0 | 0 | 0 | 0 | 0 | 0 | 0 | 0 | 0 | 0 | 0 | 0
1 | TSO | 2025 | Winter | SoC, [MVAh] | 1 | 1 | 0 | 0 | 0 | 0 | 0 | 0 | 0 | 0 | 0 | 0 | 0 | 0 | 0 | 0 | 0 | 0 | 0 | 0 | 0 | 0 | 0 | 0 | 0 | 0
1 | TSO | 2025 | Winter | SoC, [%] | 1 | 1 | bar: 0 to 23
19 | TSO | 2025 | Winter | P, [MW] | 1 | 1 | 0 | 0 | 0 | 0 | 0 | 0 | 0 | 0 | 0 | 0 | 0 | 0 | 0 | 0 | 0 | 0 | 0 | 0 | 0 | 0 | 0 | 0 | 0 | 0
19 | TSO | 2025 | Winter | Q, [MVAr] | 1 | 1 | 0 | 0 | 0 | 0 | 0 | 0 | 0 | 0 | 0 | 0 | 0 | 0 | 0 | 0 | 0 | 0 | 0 | 0 | 0 | 0 | 0 | 0 | 0 | 0
19 | TSO | 2025 | Winter | S, [MVA] | 1 | 1 | 0 | 0 | 0 | 0 | 0 | 0 | 0 | 0 | 0 | 0 | 0 | 0 | 0 | 0 | 0 | 0 | 0 | 0 | 0 | 0 | 0 | 0 | 0 | 0
19 | TSO | 2025 | Winter | SoC, [MVAh] | 1 | 1 | 0 | 0 | 0 | 0 | 0 | 0 | 0 | 0 | 0 | 0 | 0 | 0 | 0 | 0 | 0 | 0 | 0 | 0 | 0 | 0 | 0 | 0 | 0 | 0
19 | TSO | 2025 | Winter | SoC, [%] | 1 | 1 | bar: 0 to 23
29 | TSO | 2025 | Winter | P, [MW] | 1 | 2 | 0 | 0 | 0 | 0 | 0 | 0 | 0 | 0 | 0 | 0 | 0 | 0 | 0 | 0 | 0 | 0 | 0 | 0 | 0 | 0 | 0 | 0 | 0 | 0
29 | TSO | 2025 | Winter | Q, [MVAr] | 1 | 2 | 0 | 0 | 0 | 0 | 0 | 0 | 0 | 0 | 0 | 0 | 0 | 0 | 0 | 0 | 0 | 0 | 0 | 0 | 0 | 0 | 0 | 0 | 0 | 0
29 | TSO | 2025 | Winter | S, [MVA] | 1 | 2 | 0 | 0 | 0 | 0 | 0 | 0 | 0 | 0 | 0 | 0 | 0 | 0 | 0 | 0 | 0 | 0 | 0 | 0 | 0 | 0 | 0 | 0 | 0 | 0
29 | TSO | 2025 | Winter | SoC, [MVAh] | 1 | 2 | 0 | 0 | 0 | 0 | 0 | 0 | 0 | 0 | 0 | 0 | 0 | 0 | 0 | 0 | 0 | 0 | 0 | 0 | 0 | 0 | 0 | 0 | 0 | 0
29 | TSO | 2025 | Winter | SoC, [%] | 1 | 2 | bar: 0 to 23
1 | TSO | 2025 | Winter | P, [MW] | 1 | 2 | 0 | 0 | 0 | 0 | 0 | 0 | 0 | 0 | 0 | 0 | 0 | 0 | 0 | 0 | 0 | 0 | 0 | 0 | 0 | 0 | 0 | 0 | 0 | 0
1 | TSO | 2025 | Winter | Q, [MVAr] | 1 | 2 | 0 | 0 | 0 | 0 | 0 | 0 | 0 | 0 | 0 | 0 | 0 | 0 | 0 | 0 | 0 | 0 | 0 | 0 | 0 | 0 | 0 | 0 | 0 | 0
1 | TSO | 2025 | Winter | S, [MVA] | 1 | 2 | 0 | 0 | 0 | 0 | 0 | 0 | 0 | 0 | 0 | 0 | 0 | 0 | 0 | 0 | 0 | 0 | 0 | 0 | 0 | 0 | 0 | 0 | 0 | 0
1 | TSO | 2025 | Winter | SoC, [MVAh] | 1 | 2 | 0 | 0 | 0 | 0 | 0 | 0 | 0 | 0 | 0 | 0 | 0 | 0 | 0 | 0 | 0 | 0 | 0 | 0 | 0 | 0 | 0 | 0 | 0 | 0
1 | TSO | 2025 | Winter | SoC, [%] | 1 | 2 | bar: 0 to 23
19 | TSO | 2025 | Winter | P, [MW] | 1 | 2 | 0 | 0 | 0 | 0 | 0 | 0 | 0 | 0 | 0 | 0 | 0 | 0 | 0 | 0 | 0 | 0 | 0 | 0 | 0 | 0 | 0 | 0 | 0 | 0
19 | TSO | 2025 | Winter | Q, [MVAr] | 1 | 2 | 0 | 0 | 0 | 0 | 0 | 0 | 0 | 0 | 0 | 0 | 0 | 0 | 0 | 0 | 0 | 0 | 0 | 0 | 0 | 0 | 0 | 0 | 0 | 0
19 | TSO | 2025 | Winter | S, [MVA] | 1 | 2 | 0 | 0 | 0 | 0 | 0 | 0 | 0 | 0 | 0 | 0 | 0 | 0 | 0 | 0 | 0 | 0 | 0 | 0 | 0 | 0 | 0 | 0 | 0 | 0
19 | TSO | 2025 | Winter | SoC, [MVAh] | 1 | 2 | 0 | 0 | 0 | 0 | 0 | 0 | 0 | 0 | 0 | 0 | 0 | 0 | 0 | 0 | 0 | 0 | 0 | 0 | 0 | 0 | 0 | 0 | 0 | 0
19 | TSO | 2025 | Winter | SoC, [%] | 1 | 2 | bar: 0 to 23
29 | TSO | 2025 | Winter | P, [MW] | 2 | 0 | 0 | 0 | 0 | 0 | 0 | 0 | 0 | 0 | 0 | 0 | 0 | 0 | 0 | 0 | 0 | 0 | 0 | 0 | 0 | 0 | 0 | 0 | 0 | 0
29 | TSO | 2025 | Winter | Q, [MVAr] | 2 | 0 | 0 | 0 | 0 | 0 | 0 | 0 | 0 | 0 | 0 | 0 | 0 | 0 | 0 | 0 | 0 | 0 | 0 | 0 | 0 | 0 | 0 | 0 | 0 | 0
29 | TSO | 2025 | Winter | S, [MVA] | 2 | 0 | 0 | 0 | 0 | 0 | 0 | 0 | 0 | 0 | 0 | 0 | 0 | 0 | 0 | 0 | 0 | 0 | 0 | 0 | 0 | 0 | 0 | 0 | 0 | 0
29 | TSO | 2025 | Winter | SoC, [MVAh] | 2 | 0 | 0 | 0 | 0 | 0 | 0 | 0 | 0 | 0 | 0 | 0 | 0 | 0 | 0 | 0 | 0 | 0 | 0 | 0 | 0 | 0 | 0 | 0 | 0 | 0
29 | TSO | 2025 | Winter | SoC, [%] | 2 | 0 | bar: 0 to 23
1 | TSO | 2025 | Winter | P, [MW] | 2 | 0 | 0 | 0 | 0 | 0 | 0 | 0 | 0 | 0 | 0 | 0 | 0 | 0 | 0 | 0 | 0 | 0 | 0 | 0 | 0 | 0 | 0 | 0 | 0 | 0
1 | TSO | 2025 | Winter | Q, [MVAr] | 2 | 0 | 0 | 0 | 0 | 0 | 0 | 0 | 0 | 0 | 0 | 0 | 0 | 0 | 0 | 0 | 0 | 0 | 0 | 0 | 0 | 0 | 0 | 0 | 0 | 0
1 | TSO | 2025 | Winter | S, [MVA] | 2 | 0 | 0 | 0 | 0 | 0 | 0 | 0 | 0 | 0 | 0 | 0 | 0 | 0 | 0 | 0 | 0 | 0 | 0 | 0 | 0 | 0 | 0 | 0 | 0 | 0
1 | TSO | 2025 | Winter | SoC, [MVAh] | 2 | 0 | 0 | 0 | 0 | 0 | 0 | 0 | 0 | 0 | 0 | 0 | 0 | 0 | 0 | 0 | 0 | 0 | 0 | 0 | 0 | 0 | 0 | 0 | 0 | 0
1 | TSO | 2025 | Winter | SoC, [%] | 2 | 0 | bar: 0 to 23
19 | TSO | 2025 | Winter | P, [MW] | 2 | 0 | 0 | 0 | 0 | 0 | 0 | 0 | 0 | 0 | 0 | 0 | 0 | 0 | 0 | 0 | 0 | 0 | 0 | 0 | 0 | 0 | 0 | 0 | 0 | 0
19 | TSO | 2025 | Winter | Q, [MVAr] | 2 | 0 | 0 | 0 | 0 | 0 | 0 | 0 | 0 | 0 | 0 | 0 | 0 | 0 | 0 | 0 | 0 | 0 | 0 | 0 | 0 | 0 | 0 | 0 | 0 | 0
19 | TSO | 2025 | Winter | S, [MVA] | 2 | 0 | 0 | 0 | 0 | 0 | 0 | 0 | 0 | 0 | 0 | 0 | 0 | 0 | 0 | 0 | 0 | 0 | 0 | 0 | 0 | 0 | 0 | 0 | 0 | 0
19 | TSO | 2025 | Winter | SoC, [MVAh] | 2 | 0 | 0 | 0 | 0 | 0 | 0 | 0 | 0 | 0 | 0 | 0 | 0 | 0 | 0 | 0 | 0 | 0 | 0 | 0 | 0 | 0 | 0 | 0 | 0 | 0
19 | TSO | 2025 | Winter | SoC, [%] | 2 | 0 | bar: 0 to 23
29 | TSO | 2025 | Winter | P, [MW] | 2 | 1 | 0 | 0 | 0 | 0 | 0 | 0 | 0 | 0 | 0 | 0 | 0 | 0 | 0 | 0 | 0 | 0 | 0 | 0 | 0 | 0 | 0 | 0 | 0 | 0
29 | TSO | 2025 | Winter | Q, [MVAr] | 2 | 1 | 0 | 0 | 0 | 0 | 0 | 0 | 0 | 0 | 0 | 0 | 0 | 0 | 0 | 0 | 0 | 0 | 0 | 0 | 0 | 0 | 0 | 0 | 0 | 0
29 | TSO | 2025 | Winter | S, [MVA] | 2 | 1 | 0 | 0 | 0 | 0 | 0 | 0 | 0 | 0 | 0 | 0 | 0 | 0 | 0 | 0 | 0 | 0 | 0 | 0 | 0 | 0 | 0 | 0 | 0 | 0
29 | TSO | 2025 | Winter | SoC, [MVAh] | 2 | 1 | 0 | 0 | 0 | 0 | 0 | 0 | 0 | 0 | 0 | 0 | 0 | 0 | 0 | 0 | 0 | 0 | 0 | 0 | 0 | 0 | 0 | 0 | 0 | 0
29 | TSO | 2025 | Winter | SoC, [%] | 2 | 1 | bar: 0 to 23
1 | TSO | 2025 | Winter | P, [MW] | 2 | 1 | 0 | 0 | 0 | 0 | 0 | 0 | 0 | 0 | 0 | 0 | 0 | 0 | 0 | 0 | 0 | 0 | 0 | 0 | 0 | 0 | 0 | 0 | 0 | 0
1 | TSO | 2025 | Winter | Q, [MVAr] | 2 | 1 | 0 | 0 | 0 | 0 | 0 | 0 | 0 | 0 | 0 | 0 | 0 | 0 | 0 | 0 | 0 | 0 | 0 | 0 | 0 | 0 | 0 | 0 | 0 | 0
1 | TSO | 2025 | Winter | S, [MVA] | 2 | 1 | 0 | 0 | 0 | 0 | 0 | 0 | 0 | 0 | 0 | 0 | 0 | 0 | 0 | 0 | 0 | 0 | 0 | 0 | 0 | 0 | 0 | 0 | 0 | 0
1 | TSO | 2025 | Winter | SoC, [MVAh] | 2 | 1 | 0 | 0 | 0 | 0 | 0 | 0 | 0 | 0 | 0 | 0 | 0 | 0 | 0 | 0 | 0 | 0 | 0 | 0 | 0 | 0 | 0 | 0 | 0 | 0
1 | TSO | 2025 | Winter | SoC, [%] | 2 | 1 | bar: 0 to 23
19 | TSO | 2025 | Winter | P, [MW] | 2 | 1 | 0 | 0 | 0 | 0 | 0 | 0 | 0 | 0 | 0 | 0 | 0 | 0 | 0 | 0 | 0 | 0 | 0 | 0 | 0 | 0 | 0 | 0 | 0 | 0
19 | TSO | 2025 | Winter | Q, [MVAr] | 2 | 1 | 0 | 0 | 0 | 0 | 0 | 0 | 0 | 0 | 0 | 0 | 0 | 0 | 0 | 0 | 0 | 0 | 0 | 0 | 0 | 0 | 0 | 0 | 0 | 0
19 | TSO | 2025 | Winter | S, [MVA] | 2 | 1 | 0 | 0 | 0 | 0 | 0 | 0 | 0 | 0 | 0 | 0 | 0 | 0 | 0 | 0 | 0 | 0 | 0 | 0 | 0 | 0 | 0 | 0 | 0 | 0
19 | TSO | 2025 | Winter | SoC, [MVAh] | 2 | 1 | 0 | 0 | 0 | 0 | 0 | 0 | 0 | 0 | 0 | 0 | 0 | 0 | 0 | 0 | 0 | 0 | 0 | 0 | 0 | 0 | 0 | 0 | 0 | 0
19 | TSO | 2025 | Winter | SoC, [%] | 2 | 1 | bar: 0 to 23
29 | TSO | 2025 | Winter | P, [MW] | 2 | 2 | 0 | 0 | 0 | 0 | 0 | 0 | 0 | 0 | 0 | 0 | 0 | 0 | 0 | 0 | 0 | 0 | 0 | 0 | 0 | 0 | 0 | 0 | 0 | 0
29 | TSO | 2025 | Winter | Q, [MVAr] | 2 | 2 | 0 | 0 | 0 | 0 | 0 | 0 | 0 | 0 | 0 | 0 | 0 | 0 | 0 | 0 | 0 | 0 | 0 | 0 | 0 | 0 | 0 | 0 | 0 | 0
29 | TSO | 2025 | Winter | S, [MVA] | 2 | 2 | 0 | 0 | 0 | 0 | 0 | 0 | 0 | 0 | 0 | 0 | 0 | 0 | 0 | 0 | 0 | 0 | 0 | 0 | 0 | 0 | 0 | 0 | 0 | 0
29 | TSO | 2025 | Winter | SoC, [MVAh] | 2 | 2 | 0 | 0 | 0 | 0 | 0 | 0 | 0 | 0 | 0 | 0 | 0 | 0 | 0 | 0 | 0 | 0 | 0 | 0 | 0 | 0 | 0 | 0 | 0 | 0
29 | TSO | 2025 | Winter | SoC, [%] | 2 | 2 | bar: 0 to 23
1 | TSO | 2025 | Winter | P, [MW] | 2 | 2 | 0 | 0 | 0 | 0 | 0 | 0 | 0 | 0 | 0 | 0 | 0 | 0 | 0 | 0 | 0 | 0 | 0 | 0 | 0 | 0 | 0 | 0 | 0 | 0
1 | TSO | 2025 | Winter | Q, [MVAr] | 2 | 2 | 0 | 0 | 0 | 0 | 0 | 0 | 0 | 0 | 0 | 0 | 0 | 0 | 0 | 0 | 0 | 0 | 0 | 0 | 0 | 0 | 0 | 0 | 0 | 0
1 | TSO | 2025 | Winter | S, [MVA] | 2 | 2 | 0 | 0 | 0 | 0 | 0 | 0 | 0 | 0 | 0 | 0 | 0 | 0 | 0 | 0 | 0 | 0 | 0 | 0 | 0 | 0 | 0 | 0 | 0 | 0
1 | TSO | 2025 | Winter | SoC, [MVAh] | 2 | 2 | 0 | 0 | 0 | 0 | 0 | 0 | 0 | 0 | 0 | 0 | 0 | 0 | 0 | 0 | 0 | 0 | 0 | 0 | 0 | 0 | 0 | 0 | 0 | 0
1 | TSO | 2025 | Winter | SoC, [%] | 2 | 2 | bar: 0 to 23
19 | TSO | 2025 | Winter | P, [MW] | 2 | 2 | 0 | 0 | 0 | 0 | 0 | 0 | 0 | 0 | 0 | 0 | 0 | 0 | 0 | 0 | 0 | 0 | 0 | 0 | 0 | 0 | 0 | 0 | 0 | 0
19 | TSO | 2025 | Winter | Q, [MVAr] | 2 | 2 | 0 | 0 | 0 | 0 | 0 | 0 | 0 | 0 | 0 | 0 | 0 | 0 | 0 | 0 | 0 | 0 | 0 | 0 | 0 | 0 | 0 | 0 | 0 | 0
19 | TSO | 2025 | Winter | S, [MVA] | 2 | 2 | 0 | 0 | 0 | 0 | 0 | 0 | 0 | 0 | 0 | 0 | 0 | 0 | 0 | 0 | 0 | 0 | 0 | 0 | 0 | 0 | 0 | 0 | 0 | 0
19 | TSO | 2025 | Winter | SoC, [MVAh] | 2 | 2 | 0 | 0 | 0 | 0 | 0 | 0 | 0 | 0 | 0 | 0 | 0 | 0 | 0 | 0 | 0 | 0 | 0 | 0 | 0 | 0 | 0 | 0 | 0 | 0
19 | TSO | 2025 | Winter | SoC, [%] | 2 | 2 | bar: 0 to 23
29 | TSO | 2025 | Winter | P, [MW] | Expected | - | 0 | 0 | 0 | 0 | 0 | 0 | 0 | 0 | 0 | 0 | 0 | 0 | 0 | 0 | 0 | 0 | 0 | 0 | 0 | 0 | 0 | 0 | 0 | 0
29 | TSO | 2025 | Winter | Q, [MVAr] | Expected | - | 0 | 0 | 0 | 0 | 0 | 0 | 0 | 0 | 0 | 0 | 0 | 0 | 0 | 0 | 0 | 0 | 0 | 0 | 0 | 0 | 0 | 0 | 0 | 0
29 | TSO | 2025 | Winter | S, [MVA] | Expected | - | 0 | 0 | 0 | 0 | 0 | 0 | 0 | 0 | 0 | 0 | 0 | 0 | 0 | 0 | 0 | 0 | 0 | 0 | 0 | 0 | 0 | 0 | 0 | 0
29 | TSO | 2025 | Winter | SoC, [MVAh] | Expected | - | 0 | 0 | 0 | 0 | 0 | 0 | 0 | 0 | 0 | 0 | 0 | 0 | 0 | 0 | 0 | 0 | 0 | 0 | 0 | 0 | 0 | 0 | 0 | 0
29 | TSO | 2025 | Winter | SoC, [%] | Expected | - | bar: 0 to 23
1 | TSO | 2025 | Winter | P, [MW] | Expected | - | 0 | 0 | 0 | 0 | 0 | 0 | 0 | 0 | 0 | 0 | 0 | 0 | 0 | 0 | 0 | 0 | 0 | 0 | 0 | 0 | 0 | 0 | 0 | 0
1 | TSO | 2025 | Winter | Q, [MVAr] | Expected | - | 0 | 0 | 0 | 0 | 0 | 0 | 0 | 0 | 0 | 0 | 0 | 0 | 0 | 0 | 0 | 0 | 0 | 0 | 0 | 0 | 0 | 0 | 0 | 0
1 | TSO | 2025 | Winter | S, [MVA] | Expected | - | 0 | 0 | 0 | 0 | 0 | 0 | 0 | 0 | 0 | 0 | 0 | 0 | 0 | 0 | 0 | 0 | 0 | 0 | 0 | 0 | 0 | 0 | 0 | 0
1 | TSO | 2025 | Winter | SoC, [MVAh] | Expected | - | 0 | 0 | 0 | 0 | 0 | 0 | 0 | 0 | 0 | 0 | 0 | 0 | 0 | 0 | 0 | 0 | 0 | 0 | 0 | 0 | 0 | 0 | 0 | 0
1 | TSO | 2025 | Winter | SoC, [%] | Expected | - | bar: 0 to 23
19 | TSO | 2025 | Winter | P, [MW] | Expected | - | 0 | 0 | 0 | 0 | 0 | 0 | 0 | 0 | 0 | 0 | 0 | 0 | 0 | 0 | 0 | 0 | 0 | 0 | 0 | 0 | 0 | 0 | 0 | 0
19 | TSO | 2025 | Winter | Q, [MVAr] | Expected | - | 0 | 0 | 0 | 0 | 0 | 0 | 0 | 0 | 0 | 0 | 0 | 0 | 0 | 0 | 0 | 0 | 0 | 0 | 0 | 0 | 0 | 0 | 0 | 0
19 | TSO | 2025 | Winter | S, [MVA] | Expected | - | 0 | 0 | 0 | 0 | 0 | 0 | 0 | 0 | 0 | 0 | 0 | 0 | 0 | 0 | 0 | 0 | 0 | 0 | 0 | 0 | 0 | 0 | 0 | 0
19 | TSO | 2025 | Winter | SoC, [MVAh] | Expected | - | 0 | 0 | 0 | 0 | 0 | 0 | 0 | 0 | 0 | 0 | 0 | 0 | 0 | 0 | 0 | 0 | 0 | 0 | 0 | 0 | 0 | 0 | 0 | 0
19 | TSO | 2025 | Winter | SoC, [%] | Expected | - | bar: 0 to 23
29 | DSO | 2025 | Winter | P, [MW] | 0 | 0 | 0 | 0 | 0 | 0 | 0 | 0 | 0 | 0 | 0 | 0 | 0 | 0 | 0 | 0 | 0 | 0 | 0 | 0 | 0 | 0 | 0 | 0 | 0 | 0
29 | DSO | 2025 | Winter | Q, [MVAr] | 0 | 0 | 0 | 0 | 0 | 0 | 0 | 0 | 0 | 0 | 0 | 0 | 0 | 0 | 0 | 0 | 0 | 0 | 0 | 0 | 0 | 0 | 0 | 0 | 0 | 0
29 | DSO | 2025 | Winter | S, [MVA] | 0 | 0 | 0 | 0 | 0 | 0 | 0 | 0 | 0 | 0 | 0 | 0 | 0 | 0 | 0 | 0 | 0 | 0 | 0 | 0 | 0 | 0 | 0 | 0 | 0 | 0
29 | DSO | 2025 | Winter | SoC, [MVAh] | 0 | 0 | 0 | 0 | 0 | 0 | 0 | 0 | 0 | 0 | 0 | 0 | 0 | 0 | 0 | 0 | 0 | 0 | 0 | 0 | 0 | 0 | 0 | 0 | 0 | 0
29 | DSO | 2025 | Winter | SoC, [%] | 0 | 0 | bar: 0 to 23
29 | DSO | 2025 | Winter | P, [MW] | 0 | 1 | 0 | 0 | 0 | 0 | 0 | 0 | 0 | 0 | 0 | 0 | 0 | 0 | 0 | 0 | 0 | 0 | 0 | 0 | 0 | 0 | 0 | 0 | 0 | 0
29 | DSO | 2025 | Winter | Q, [MVAr] | 0 | 1 | 0 | 0 | 0 | 0 | 0 | 0 | 0 | 0 | 0 | 0 | 0 | 0 | 0 | 0 | 0 | 0 | 0 | 0 | 0 | 0 | 0 | 0 | 0 | 0
29 | DSO | 2025 | Winter | S, [MVA] | 0 | 1 | 0 | 0 | 0 | 0 | 0 | 0 | 0 | 0 | 0 | 0 | 0 | 0 | 0 | 0 | 0 | 0 | 0 | 0 | 0 | 0 | 0 | 0 | 0 | 0
29 | DSO | 2025 | Winter | SoC, [MVAh] | 0 | 1 | 0 | 0 | 0 | 0 | 0 | 0 | 0 | 0 | 0 | 0 | 0 | 0 | 0 | 0 | 0 | 0 | 0 | 0 | 0 | 0 | 0 | 0 | 0 | 0
29 | DSO | 2025 | Winter | SoC, [%] | 0 | 1 | bar: 0 to 23
29 | DSO | 2025 | Winter | P, [MW] | 0 | 2 | 0 | 0 | 0 | 0 | 0 | 0 | 0 | 0 | 0 | 0 | 0 | 0 | 0 | 0 | 0 | 0 | 0 | 0 | 0 | 0 | 0 | 0 | 0 | 0
29 | DSO | 2025 | Winter | Q, [MVAr] | 0 | 2 | 0 | 0 | 0 | 0 | 0 | 0 | 0 | 0 | 0 | 0 | 0 | 0 | 0 | 0 | 0 | 0 | 0 | 0 | 0 | 0 | 0 | 0 | 0 | 0
29 | DSO | 2025 | Winter | S, [MVA] | 0 | 2 | 0 | 0 | 0 | 0 | 0 | 0 | 0 | 0 | 0 | 0 | 0 | 0 | 0 | 0 | 0 | 0 | 0 | 0 | 0 | 0 | 0 | 0 | 0 | 0
29 | DSO | 2025 | Winter | SoC, [MVAh] | 0 | 2 | 0 | 0 | 0 | 0 | 0 | 0 | 0 | 0 | 0 | 0 | 0 | 0 | 0 | 0 | 0 | 0 | 0 | 0 | 0 | 0 | 0 | 0 | 0 | 0
29 | DSO | 2025 | Winter | SoC, [%] | 0 | 2 | bar: 0 to 23
29 | DSO | 2025 | Winter | P, [MW] | Expected | - | 0 | 0 | 0 | 0 | 0 | 0 | 0 | 0 | 0 | 0 | 0 | 0 | 0 | 0 | 0 | 0 | 0 | 0 | 0 | 0 | 0 | 0 | 0 | 0
29 | DSO | 2025 | Winter | Q, [MVAr] | Expected | - | 0 | 0 | 0 | 0 | 0 | 0 | 0 | 0 | 0 | 0 | 0 | 0 | 0 | 0 | 0 | 0 | 0 | 0 | 0 | 0 | 0 | 0 | 0 | 0
29 | DSO | 2025 | Winter | S, [MVA] | Expected | - | 0 | 0 | 0 | 0 | 0 | 0 | 0 | 0 | 0 | 0 | 0 | 0 | 0 | 0 | 0 | 0 | 0 | 0 | 0 | 0 | 0 | 0 | 0 | 0
29 | DSO | 2025 | Winter | SoC, [MVAh] | Expected | - | 0 | 0 | 0 | 0 | 0 | 0 | 0 | 0 | 0 | 0 | 0 | 0 | 0 | 0 | 0 | 0 | 0 | 0 | 0 | 0 | 0 | 0 | 0 | 0
29 | DSO | 2025 | Winter | SoC, [%] | Expected | - | bar: 0 to 23
1 | DSO | 2025 | Winter | P, [MW] | 0 | 0 | 0 | 0 | 0 | 0 | 0 | 0 | 0 | 0 | 0 | 0 | 0 | 0 | 0 | 0 | 0 | 0 | 0 | 0 | 0 | 0 | 0 | 0 | 0 | 0
1 | DSO | 2025 | Winter | Q, [MVAr] | 0 | 0 | 0 | 0 | 0 | 0 | 0 | 0 | 0 | 0 | 0 | 0 | 0 | 0 | 0 | 0 | 0 | 0 | 0 | 0 | 0 | 0 | 0 | 0 | 0 | 0
1 | DSO | 2025 | Winter | S, [MVA] | 0 | 0 | 0 | 0 | 0 | 0 | 0 | 0 | 0 | 0 | 0 | 0 | 0 | 0 | 0 | 0 | 0 | 0 | 0 | 0 | 0 | 0 | 0 | 0 | 0 | 0
1 | DSO | 2025 | Winter | SoC, [MVAh] | 0 | 0 | 0 | 0 | 0 | 0 | 0 | 0 | 0 | 0 | 0 | 0 | 0 | 0 | 0 | 0 | 0 | 0 | 0 | 0 | 0 | 0 | 0 | 0 | 0 | 0
1 | DSO | 2025 | Winter | SoC, [%] | 0 | 0 | bar: 0 to 23
1 | DSO | 2025 | Winter | P, [MW] | 0 | 1 | 0 | 0 | 0 | 0 | 0 | 0 | 0 | 0 | 0 | 0 | 0 | 0 | 0 | 0 | 0 | 0 | 0 | 0 | 0 | 0 | 0 | 0 | 0 | 0
1 | DSO | 2025 | Winter | Q, [MVAr] | 0 | 1 | 0 | 0 | 0 | 0 | 0 | 0 | 0 | 0 | 0 | 0 | 0 | 0 | 0 | 0 | 0 | 0 | 0 | 0 | 0 | 0 | 0 | 0 | 0 | 0
1 | DSO | 2025 | Winter | S, [MVA] | 0 | 1 | 0 | 0 | 0 | 0 | 0 | 0 | 0 | 0 | 0 | 0 | 0 | 0 | 0 | 0 | 0 | 0 | 0 | 0 | 0 | 0 | 0 | 0 | 0 | 0
1 | DSO | 2025 | Winter | SoC, [MVAh] | 0 | 1 | 0 | 0 | 0 | 0 | 0 | 0 | 0 | 0 | 0 | 0 | 0 | 0 | 0 | 0 | 0 | 0 | 0 | 0 | 0 | 0 | 0 | 0 | 0 | 0
1 | DSO | 2025 | Winter | SoC, [%] | 0 | 1 | bar: 0 to 23
1 | DSO | 2025 | Winter | P, [MW] | 0 | 2 | 0 | 0 | 0 | 0 | 0 | 0 | 0 | 0 | 0 | 0 | 0 | 0 | 0 | 0 | 0 | 0 | 0 | 0 | 0 | 0 | 0 | 0 | 0 | 0
1 | DSO | 2025 | Winter | Q, [MVAr] | 0 | 2 | 0 | 0 | 0 | 0 | 0 | 0 | 0 | 0 | 0 | 0 | 0 | 0 | 0 | 0 | 0 | 0 | 0 | 0 | 0 | 0 | 0 | 0 | 0 | 0
1 | DSO | 2025 | Winter | S, [MVA] | 0 | 2 | 0 | 0 | 0 | 0 | 0 | 0 | 0 | 0 | 0 | 0 | 0 | 0 | 0 | 0 | 0 | 0 | 0 | 0 | 0 | 0 | 0 | 0 | 0 | 0
1 | DSO | 2025 | Winter | SoC, [MVAh] | 0 | 2 | 0 | 0 | 0 | 0 | 0 | 0 | 0 | 0 | 0 | 0 | 0 | 0 | 0 | 0 | 0 | 0 | 0 | 0 | 0 | 0 | 0 | 0 | 0 | 0
1 | DSO | 2025 | Winter | SoC, [%] | 0 | 2 | bar: 0 to 23
1 | DSO | 2025 | Winter | P, [MW] | Expected | - | 0 | 0 | 0 | 0 | 0 | 0 | 0 | 0 | 0 | 0 | 0 | 0 | 0 | 0 | 0 | 0 | 0 | 0 | 0 | 0 | 0 | 0 | 0 | 0
1 | DSO | 2025 | Winter | Q, [MVAr] | Expected | - | 0 | 0 | 0 | 0 | 0 | 0 | 0 | 0 | 0 | 0 | 0 | 0 | 0 | 0 | 0 | 0 | 0 | 0 | 0 | 0 | 0 | 0 | 0 | 0
1 | DSO | 2025 | Winter | S, [MVA] | Expected | - | 0 | 0 | 0 | 0 | 0 | 0 | 0 | 0 | 0 | 0 | 0 | 0 | 0 | 0 | 0 | 0 | 0 | 0 | 0 | 0 | 0 | 0 | 0 | 0
1 | DSO | 2025 | Winter | SoC, [MVAh] | Expected | - | 0 | 0 | 0 | 0 | 0 | 0 | 0 | 0 | 0 | 0 | 0 | 0 | 0 | 0 | 0 | 0 | 0 | 0 | 0 | 0 | 0 | 0 | 0 | 0
1 | DSO | 2025 | Winter | SoC, [%] | Expected | - | bar: 0 to 23
19 | DSO | 2025 | Winter | P, [MW] | 0 | 0 | 0 | 0 | 0 | 0 | 0 | 0 | 0 | 0 | 0 | 0 | 0 | 0 | 0 | 0 | 0 | 0 | 0 | 0 | 0 | 0 | 0 | 0 | 0 | 0
19 | DSO | 2025 | Winter | Q, [MVAr] | 0 | 0 | 0 | 0 | 0 | 0 | 0 | 0 | 0 | 0 | 0 | 0 | 0 | 0 | 0 | 0 | 0 | 0 | 0 | 0 | 0 | 0 | 0 | 0 | 0 | 0
19 | DSO | 2025 | Winter | S, [MVA] | 0 | 0 | 0 | 0 | 0 | 0 | 0 | 0 | 0 | 0 | 0 | 0 | 0 | 0 | 0 | 0 | 0 | 0 | 0 | 0 | 0 | 0 | 0 | 0 | 0 | 0
19 | DSO | 2025 | Winter | SoC, [MVAh] | 0 | 0 | 0 | 0 | 0 | 0 | 0 | 0 | 0 | 0 | 0 | 0 | 0 | 0 | 0 | 0 | 0 | 0 | 0 | 0 | 0 | 0 | 0 | 0 | 0 | 0
19 | DSO | 2025 | Winter | SoC, [%] | 0 | 0 | bar: 0 to 23
19 | DSO | 2025 | Winter | P, [MW] | 0 | 1 | 0 | 0 | 0 | 0 | 0 | 0 | 0 | 0 | 0 | 0 | 0 | 0 | 0 | 0 | 0 | 0 | 0 | 0 | 0 | 0 | 0 | 0 | 0 | 0
19 | DSO | 2025 | Winter | Q, [MVAr] | 0 | 1 | 0 | 0 | 0 | 0 | 0 | 0 | 0 | 0 | 0 | 0 | 0 | 0 | 0 | 0 | 0 | 0 | 0 | 0 | 0 | 0 | 0 | 0 | 0 | 0
19 | DSO | 2025 | Winter | S, [MVA] | 0 | 1 | 0 | 0 | 0 | 0 | 0 | 0 | 0 | 0 | 0 | 0 | 0 | 0 | 0 | 0 | 0 | 0 | 0 | 0 | 0 | 0 | 0 | 0 | 0 | 0
19 | DSO | 2025 | Winter | SoC, [MVAh] | 0 | 1 | 0 | 0 | 0 | 0 | 0 | 0 | 0 | 0 | 0 | 0 | 0 | 0 | 0 | 0 | 0 | 0 | 0 | 0 | 0 | 0 | 0 | 0 | 0 | 0
19 | DSO | 2025 | Winter | SoC, [%] | 0 | 1 | bar: 0 to 23
19 | DSO | 2025 | Winter | P, [MW] | 0 | 2 | 0 | 0 | 0 | 0 | 0 | 0 | 0 | 0 | 0 | 0 | 0 | 0 | 0 | 0 | 0 | 0 | 0 | 0 | 0 | 0 | 0 | 0 | 0 | 0
19 | DSO | 2025 | Winter | Q, [MVAr] | 0 | 2 | 0 | 0 | 0 | 0 | 0 | 0 | 0 | 0 | 0 | 0 | 0 | 0 | 0 | 0 | 0 | 0 | 0 | 0 | 0 | 0 | 0 | 0 | 0 | 0
19 | DSO | 2025 | Winter | S, [MVA] | 0 | 2 | 0 | 0 | 0 | 0 | 0 | 0 | 0 | 0 | 0 | 0 | 0 | 0 | 0 | 0 | 0 | 0 | 0 | 0 | 0 | 0 | 0 | 0 | 0 | 0
19 | DSO | 2025 | Winter | SoC, [MVAh] | 0 | 2 | 0 | 0 | 0 | 0 | 0 | 0 | 0 | 0 | 0 | 0 | 0 | 0 | 0 | 0 | 0 | 0 | 0 | 0 | 0 | 0 | 0 | 0 | 0 | 0
19 | DSO | 2025 | Winter | SoC, [%] | 0 | 2 | bar: 0 to 23
19 | DSO | 2025 | Winter | P, [MW] | Expected | - | 0 | 0 | 0 | 0 | 0 | 0 | 0 | 0 | 0 | 0 | 0 | 0 | 0 | 0 | 0 | 0 | 0 | 0 | 0 | 0 | 0 | 0 | 0 | 0
19 | DSO | 2025 | Winter | Q, [MVAr] | Expected | - | 0 | 0 | 0 | 0 | 0 | 0 | 0 | 0 | 0 | 0 | 0 | 0 | 0 | 0 | 0 | 0 | 0 | 0 | 0 | 0 | 0 | 0 | 0 | 0
19 | DSO | 2025 | Winter | S, [MVA] | Expected | - | 0 | 0 | 0 | 0 | 0 | 0 | 0 | 0 | 0 | 0 | 0 | 0 | 0 | 0 | 0 | 0 | 0 | 0 | 0 | 0 | 0 | 0 | 0 | 0
19 | DSO | 2025 | Winter | SoC, [MVAh] | Expected | - | 0 | 0 | 0 | 0 | 0 | 0 | 0 | 0 | 0 | 0 | 0 | 0 | 0 | 0 | 0 | 0 | 0 | 0 | 0 | 0 | 0 | 0 | 0 | 0
19 | DSO | 2025 | Winter | SoC, [%] | Expected | - | bar: 0 to 23
29 | ESSO | 2025 | Winter | P, [MW] | Expected | - | 0 | 0 | 0 | 0 | 0 | 0 | 0 | 0 | 0 | 0 | 0 | 0 | 0 | 0 | 0 | 0 | 0 | 0 | 0 | 0 | 0 | 0 | 0 | 0
29 | ESSO | 2025 | Winter | Q, [MVAr] | Expected | - | 0 | 0 | 0 | 0 | 0 | 0 | 0 | 0 | 0 | 0 | 0 | 0 | 0 | 0 | 0 | 0 | 0 | 0 | 0 | 0 | 0 | 0 | 0 | 0
1 | ESSO | 2025 | Winter | P, [MW] | Expected | - | 0 | 0 | 0 | 0 | 0 | 0 | 0 | 0 | 0 | 0 | 0 | 0 | 0 | 0 | 0 | 0 | 0 | 0 | 0 | 0 | 0 | 0 | 0 | 0
1 | ESSO | 2025 | Winter | Q, [MVAr] | Expected | - | 0 | 0 | 0 | 0 | 0 | 0 | 0 | 0 | 0 | 0 | 0 | 0 | 0 | 0 | 0 | 0 | 0 | 0 | 0 | 0 | 0 | 0 | 0 | 0
19 | ESSO | 2025 | Winter | P, [MW] | Expected | - | 0 | 0 | 0 | 0 | 0 | 0 | 0 | 0 | 0 | 0 | 0 | 0 | 0 | 0 | 0 | 0 | 0 | 0 | 0 | 0 | 0 | 0 | 0 | 0
19 | ESSO | 2025 | Winter | Q, [MVAr] | Expected | - | 0 | 0 | 0 | 0 | 0 | 0 | 0 | 0 | 0 | 0 | 0 | 0 | 0 | 0 | 0 | 0 | 0 | 0 | 0 | 0 | 0 | 0 | 0 | 0

## Voltage
Operator | ADN Node ID | Network Node ID | Year | Day | Quantity | Market Scenario | Operation Scenario | 0 | 1 | 2 | 3 | 4 | 5 | 6 | 7 | 8 | 9 | 10 | 11 | 12 | 13 | 14 | 15 | 16 | 17 | 18 | 19 | 20 | 21 | 22 | 23
TSO | - | 1 | 2025 | Winter | Vmag, [p.u.] | 0 | 0 | 1.0482 | 1.0468 | 1.0466 | 1.0466 | 1.0461 | 1.0461 | 1.052 | 1.0514 | 1.0525 | 1.0507 | 1.0525 | 1.0513 | 1.0509 | 1.0511 | 1.0518 | 1.0512 | 1.0485 | 1.0509 | 1.0502 | 1.0503 | 1.0491 | 1.0484 | 1.0477 | 1.047
TSO | - | 1 | 2025 | Winter | Vang, [º] | 0 | 0 | -3.9428 | -3.6151 | -3.3254 | -3.25 | -3.245 | -3.7707 | -6.2926 | -5.8754 | -5.7775 | -5.7182 | -5.9848 | -6.8275 | -5.9886 | -6.4231 | -5.716 | -5.2588 | -5.1206 | -6.2551 | -5.8808 | -5.7054 | -5.5432 | -5.0939 | -4.9359 | -4.764
TSO | - | 2 | 2025 | Winter | Vmag, [p.u.] | 0 | 0 | 0.90001 | 0.90001 | 0.90001 | 0.90001 | 0.90001 | 0.90001 | 0.90001 | 0.90002 | 0.90003 | 0.90001 | 0.90002 | 0.90001 | 0.90001 | 0.90001 | 0.90001 | 0.90001 | 0.90001 | 0.90001 | 0.90001 | 0.90001 | 0.90001 | 0.90001 | 0.90001 | 0.90001
TSO | - | 2 | 2025 | Winter | Vang, [º] | 0 | 0 | -8.0866 | -7.5498 | -7.0288 | -6.9017 | -6.8407 | -7.6011 | -10.8445 | -10.8459 | -11.1492 | -11.1795 | -11.2722 | -12.1531 | -11.356 | -11.803 | -10.8356 | -10.2482 | -10.2022 | -11.9725 | -11.4778 | -11.1528 | -10.9679 | -10.1409 | -9.7397 | -9.2699
TSO | - | 3 | 2025 | Winter | Vmag, [p.u.] | 0 | 0 | 1.0764 | 1.0742 | 1.0735 | 1.0734 | 1.0734 | 1.0762 | 1.0846 | 1.0848 | 1.0854 | 1.0849 | 1.0858 | 1.0854 | 1.0853 | 1.0853 | 1.0853 | 1.0848 | 1.0834 | 1.0844 | 1.0843 | 1.0843 | 1.0837 | 1.0821 | 1.08 | 1.0771
TSO | - | 3 | 2025 | Winter | Vang, [º] | 0 | 0 | -2.5189 | -2.2889 | -2.0851 | -2.0387 | -2.0353 | -2.2094 | -4.5935 | -3.6514 | -3.6087 | -3.7304 | -4.0529 | -5.0134 | -3.911 | -4.5504 | -3.846 | -3.3652 | -3.2584 | -4.1092 | -3.7081 | -3.6003 | -3.5411 | -3.2275 | -3.1283 | -3.2837
TSO | - | 4 | 2025 | Winter | Vmag, [p.u.] | 0 | 0 | 1.0077 | 0.99887 | 0.99584 | 0.99648 | 0.99444 | 0.99947 | 1.0302 | 1.0372 | 1.0447 | 1.033 | 1.0418 | 1.0374 | 1.034 | 1.0325 | 1.0299 | 1.0251 | 1.0155 | 1.0362 | 1.0296 | 1.0286 | 1.0214 | 1.0155 | 1.0111 | 1.0048
TSO | - | 4 | 2025 | Winter | Vang, [º] | 0 | 0 | -1.9106 | -1.7055 | -1.5996 | -1.5341 | -1.5262 | -1.6685 | -2.3089 | -2.3679 | -2.5393 | -2.6696 | -2.663 | -2.7846 | -2.6314 | -2.6966 | -2.5471 | -2.39 | -2.3982 | -2.7955 | -2.7389 | -2.693 | -2.6449 | -2.5132 | -2.3894 | -2.2011
TSO | - | 5 | 2025 | Winter | Vmag, [p.u.] | 0 | 0 | 1.0309 | 1.0279 | 1.0278 | 1.0279 | 1.0269 | 1.0231 | 1.0336 | 1.0353 | 1.0406 | 1.0376 | 1.0426 | 1.0395 | 1.0383 | 1.038 | 1.0382 | 1.0374 | 1.0327 | 1.0397 | 1.0377 | 1.0371 | 1.0341 | 1.032 | 1.0302 | 1.0286
TSO | - | 5 | 2025 | Winter | Vang, [º] | 0 | 0 | -3.727 | -3.4092 | -3.1276 | -3.0752 | -3.0555 | -4.1136 | -6.1325 | -5.8926 | -5.5994 | -5.3583 | -5.4946 | -6.1283 | -5.5138 | -5.7996 | -5.2709 | -4.847 | -4.7831 | -5.8043 | -5.4876 | -5.3826 | -5.2702 | -4.8806 | -4.7705 | -4.5079
TSO | - | 7 | 2025 | Winter | Vmag, [p.u.] | 0 | 0 | 1.0896 | 1.0869 | 1.0853 | 1.0855 | 1.0854 | 1.0895 | 1.1 | 1.1 | 1.1 | 1.1 | 1.1 | 1.1 | 1.1 | 1.1 | 1.1 | 1.1 | 1.0998 | 1.1 | 1.1 | 1.0997 | 1.1 | 1.0973 | 1.0952 | 1.091
TSO | - | 7 | 2025 | Winter | Vang, [º] | 0 | 0 | -1.5995 | -1.4455 | -1.3583 | -1.2811 | -1.2838 | -1.3307 | -3.3523 | -2.1822 | -2.1211 | -2.2665 | -2.6695 | -3.5786 | -2.448 | -3.1875 | -2.5209 | -2.1 | -2.03 | -2.6754 | -2.3225 | -2.2715 | -2.2826 | -2.1413 | -2.0281 | -2.2934
TSO | - | 8 | 2025 | Winter | Vmag, [p.u.] | 0 | 0 | 0.90027 | 0.90026 | 0.90029 | 0.90033 | 0.90037 | 0.90033 | 0.9002 | 0.90021 | 0.90017 | 0.90017 | 0.90014 | 0.90012 | 0.90015 | 0.90014 | 0.90017 | 0.90018 | 0.90015 | 0.90013 | 0.90011 | 0.90012 | 0.90011 | 0.90013 | 0.90015 | 0.90019
TSO | - | 8 | 2025 | Winter | Vang, [º] | 0 | 0 | -0.75863 | -0.78432 | -0.7514 | -0.71696 | -0.67421 | -0.70409 | -0.88419 | -0.805 | -0.86581 | -0.86596 | -0.98844 | -1.1136 | -1.0199 | -1.0288 | -0.95909 | -0.92019 | -0.96182 | -1.0407 | -1.0472 | -1.0157 | -1.0483 | -1.0071 | -0.99074 | -0.88961
TSO | - | 9 | 2025 | Winter | Vmag, [p.u.] | 0 | 0 | 1.0809 | 1.0782 | 1.0768 | 1.0769 | 1.0769 | 1.0809 | 1.0921 | 1.093 | 1.0935 | 1.0929 | 1.0933 | 1.0933 | 1.0931 | 1.0926 | 1.0925 | 1.0921 | 1.0912 | 1.0928 | 1.0926 | 1.0923 | 1.0918 | 1.0891 | 1.0865 | 1.0823
TSO | - | 9 | 2025 | Winter | Vang, [º] | 0 | 0 | -2.0784 | -1.909 | -1.7867 | -1.7312 | -1.7388 | -1.785 | -3.8366 | -2.6807 | -2.5826 | -2.7577 | -3.172 | -4.0816 | -2.9481 | -3.6804 | -3.0122 | -2.5746 | -2.4821 | -3.1705 | -2.7902 | -2.7089 | -2.697 | -2.5295 | -2.5018 | -2.7755
TSO | - | 10 | 2025 | Winter | Vmag, [p.u.] | 0 | 0 | 1.0381 | 1.032 | 1.0298 | 1.0312 | 1.0295 | 1.0341 | 1.0565 | 1.0619 | 1.0655 | 1.058 | 1.0638 | 1.0612 | 1.0595 | 1.0583 | 1.0564 | 1.0527 | 1.0477 | 1.0597 | 1.0554 | 1.0543 | 1.0499 | 1.0462 | 1.0424 | 1.0372
TSO | - | 10 | 2025 | Winter | Vang, [º] | 0 | 0 | -2.2752 | -2.0721 | -1.9294 | -1.871 | -1.8315 | -1.9328 | -3.2307 | -2.803 | -2.9932 | -3.219 | -3.3772 | -3.8442 | -3.2818 | -3.6173 | -3.2625 | -2.9647 | -2.9333 | -3.5174 | -3.1409 | -3.0648 | -3.0654 | -2.8908 | -2.7767 | -2.7388
TSO | - | 11 | 2025 | Winter | Vmag, [p.u.] | 0 | 0 | 0.90021 | 0.90023 | 0.90025 | 0.90026 | 0.90031 | 0.90031 | 0.90035 | 0.90019 | 0.90015 | 0.90017 | 0.90016 | 0.90017 | 0.90015 | 0.90017 | 0.90018 | 0.90015 | 0.90011 | 0.90009 | 0.90008 | 0.90008 | 0.90007 | 0.90008 | 0.90009 | 0.90014
TSO | - | 11 | 2025 | Winter | Vang, [º] | 0 | 0 | 0.17834 | 0.17531 | 0.16985 | 0.16834 | 0.15218 | 0.1509 | 0.13886 | 0.17882 | 0.18728 | 0.17784 | 0.19579 | 0.19339 | 0.20844 | 0.19794 | 0.19148 | 0.20878 | 0.23058 | 0.2467 | 0.25214 | 0.25569 | 0.28192 | 0.26751 | 0.2542 | 0.21891
TSO | - | 12 | 2025 | Winter | Vmag, [p.u.] | 0 | 0 | 1.0003 | 0.99031 | 0.98702 | 0.98744 | 0.98544 | 0.99078 | 1.0241 | 1.0329 | 1.0417 | 1.0294 | 1.0384 | 1.0331 | 1.0297 | 1.0278 | 1.0249 | 1.0196 | 1.0089 | 1.0325 | 1.0259 | 1.0248 | 1.0167 | 1.01 | 1.0047 | 0.99741
TSO | - | 12 | 2025 | Winter | Vang, [º] | 0 | 0 | -2.1271 | -1.931 | -1.8151 | -1.7567 | -1.7005 | -1.8664 | -2.4621 | -2.6048 | -2.7584 | -2.8271 | -2.8738 | -2.994 | -2.874 | -2.9197 | -2.7513 | -2.6516 | -2.7149 | -3.1319 | -3.0821 | -3.0532 | -3.0863 | -2.923 | -2.7784 | -2.5184
TSO | - | 13 | 2025 | Winter | Vmag, [p.u.] | 0 | 0 | 0.90021 | 0.90023 | 0.90025 | 0.90026 | 0.90031 | 0.90031 | 0.90035 | 0.90019 | 0.90015 | 0.90017 | 0.90016 | 0.90017 | 0.90015 | 0.90017 | 0.90018 | 0.90015 | 0.90011 | 0.90009 | 0.90008 | 0.90008 | 0.90007 | 0.90008 | 0.90009 | 0.90014
TSO | - | 13 | 2025 | Winter | Vang, [º] | 0 | 0 | -2.7285e-07 | -2.7073e-07 | -2.7494e-07 | -2.7668e-07 | -2.7545e-07 | -2.7029e-07 | -4.0748e-07 | -4.6632e-07 | -4.8058e-07 | -4.6546e-07 | -4.5023e-07 | -4.0955e-07 | -4.4911e-07 | -4.139e-07 | -4.4611e-07 | -4.7134e-07 | -4.172e-07 | -4.3526e-07 | -4.5234e-07 | -4.132e-07 | -4.5098e-07 | -3.0743e-07 | -2.842e-07 | -2.7085e-07
TSO | - | 14 | 2025 | Winter | Vmag, [p.u.] | 0 | 0 | 0.90027 | 0.90026 | 0.90029 | 0.90032 | 0.90037 | 0.90033 | 0.90019 | 0.90021 | 0.90016 | 0.90016 | 0.90014 | 0.90011 | 0.90014 | 0.90014 | 0.90016 | 0.90018 | 0.90015 | 0.90012 | 0.9001 | 0.90011 | 0.90011 | 0.90013 | 0.90014 | 0.90019
TSO | - | 14 | 2025 | Winter | Vang, [º] | 0 | 0 | -0.72734 | -0.75197 | -0.7204 | -0.68739 | -0.6464 | -0.67504 | -0.84772 | -0.7718 | -0.8301 | -0.83024 | -0.94767 | -1.0677 | -0.97781 | -0.98641 | -0.91953 | -0.88223 | -0.92215 | -0.9978 | -1.004 | -0.97384 | -1.0051 | -0.96558 | -0.94988 | -0.85292
TSO | - | 15 | 2025 | Winter | Vmag, [p.u.] | 0 | 0 | 1.0089 | 0.99956 | 0.99642 | 0.99706 | 0.99506 | 1.0003 | 1.0325 | 1.0403 | 1.0483 | 1.0372 | 1.0457 | 1.0413 | 1.0378 | 1.0363 | 1.0334 | 1.028 | 1.0185 | 1.0401 | 1.0337 | 1.0325 | 1.0251 | 1.0188 | 1.0137 | 1.0069
TSO | - | 15 | 2025 | Winter | Vang, [º] | 0 | 0 | -1.471 | -1.3094 | -1.2234 | -1.1737 | -1.1641 | -1.275 | -1.8396 | -1.8574 | -1.9939 | -2.0962 | -2.1037 | -2.2228 | -2.0735 | -2.1425 | -2.0083 | -1.8734 | -1.8699 | -2.2007 | -2.1347 | -2.0959 | -2.059 | -1.9491 | -1.8499 | -1.7121
TSO | - | 16 | 2025 | Winter | Vmag, [p.u.] | 0 | 0 | 1.0773 | 1.0757 | 1.0749 | 1.0746 | 1.0746 | 1.0774 | 1.0854 | 1.0848 | 1.085 | 1.0849 | 1.0857 | 1.0854 | 1.0856 | 1.0853 | 1.0859 | 1.0854 | 1.0843 | 1.0852 | 1.0852 | 1.0853 | 1.0848 | 1.0835 | 1.0817 | 1.0788
TSO | - | 16 | 2025 | Winter | Vang, [º] | 0 | 0 | -2.6224 | -2.4281 | -2.2549 | -2.1945 | -2.2065 | -2.3691 | -4.6827 | -3.6932 | -3.6198 | -3.734 | -4.0971 | -5.0211 | -3.8927 | -4.5873 | -3.8809 | -3.4283 | -3.3402 | -4.1566 | -3.7442 | -3.6363 | -3.5939 | -3.2953 | -3.2227 | -3.388
TSO | - | 17 | 2025 | Winter | Vmag, [p.u.] | 0 | 0 | 1.0773 | 1.0757 | 1.075 | 1.0748 | 1.0747 | 1.0772 | 1.0848 | 1.0842 | 1.0846 | 1.0843 | 1.0853 | 1.0849 | 1.085 | 1.0848 | 1.0853 | 1.0848 | 1.0834 | 1.0844 | 1.0844 | 1.0845 | 1.0839 | 1.0827 | 1.081 | 1.0784
TSO | - | 17 | 2025 | Winter | Vang, [º] | 0 | 0 | -2.6251 | -2.4119 | -2.215 | -2.156 | -2.1649 | -2.3671 | -4.7376 | -3.8166 | -3.7454 | -3.8493 | -4.183 | -5.1129 | -4.0076 | -4.6693 | -3.9628 | -3.5069 | -3.4201 | -4.2798 | -3.8647 | -3.7524 | -3.6966 | -3.3659 | -3.2748 | -3.4049
TSO | - | 18 | 2025 | Winter | Vmag, [p.u.] | 0 | 0 | 1.0086 | 0.99957 | 0.99647 | 0.99711 | 0.9951 | 1.0002 | 1.0314 | 1.0386 | 1.0463 | 1.0348 | 1.0435 | 1.0391 | 1.0357 | 1.0342 | 1.0315 | 1.0265 | 1.017 | 1.038 | 1.0315 | 1.0304 | 1.0232 | 1.0171 | 1.0125 | 1.0059
TSO | - | 18 | 2025 | Winter | Vang, [º] | 0 | 0 | -1.7005 | -1.5154 | -1.4203 | -1.3603 | -1.3507 | -1.4813 | -2.0901 | -2.1372 | -2.2955 | -2.4125 | -2.4133 | -2.5335 | -2.381 | -2.4469 | -2.3036 | -2.1534 | -2.1557 | -2.5233 | -2.4625 | -2.4183 | -2.3737 | -2.2505 | -2.1332 | -1.9661
TSO | - | 19 | 2025 | Winter | Vmag, [p.u.] | 0 | 0 | 1.0432 | 1.0433 | 1.0435 | 1.0437 | 1.0435 | 1.0434 | 1.0434 | 1.042 | 1.0408 | 1.0422 | 1.0398 | 1.0413 | 1.041 | 1.0415 | 1.0415 | 1.0417 | 1.0418 | 1.0408 | 1.0411 | 1.0415 | 1.0417 | 1.0414 | 1.0413 | 1.0428
TSO | - | 19 | 2025 | Winter | Vang, [º] | 0 | 0 | -4.9146 | -4.5632 | -4.2476 | -4.1564 | -4.1525 | -4.689 | -7.6418 | -7.2351 | -7.0715 | -6.7455 | -7.2408 | -8.2256 | -7.4155 | -7.8499 | -6.9932 | -6.4943 | -6.1619 | -7.6228 | -7.1858 | -6.9635 | -6.6502 | -6.1625 | -6.0194 | -5.8153
TSO | - | 20 | 2025 | Winter | Vmag, [p.u.] | 0 | 0 | 1.0999 | 1.0999 | 1.0999 | 1.0998 | 1.0998 | 1.0998 | 1.1 | 1.0999 | 1.0999 | 1.0999 | 1.1 | 1.1 | 1.1 | 1.1 | 1.1 | 1.1 | 1.0999 | 1.1 | 1.1 | 1.1 | 1.1 | 1.1 | 1.1 | 1.0999
TSO | - | 20 | 2025 | Winter | Vang, [º] | 0 | 0 | -6.0384 | -5.6913 | -5.3624 | -5.2508 | -5.3422 | -5.7949 | -8.7803 | -8.122 | -7.8315 | -7.4184 | -8.0351 | -9.1403 | -8.4295 | -8.9709 | -8.0723 | -7.4433 | -7.1089 | -8.6809 | -8.2363 | -7.9759 | -7.6756 | -7.3131 | -7.1857 | -6.9006
TSO | - | 21 | 2025 | Winter | Vmag, [p.u.] | 0 | 0 | 1.1 | 1.1 | 1.0999 | 1.0999 | 1.0999 | 1.0999 | 1.1 | 1.1 | 1.1 | 1.1 | 1.1 | 1.1 | 1.1 | 1.1 | 1.1 | 1.1 | 1.1 | 1.1 | 1.1 | 1.1 | 1.1 | 1.1 | 1.1 | 1.1
TSO | - | 21 | 2025 | Winter | Vang, [º] | 0 | 0 | -6.9169 | -6.4557 | -6.0134 | -5.8947 | -5.837 | -6.5046 | -10.315 | -10.1988 | -10.2161 | -9.9212 | -10.2542 | -11.3819 | -10.6128 | -11.0569 | -9.8788 | -9.2183 | -8.9758 | -10.9643 | -10.3169 | -10.0277 | -9.6727 | -8.9521 | -8.571 | -8.1225
TSO | - | 26 | 2025 | Winter | Vmag, [p.u.] | 0 | 0 | 1.0105 | 1.0024 | 0.99967 | 1.0003 | 0.99855 | 1.0031 | 1.0311 | 1.0373 | 1.0439 | 1.0331 | 1.0413 | 1.0371 | 1.034 | 1.0327 | 1.0304 | 1.0261 | 1.0173 | 1.0364 | 1.0303 | 1.0294 | 1.0227 | 1.0174 | 1.0133 | 1.0076
TSO | - | 26 | 2025 | Winter | Vang, [º] | 0 | 0 | -2.2229 | -2.0043 | -1.8776 | -1.8107 | -1.7974 | -1.9701 | -2.798 | -2.8119 | -2.9723 | -3.0909 | -3.1035 | -3.2961 | -3.0791 | -3.1816 | -2.9797 | -2.8009 | -2.7834 | -3.2365 | -3.1624 | -3.1045 | -3.06 | -2.8932 | -2.7705 | -2.5804
TSO | - | 29 | 2025 | Winter | Vmag, [p.u.] | 0 | 0 | 1.0649 | 1.0634 | 1.0631 | 1.063 | 1.0627 | 1.0637 | 1.0697 | 1.0689 | 1.0698 | 1.069 | 1.0704 | 1.0694 | 1.0691 | 1.0692 | 1.0696 | 1.0691 | 1.067 | 1.0687 | 1.0684 | 1.0689 | 1.0678 | 1.0671 | 1.0662 | 1.0647
TSO | - | 29 | 2025 | Winter | Vang, [º] | 0 | 0 | -3.286 | -2.9943 | -2.7357 | -2.6685 | -2.6653 | -3.0412 | -5.5666 | -4.93 | -4.8476 | -4.8601 | -5.1403 | -6.0516 | -5.0845 | -5.6176 | -4.9149 | -4.4459 | -4.3393 | -5.3448 | -4.9604 | -4.7887 | -4.6721 | -4.2542 | -4.1249 | -4.0837
TSO | - | 30 | 2025 | Winter | Vmag, [p.u.] | 0 | 0 | 1.1 | 1.1 | 1.1 | 1.1 | 1.1 | 1.1 | 1.1 | 1.1 | 1.1 | 1.1 | 1.1 | 1.1 | 1.1 | 1.1 | 1.1 | 1.1 | 1.1 | 1.1 | 1.1 | 1.1 | 1.1 | 1.1 | 1.1 | 1.1
TSO | - | 30 | 2025 | Winter | Vang, [º] | 0 | 0 | -6.2877 | -5.8546 | -5.5593 | -5.4763 | -5.447 | -5.9308 | -9.2379 | -8.744 | -8.782 | -8.6983 | -8.9512 | -10.0506 | -9.0561 | -9.6572 | -8.8224 | -8.2912 | -8.1112 | -9.2993 | -8.7793 | -8.4692 | -8.4002 | -7.7332 | -7.3755 | -7.2494
TSO | - | 34 | 2025 | Winter | Vmag, [p.u.] | 0 | 0 | 1.0776 | 1.0759 | 1.0753 | 1.0752 | 1.075 | 1.0769 | 1.084 | 1.0837 | 1.0843 | 1.0838 | 1.085 | 1.0843 | 1.0842 | 1.0842 | 1.0846 | 1.084 | 1.0822 | 1.0834 | 1.0833 | 1.0835 | 1.0826 | 1.0815 | 1.0801 | 1.078
TSO | - | 34 | 2025 | Winter | Vang, [º] | 0 | 0 | -2.443 | -2.189 | -1.9566 | -1.8964 | -1.8981 | -2.1778 | -4.658 | -3.8779 | -3.813 | -3.8836 | -4.177 | -5.1119 | -4.0702 | -4.66 | -3.9465 | -3.4754 | -3.3735 | -4.3154 | -3.9099 | -3.7743 | -3.6848 | -3.3118 | -3.1906 | -3.2368
TSO | - | 35 | 2025 | Winter | Vmag, [p.u.] | 0 | 0 | 1.0672 | 1.0654 | 1.065 | 1.0649 | 1.0646 | 1.0659 | 1.0726 | 1.0724 | 1.0731 | 1.0725 | 1.074 | 1.0732 | 1.0731 | 1.0733 | 1.0736 | 1.0728 | 1.0706 | 1.0719 | 1.0718 | 1.0718 | 1.0707 | 1.07 | 1.0686 | 1.067
TSO | - | 35 | 2025 | Winter | Vang, [º] | 0 | 0 | -2.7494 | -2.4769 | -2.213 | -2.1462 | -2.1508 | -2.5016 | -5.105 | -4.4641 | -4.3984 | -4.4477 | -4.6897 | -5.6284 | -4.6295 | -5.1638 | -4.4257 | -3.9499 | -3.8484 | -4.8823 | -4.4627 | -4.3136 | -4.1947 | -3.7741 | -3.6179 | -3.577
TSO | - | 36 | 2025 | Winter | Vmag, [p.u.] | 0 | 0 | 1.0605 | 1.0588 | 1.0584 | 1.0583 | 1.0579 | 1.0589 | 1.0652 | 1.0649 | 1.0656 | 1.0646 | 1.0663 | 1.0654 | 1.0651 | 1.0655 | 1.0658 | 1.0651 | 1.0626 | 1.0644 | 1.0641 | 1.0641 | 1.0629 | 1.0623 | 1.0612 | 1.0599
TSO | - | 36 | 2025 | Winter | Vang, [º] | 0 | 0 | -2.7099 | -2.4386 | -2.1665 | -2.0988 | -2.1101 | -2.4868 | -5.0661 | -4.503 | -4.4229 | -4.4362 | -4.6894 | -5.5968 | -4.6476 | -5.1436 | -4.4239 | -3.9538 | -3.8404 | -4.9103 | -4.5044 | -4.351 | -4.2097 | -3.7814 | -3.6243 | -3.5331
TSO | - | 42 | 2025 | Winter | Vmag, [p.u.] | 0 | 0 | 1.0118 | 1.0057 | 1.0042 | 1.0046 | 1.003 | 1.0038 | 1.0246 | 1.0296 | 1.0363 | 1.0278 | 1.0358 | 1.0312 | 1.0287 | 1.0277 | 1.0266 | 1.0241 | 1.0164 | 1.031 | 1.0266 | 1.0255 | 1.0197 | 1.0157 | 1.0124 | 1.0085
TSO | - | 42 | 2025 | Winter | Vang, [º] | 0 | 0 | -3.2574 | -2.9879 | -2.7775 | -2.7185 | -2.698 | -3.2875 | -4.6144 | -4.5764 | -4.5285 | -4.4877 | -4.5402 | -4.9093 | -4.5568 | -4.6966 | -4.3615 | -4.0824 | -4.0791 | -4.8379 | -4.6618 | -4.5953 | -4.5328 | -4.2577 | -4.1275 | -3.8381
TSO | - | 55 | 2025 | Winter | Vmag, [p.u.] | 0 | 0 | 1.03 | 1.0253 | 1.024 | 1.0243 | 1.0232 | 1.0254 | 1.0411 | 1.0437 | 1.0474 | 1.0413 | 1.0461 | 1.0433 | 1.0418 | 1.0411 | 1.0406 | 1.0384 | 1.0328 | 1.0429 | 1.0397 | 1.0394 | 1.0356 | 1.0327 | 1.0306 | 1.0276
TSO | - | 55 | 2025 | Winter | Vang, [º] | 0 | 0 | -3.247 | -2.9746 | -2.7595 | -2.6867 | -2.6754 | -3.0331 | -4.7939 | -4.6045 | -4.6299 | -4.6712 | -4.8108 | -5.3515 | -4.809 | -5.0923 | -4.614 | -4.2867 | -4.2074 | -5.0232 | -4.7951 | -4.6744 | -4.5741 | -4.2548 | -4.0907 | -3.8985
TSO | - | 68 | 2025 | Winter | Vmag, [p.u.] | 0 | 0 | 1.0304 | 1.0274 | 1.0273 | 1.0274 | 1.0264 | 1.0226 | 1.033 | 1.0347 | 1.0401 | 1.037 | 1.042 | 1.0389 | 1.0376 | 1.0373 | 1.0377 | 1.0368 | 1.0322 | 1.0392 | 1.0372 | 1.0365 | 1.0335 | 1.0315 | 1.0297 | 1.0281
TSO | - | 68 | 2025 | Winter | Vang, [º] | 0 | 0 | -3.7792 | -3.4601 | -3.1765 | -3.1279 | -3.1055 | -4.1628 | -6.1872 | -5.9453 | -5.6499 | -5.4139 | -5.55 | -6.1829 | -5.5675 | -5.8538 | -5.326 | -4.8969 | -4.8363 | -5.8598 | -5.5366 | -5.4361 | -5.3216 | -4.9274 | -4.8222 | -4.5608
TSO | - | 72 | 2025 | Winter | Vmag, [p.u.] | 0 | 0 | 1.0011 | 0.99131 | 0.98809 | 0.98851 | 0.98648 | 0.99174 | 1.0249 | 1.0336 | 1.0424 | 1.0302 | 1.0392 | 1.034 | 1.0307 | 1.0287 | 1.0259 | 1.0205 | 1.01 | 1.0334 | 1.0269 | 1.0258 | 1.0177 | 1.0109 | 1.0057 | 0.99848
TSO | - | 72 | 2025 | Winter | Vang, [º] | 0 | 0 | -1.8265 | -1.6229 | -1.5157 | -1.4627 | -1.4344 | -1.6044 | -2.2262 | -2.3298 | -2.4717 | -2.5512 | -2.5626 | -2.6725 | -2.5387 | -2.5974 | -2.4406 | -2.3142 | -2.337 | -2.749 | -2.685 | -2.6537 | -2.6392 | -2.4908 | -2.3591 | -2.1535
TSO | - | 103 | 2025 | Winter | Vmag, [p.u.] | 0 | 0 | 1.0081 | 0.99937 | 0.99631 | 0.99695 | 0.99492 | 0.99991 | 1.0301 | 1.0367 | 1.0441 | 1.0323 | 1.0413 | 1.0369 | 1.0334 | 1.0319 | 1.0295 | 1.0248 | 1.0153 | 1.0358 | 1.0292 | 1.0283 | 1.0212 | 1.0152 | 1.0111 | 1.0048
TSO | - | 103 | 2025 | Winter | Vang, [º] | 0 | 0 | -1.9161 | -1.7071 | -1.6031 | -1.5328 | -1.5231 | -1.6745 | -2.3244 | -2.4022 | -2.5828 | -2.7119 | -2.703 | -2.8256 | -2.6678 | -2.73 | -2.5784 | -2.4128 | -2.4196 | -2.8242 | -2.7687 | -2.7193 | -2.6664 | -2.5356 | -2.4014 | -2.2061
TSO | - | 1 | 2025 | Winter | Vmag, [p.u.] | 0 | 1 | 1.0482 | 1.0468 | 1.0466 | 1.0466 | 1.0461 | 1.0461 | 1.052 | 1.0514 | 1.0525 | 1.0507 | 1.0525 | 1.0513 | 1.0509 | 1.0511 | 1.0518 | 1.0512 | 1.0485 | 1.0509 | 1.0502 | 1.0503 | 1.0491 | 1.0484 | 1.0477 | 1.047
TSO | - | 1 | 2025 | Winter | Vang, [º] | 0 | 1 | -3.9428 | -3.6151 | -3.3254 | -3.25 | -3.245 | -3.7707 | -6.2926 | -5.8754 | -5.7775 | -5.7182 | -5.9848 | -6.8275 | -5.9886 | -6.423 | -5.716 | -5.2588 | -5.1206 | -6.2551 | -5.8808 | -5.7054 | -5.5432 | -5.0939 | -4.9359 | -4.764
TSO | - | 2 | 2025 | Winter | Vmag, [p.u.] | 0 | 1 | 0.90001 | 0.90001 | 0.90001 | 0.90001 | 0.90001 | 0.90001 | 0.90001 | 0.90002 | 0.90003 | 0.90001 | 0.90002 | 0.90001 | 0.90001 | 0.90001 | 0.90001 | 0.90001 | 0.90001 | 0.90001 | 0.90001 | 0.90001 | 0.90001 | 0.90001 | 0.90001 | 0.90001
TSO | - | 2 | 2025 | Winter | Vang, [º] | 0 | 1 | -8.0866 | -7.5498 | -7.0288 | -6.9017 | -6.8407 | -7.6011 | -10.8445 | -10.8459 | -11.1492 | -11.1794 | -11.2722 | -12.1531 | -11.356 | -11.803 | -10.8356 | -10.2482 | -10.2022 | -11.9725 | -11.4778 | -11.1528 | -10.9679 | -10.1409 | -9.7397 | -9.27
TSO | - | 3 | 2025 | Winter | Vmag, [p.u.] | 0 | 1 | 1.0764 | 1.0742 | 1.0735 | 1.0734 | 1.0734 | 1.0762 | 1.0846 | 1.0848 | 1.0854 | 1.0849 | 1.0858 | 1.0854 | 1.0853 | 1.0853 | 1.0853 | 1.0848 | 1.0834 | 1.0844 | 1.0843 | 1.0843 | 1.0837 | 1.0821 | 1.08 | 1.0771
TSO | - | 3 | 2025 | Winter | Vang, [º] | 0 | 1 | -2.5189 | -2.2889 | -2.0851 | -2.0387 | -2.0353 | -2.2094 | -4.5934 | -3.6514 | -3.6087 | -3.7304 | -4.0529 | -5.0135 | -3.911 | -4.5504 | -3.846 | -3.3652 | -3.2584 | -4.1092 | -3.7081 | -3.6003 | -3.5411 | -3.2275 | -3.1283 | -3.2836
TSO | - | 4 | 2025 | Winter | Vmag, [p.u.] | 0 | 1 | 1.0077 | 0.99887 | 0.99584 | 0.99648 | 0.99444 | 0.99947 | 1.0302 | 1.0372 | 1.0447 | 1.033 | 1.0418 | 1.0374 | 1.034 | 1.0325 | 1.0299 | 1.0251 | 1.0155 | 1.0362 | 1.0296 | 1.0286 | 1.0214 | 1.0155 | 1.0111 | 1.0048
TSO | - | 4 | 2025 | Winter | Vang, [º] | 0 | 1 | -1.9106 | -1.7055 | -1.5996 | -1.5341 | -1.5262 | -1.6685 | -2.3089 | -2.3679 | -2.5393 | -2.6696 | -2.663 | -2.7846 | -2.6314 | -2.6966 | -2.5471 | -2.39 | -2.3982 | -2.7955 | -2.7389 | -2.693 | -2.6449 | -2.5132 | -2.3894 | -2.2011
TSO | - | 5 | 2025 | Winter | Vmag, [p.u.] | 0 | 1 | 1.0309 | 1.0279 | 1.0278 | 1.0279 | 1.0269 | 1.0231 | 1.0336 | 1.0353 | 1.0406 | 1.0376 | 1.0426 | 1.0395 | 1.0383 | 1.038 | 1.0382 | 1.0374 | 1.0327 | 1.0397 | 1.0377 | 1.0371 | 1.0341 | 1.032 | 1.0302 | 1.0286
TSO | - | 5 | 2025 | Winter | Vang, [º] | 0 | 1 | -3.727 | -3.4092 | -3.1276 | -3.0752 | -3.0555 | -4.1136 | -6.1325 | -5.8926 | -5.5994 | -5.3583 | -5.4946 | -6.1283 | -5.5138 | -5.7996 | -5.2709 | -4.847 | -4.7831 | -5.8043 | -5.4876 | -5.3826 | -5.2702 | -4.8806 | -4.7705 | -4.5079
TSO | - | 7 | 2025 | Winter | Vmag, [p.u.] | 0 | 1 | 1.0896 | 1.0869 | 1.0853 | 1.0855 | 1.0854 | 1.0895 | 1.1 | 1.1 | 1.1 | 1.1 | 1.1 | 1.1 | 1.1 | 1.1 | 1.1 | 1.1 | 1.0998 | 1.1 | 1.1 | 1.0997 | 1.1 | 1.0973 | 1.0952 | 1.091
TSO | - | 7 | 2025 | Winter | Vang, [º] | 0 | 1 | -1.5995 | -1.4455 | -1.3583 | -1.2811 | -1.2838 | -1.3307 | -3.3523 | -2.1822 | -2.1211 | -2.2665 | -2.6695 | -3.5786 | -2.448 | -3.1875 | -2.5209 | -2.1 | -2.03 | -2.6754 | -2.3225 | -2.2715 | -2.2826 | -2.1413 | -2.0281 | -2.2934
TSO | - | 8 | 2025 | Winter | Vmag, [p.u.] | 0 | 1 | 0.90027 | 0.90026 | 0.90029 | 0.90033 | 0.90037 | 0.90033 | 0.9002 | 0.90021 | 0.90017 | 0.90017 | 0.90014 | 0.90012 | 0.90015 | 0.90014 | 0.90017 | 0.90018 | 0.90015 | 0.90013 | 0.90011 | 0.90012 | 0.90011 | 0.90013 | 0.90015 | 0.90019
TSO | - | 8 | 2025 | Winter | Vang, [º] | 0 | 1 | -0.75864 | -0.78432 | -0.7514 | -0.71696 | -0.67421 | -0.70409 | -0.88419 | -0.805 | -0.86581 | -0.86596 | -0.98844 | -1.1136 | -1.0199 | -1.0288 | -0.95909 | -0.92019 | -0.96182 | -1.0407 | -1.0472 | -1.0157 | -1.0483 | -1.0071 | -0.99074 | -0.88961
TSO | - | 9 | 2025 | Winter | Vmag, [p.u.] | 0 | 1 | 1.0809 | 1.0782 | 1.0768 | 1.0769 | 1.0769 | 1.0809 | 1.0921 | 1.093 | 1.0935 | 1.0929 | 1.0933 | 1.0933 | 1.0931 | 1.0926 | 1.0925 | 1.0921 | 1.0912 | 1.0928 | 1.0926 | 1.0923 | 1.0918 | 1.0891 | 1.0865 | 1.0823
TSO | - | 9 | 2025 | Winter | Vang, [º] | 0 | 1 | -2.0784 | -1.909 | -1.7867 | -1.7312 | -1.7388 | -1.785 | -3.8366 | -2.6807 | -2.5826 | -2.7577 | -3.172 | -4.0816 | -2.9481 | -3.6804 | -3.0122 | -2.5746 | -2.4821 | -3.1705 | -2.7902 | -2.7089 | -2.697 | -2.5295 | -2.5018 | -2.7755
TSO | - | 10 | 2025 | Winter | Vmag, [p.u.] | 0 | 1 | 1.0381 | 1.032 | 1.0298 | 1.0312 | 1.0295 | 1.0341 | 1.0565 | 1.0619 | 1.0655 | 1.058 | 1.0638 | 1.0612 | 1.0595 | 1.0583 | 1.0564 | 1.0527 | 1.0477 | 1.0597 | 1.0554 | 1.0543 | 1.0499 | 1.0462 | 1.0424 | 1.0372
TSO | - | 10 | 2025 | Winter | Vang, [º] | 0 | 1 | -2.2752 | -2.0721 | -1.9294 | -1.871 | -1.8315 | -1.9328 | -3.2307 | -2.803 | -2.9932 | -3.219 | -3.3772 | -3.8442 | -3.2818 | -3.6173 | -3.2625 | -2.9647 | -2.9333 | -3.5174 | -3.1409 | -3.0648 | -3.0654 | -2.8908 | -2.7767 | -2.7388
TSO | - | 11 | 2025 | Winter | Vmag, [p.u.] | 0 | 1 | 0.90021 | 0.90023 | 0.90025 | 0.90026 | 0.90031 | 0.90031 | 0.90035 | 0.90019 | 0.90015 | 0.90017 | 0.90016 | 0.90017 | 0.90015 | 0.90017 | 0.90018 | 0.90015 | 0.90011 | 0.90009 | 0.90008 | 0.90008 | 0.90007 | 0.90008 | 0.90009 | 0.90014
TSO | - | 11 | 2025 | Winter | Vang, [º] | 0 | 1 | 0.17834 | 0.1753 | 0.16985 | 0.16834 | 0.15218 | 0.1509 | 0.13886 | 0.17882 | 0.18728 | 0.17784 | 0.19579 | 0.19339 | 0.20844 | 0.19794 | 0.19148 | 0.20878 | 0.23058 | 0.2467 | 0.25215 | 0.25569 | 0.28192 | 0.26751 | 0.25419 | 0.21891
TSO | - | 12 | 2025 | Winter | Vmag, [p.u.] | 0 | 1 | 1.0003 | 0.99031 | 0.98702 | 0.98744 | 0.98544 | 0.99078 | 1.0241 | 1.0329 | 1.0417 | 1.0294 | 1.0384 | 1.0331 | 1.0297 | 1.0278 | 1.0249 | 1.0196 | 1.0089 | 1.0325 | 1.0259 | 1.0248 | 1.0167 | 1.01 | 1.0047 | 0.99741
TSO | - | 12 | 2025 | Winter | Vang, [º] | 0 | 1 | -2.1271 | -1.931 | -1.8151 | -1.7567 | -1.7005 | -1.8664 | -2.4621 | -2.6048 | -2.7584 | -2.8272 | -2.8739 | -2.994 | -2.874 | -2.9197 | -2.7513 | -2.6516 | -2.7149 | -3.1319 | -3.0821 | -3.0532 | -3.0863 | -2.923 | -2.7784 | -2.5184
TSO | - | 13 | 2025 | Winter | Vmag, [p.u.] | 0 | 1 | 0.90021 | 0.90023 | 0.90025 | 0.90026 | 0.90031 | 0.90031 | 0.90035 | 0.90019 | 0.90015 | 0.90017 | 0.90016 | 0.90017 | 0.90015 | 0.90017 | 0.90018 | 0.90015 | 0.90011 | 0.90009 | 0.90008 | 0.90008 | 0.90007 | 0.90008 | 0.90009 | 0.90014
TSO | - | 13 | 2025 | Winter | Vang, [º] | 0 | 1 | -2.7285e-07 | -2.7073e-07 | -2.7494e-07 | -2.7668e-07 | -2.7545e-07 | -2.7029e-07 | -4.0748e-07 | -4.6632e-07 | -4.8058e-07 | -4.6546e-07 | -4.5023e-07 | -4.0955e-07 | -4.4912e-07 | -4.139e-07 | -4.4611e-07 | -4.7134e-07 | -4.172e-07 | -4.3526e-07 | -4.5234e-07 | -4.132e-07 | -4.5098e-07 | -3.0743e-07 | -2.842e-07 | -2.7085e-07
TSO | - | 14 | 2025 | Winter | Vmag, [p.u.] | 0 | 1 | 0.90027 | 0.90026 | 0.90029 | 0.90032 | 0.90037 | 0.90033 | 0.90019 | 0.90021 | 0.90016 | 0.90016 | 0.90014 | 0.90011 | 0.90014 | 0.90014 | 0.90016 | 0.90018 | 0.90015 | 0.90012 | 0.9001 | 0.90011 | 0.90011 | 0.90013 | 0.90014 | 0.90019
TSO | - | 14 | 2025 | Winter | Vang, [º] | 0 | 1 | -0.72734 | -0.75197 | -0.7204 | -0.68739 | -0.6464 | -0.67505 | -0.84772 | -0.7718 | -0.8301 | -0.83025 | -0.94767 | -1.0677 | -0.97781 | -0.98641 | -0.91953 | -0.88223 | -0.92215 | -0.9978 | -1.004 | -0.97384 | -1.0051 | -0.96558 | -0.94988 | -0.85291
TSO | - | 15 | 2025 | Winter | Vmag, [p.u.] | 0 | 1 | 1.0089 | 0.99956 | 0.99642 | 0.99706 | 0.99506 | 1.0003 | 1.0325 | 1.0403 | 1.0483 | 1.0372 | 1.0457 | 1.0413 | 1.0378 | 1.0363 | 1.0334 | 1.028 | 1.0185 | 1.0401 | 1.0337 | 1.0325 | 1.0251 | 1.0188 | 1.0137 | 1.0069
TSO | - | 15 | 2025 | Winter | Vang, [º] | 0 | 1 | -1.471 | -1.3094 | -1.2234 | -1.1737 | -1.1641 | -1.275 | -1.8396 | -1.8574 | -1.9939 | -2.0962 | -2.1037 | -2.2228 | -2.0735 | -2.1425 | -2.0083 | -1.8734 | -1.8699 | -2.2007 | -2.1347 | -2.0959 | -2.059 | -1.9491 | -1.8499 | -1.7121
TSO | - | 16 | 2025 | Winter | Vmag, [p.u.] | 0 | 1 | 1.0773 | 1.0757 | 1.0749 | 1.0746 | 1.0746 | 1.0774 | 1.0854 | 1.0848 | 1.085 | 1.0849 | 1.0857 | 1.0854 | 1.0856 | 1.0853 | 1.0859 | 1.0854 | 1.0843 | 1.0852 | 1.0852 | 1.0853 | 1.0848 | 1.0835 | 1.0817 | 1.0788
TSO | - | 16 | 2025 | Winter | Vang, [º] | 0 | 1 | -2.6224 | -2.4281 | -2.2549 | -2.1945 | -2.2065 | -2.3691 | -4.6827 | -3.6932 | -3.6198 | -3.734 | -4.0971 | -5.0212 | -3.8927 | -4.5873 | -3.8809 | -3.4283 | -3.3402 | -4.1566 | -3.7442 | -3.6363 | -3.5939 | -3.2953 | -3.2227 | -3.3879
TSO | - | 17 | 2025 | Winter | Vmag, [p.u.] | 0 | 1 | 1.0773 | 1.0757 | 1.075 | 1.0748 | 1.0747 | 1.0772 | 1.0848 | 1.0842 | 1.0846 | 1.0843 | 1.0853 | 1.0849 | 1.085 | 1.0848 | 1.0853 | 1.0848 | 1.0834 | 1.0844 | 1.0844 | 1.0845 | 1.0839 | 1.0827 | 1.081 | 1.0784
TSO | - | 17 | 2025 | Winter | Vang, [º] | 0 | 1 | -2.6251 | -2.4119 | -2.215 | -2.156 | -2.1649 | -2.3671 | -4.7376 | -3.8166 | -3.7454 | -3.8493 | -4.183 | -5.1129 | -4.0076 | -4.6693 | -3.9628 | -3.5069 | -3.4201 | -4.2798 | -3.8647 | -3.7524 | -3.6966 | -3.3659 | -3.2748 | -3.4049
TSO | - | 18 | 2025 | Winter | Vmag, [p.u.] | 0 | 1 | 1.0086 | 0.99957 | 0.99647 | 0.99711 | 0.9951 | 1.0002 | 1.0314 | 1.0386 | 1.0463 | 1.0348 | 1.0435 | 1.0391 | 1.0357 | 1.0342 | 1.0315 | 1.0265 | 1.017 | 1.038 | 1.0315 | 1.0304 | 1.0232 | 1.0171 | 1.0125 | 1.0059
TSO | - | 18 | 2025 | Winter | Vang, [º] | 0 | 1 | -1.7005 | -1.5154 | -1.4203 | -1.3603 | -1.3507 | -1.4813 | -2.0901 | -2.1372 | -2.2955 | -2.4125 | -2.4133 | -2.5335 | -2.381 | -2.4469 | -2.3036 | -2.1534 | -2.1557 | -2.5233 | -2.4625 | -2.4183 | -2.3737 | -2.2505 | -2.1332 | -1.9661
TSO | - | 19 | 2025 | Winter | Vmag, [p.u.] | 0 | 1 | 1.0432 | 1.0433 | 1.0435 | 1.0437 | 1.0435 | 1.0434 | 1.0434 | 1.042 | 1.0408 | 1.0422 | 1.0398 | 1.0413 | 1.041 | 1.0415 | 1.0415 | 1.0417 | 1.0418 | 1.0408 | 1.0411 | 1.0415 | 1.0417 | 1.0414 | 1.0413 | 1.0428
TSO | - | 19 | 2025 | Winter | Vang, [º] | 0 | 1 | -4.9146 | -4.5632 | -4.2476 | -4.1564 | -4.1525 | -4.689 | -7.6418 | -7.2351 | -7.0715 | -6.7455 | -7.2408 | -8.2256 | -7.4155 | -7.8499 | -6.9932 | -6.4943 | -6.1619 | -7.6228 | -7.1858 | -6.9635 | -6.6502 | -6.1625 | -6.0194 | -5.8153
TSO | - | 20 | 2025 | Winter | Vmag, [p.u.] | 0 | 1 | 1.0999 | 1.0999 | 1.0999 | 1.0998 | 1.0998 | 1.0998 | 1.1 | 1.0999 | 1.0999 | 1.0999 | 1.1 | 1.1 | 1.1 | 1.1 | 1.1 | 1.1 | 1.0999 | 1.1 | 1.1 | 1.1 | 1.1 | 1.1 | 1.1 | 1.0999
TSO | - | 20 | 2025 | Winter | Vang, [º] | 0 | 1 | -6.0384 | -5.6913 | -5.3624 | -5.2508 | -5.3422 | -5.7949 | -8.7803 | -8.122 | -7.8315 | -7.4184 | -8.0351 | -9.1403 | -8.4295 | -8.9709 | -8.0723 | -7.4433 | -7.1089 | -8.6809 | -8.2363 | -7.9759 | -7.6756 | -7.3131 | -7.1857 | -6.9005
TSO | - | 21 | 2025 | Winter | Vmag, [p.u.] | 0 | 1 | 1.1 | 1.1 | 1.0999 | 1.0999 | 1.0999 | 1.0999 | 1.1 | 1.1 | 1.1 | 1.1 | 1.1 | 1.1 | 1.1 | 1.1 | 1.1 | 1.1 | 1.1 | 1.1 | 1.1 | 1.1 | 1.1 | 1.1 | 1.1 | 1.1
TSO | - | 21 | 2025 | Winter | Vang, [º] | 0 | 1 | -6.9169 | -6.4557 | -6.0134 | -5.8947 | -5.837 | -6.5046 | -10.315 | -10.1988 | -10.2161 | -9.9212 | -10.2542 | -11.3819 | -10.6128 | -11.0569 | -9.8788 | -9.2183 | -8.9758 | -10.9643 | -10.3169 | -10.0277 | -9.6727 | -8.9521 | -8.571 | -8.1225
TSO | - | 26 | 2025 | Winter | Vmag, [p.u.] | 0 | 1 | 1.0105 | 1.0024 | 0.99967 | 1.0003 | 0.99855 | 1.0031 | 1.0311 | 1.0373 | 1.0439 | 1.0331 | 1.0413 | 1.0371 | 1.034 | 1.0327 | 1.0304 | 1.0261 | 1.0173 | 1.0364 | 1.0303 | 1.0294 | 1.0227 | 1.0174 | 1.0133 | 1.0076
TSO | - | 26 | 2025 | Winter | Vang, [º] | 0 | 1 | -2.2229 | -2.0043 | -1.8776 | -1.8107 | -1.7974 | -1.9701 | -2.798 | -2.8119 | -2.9723 | -3.0909 | -3.1035 | -3.2961 | -3.0791 | -3.1816 | -2.9797 | -2.8009 | -2.7834 | -3.2365 | -3.1624 | -3.1045 | -3.06 | -2.8932 | -2.7705 | -2.5804
TSO | - | 29 | 2025 | Winter | Vmag, [p.u.] | 0 | 1 | 1.0649 | 1.0634 | 1.0631 | 1.063 | 1.0627 | 1.0637 | 1.0697 | 1.0689 | 1.0698 | 1.069 | 1.0704 | 1.0694 | 1.0691 | 1.0692 | 1.0696 | 1.0691 | 1.067 | 1.0687 | 1.0684 | 1.0689 | 1.0678 | 1.0671 | 1.0662 | 1.0647
TSO | - | 29 | 2025 | Winter | Vang, [º] | 0 | 1 | -3.286 | -2.9943 | -2.7357 | -2.6685 | -2.6653 | -3.0412 | -5.5666 | -4.93 | -4.8476 | -4.8601 | -5.1403 | -6.0516 | -5.0845 | -5.6176 | -4.9149 | -4.4459 | -4.3393 | -5.3448 | -4.9604 | -4.7887 | -4.6721 | -4.2542 | -4.1249 | -4.0837
TSO | - | 30 | 2025 | Winter | Vmag, [p.u.] | 0 | 1 | 1.1 | 1.1 | 1.1 | 1.1 | 1.1 | 1.1 | 1.1 | 1.1 | 1.1 | 1.1 | 1.1 | 1.1 | 1.1 | 1.1 | 1.1 | 1.1 | 1.1 | 1.1 | 1.1 | 1.1 | 1.1 | 1.1 | 1.1 | 1.1
TSO | - | 30 | 2025 | Winter | Vang, [º] | 0 | 1 | -6.2877 | -5.8546 | -5.5593 | -5.4763 | -5.447 | -5.9308 | -9.2379 | -8.744 | -8.782 | -8.6983 | -8.9512 | -10.0506 | -9.0561 | -9.6572 | -8.8224 | -8.2912 | -8.1112 | -9.2993 | -8.7793 | -8.4692 | -8.4002 | -7.7332 | -7.3755 | -7.2493
TSO | - | 34 | 2025 | Winter | Vmag, [p.u.] | 0 | 1 | 1.0776 | 1.0759 | 1.0753 | 1.0752 | 1.075 | 1.0769 | 1.084 | 1.0837 | 1.0843 | 1.0838 | 1.085 | 1.0843 | 1.0842 | 1.0842 | 1.0846 | 1.084 | 1.0822 | 1.0834 | 1.0833 | 1.0835 | 1.0826 | 1.0815 | 1.0801 | 1.078
TSO | - | 34 | 2025 | Winter | Vang, [º] | 0 | 1 | -2.443 | -2.189 | -1.9566 | -1.8964 | -1.8981 | -2.1778 | -4.658 | -3.8779 | -3.813 | -3.8836 | -4.177 | -5.1119 | -4.0702 | -4.66 | -3.9465 | -3.4754 | -3.3735 | -4.3154 | -3.9099 | -3.7743 | -3.6848 | -3.3118 | -3.1906 | -3.2368
TSO | - | 35 | 2025 | Winter | Vmag, [p.u.] | 0 | 1 | 1.0672 | 1.0654 | 1.065 | 1.0649 | 1.0646 | 1.0659 | 1.0726 | 1.0724 | 1.0731 | 1.0725 | 1.074 | 1.0732 | 1.0731 | 1.0733 | 1.0736 | 1.0728 | 1.0706 | 1.0719 | 1.0718 | 1.0718 | 1.0707 | 1.07 | 1.0686 | 1.067
TSO | - | 35 | 2025 | Winter | Vang, [º] | 0 | 1 | -2.7494 | -2.4769 | -2.213 | -2.1462 | -2.1508 | -2.5016 | -5.105 | -4.4641 | -4.3984 | -4.4477 | -4.6898 | -5.6285 | -4.6295 | -5.1638 | -4.4257 | -3.95 | -3.8484 | -4.8823 | -4.4627 | -4.3136 | -4.1947 | -3.7741 | -3.6179 | -3.577
TSO | - | 36 | 2025 | Winter | Vmag, [p.u.] | 0 | 1 | 1.0605 | 1.0588 | 1.0584 | 1.0583 | 1.0579 | 1.0589 | 1.0652 | 1.0649 | 1.0656 | 1.0646 | 1.0663 | 1.0654 | 1.0651 | 1.0655 | 1.0658 | 1.0651 | 1.0626 | 1.0644 | 1.0641 | 1.0641 | 1.0629 | 1.0623 | 1.0612 | 1.0599
TSO | - | 36 | 2025 | Winter | Vang, [º] | 0 | 1 | -2.7099 | -2.4386 | -2.1665 | -2.0988 | -2.1101 | -2.4868 | -5.0661 | -4.503 | -4.4229 | -4.4362 | -4.6894 | -5.5968 | -4.6476 | -5.1436 | -4.4239 | -3.9538 | -3.8404 | -4.9103 | -4.5044 | -4.351 | -4.2097 | -3.7814 | -3.6243 | -3.5331
TSO | - | 42 | 2025 | Winter | Vmag, [p.u.] | 0 | 1 | 1.0118 | 1.0057 | 1.0042 | 1.0046 | 1.003 | 1.0038 | 1.0246 | 1.0296 | 1.0363 | 1.0278 | 1.0358 | 1.0312 | 1.0287 | 1.0277 | 1.0266 | 1.0241 | 1.0164 | 1.031 | 1.0266 | 1.0255 | 1.0197 | 1.0157 | 1.0124 | 1.0085
TSO | - | 42 | 2025 | Winter | Vang, [º] | 0 | 1 | -3.2574 | -2.9879 | -2.7775 | -2.7185 | -2.698 | -3.2875 | -4.6144 | -4.5764 | -4.5285 | -4.4877 | -4.5402 | -4.9093 | -4.5568 | -4.6966 | -4.3615 | -4.0824 | -4.0791 | -4.8379 | -4.6618 | -4.5953 | -4.5328 | -4.2577 | -4.1275 | -3.8381
TSO | - | 55 | 2025 | Winter | Vmag, [p.u.] | 0 | 1 | 1.03 | 1.0253 | 1.024 | 1.0243 | 1.0232 | 1.0254 | 1.0411 | 1.0437 | 1.0474 | 1.0413 | 1.0461 | 1.0433 | 1.0418 | 1.0411 | 1.0406 | 1.0384 | 1.0328 | 1.0429 | 1.0397 | 1.0394 | 1.0356 | 1.0327 | 1.0306 | 1.0276
TSO | - | 55 | 2025 | Winter | Vang, [º] | 0 | 1 | -3.247 | -2.9746 | -2.7595 | -2.6867 | -2.6754 | -3.0331 | -4.7939 | -4.6045 | -4.6299 | -4.6712 | -4.8108 | -5.3515 | -4.809 | -5.0923 | -4.614 | -4.2867 | -4.2074 | -5.0232 | -4.7951 | -4.6744 | -4.5741 | -4.2548 | -4.0907 | -3.8985
TSO | - | 68 | 2025 | Winter | Vmag, [p.u.] | 0 | 1 | 1.0304 | 1.0274 | 1.0273 | 1.0274 | 1.0264 | 1.0226 | 1.033 | 1.0347 | 1.0401 | 1.037 | 1.042 | 1.0389 | 1.0376 | 1.0373 | 1.0377 | 1.0368 | 1.0322 | 1.0392 | 1.0372 | 1.0365 | 1.0335 | 1.0315 | 1.0297 | 1.0281
TSO | - | 68 | 2025 | Winter | Vang, [º] | 0 | 1 | -3.7792 | -3.4601 | -3.1765 | -3.1279 | -3.1055 | -4.1628 | -6.1872 | -5.9453 | -5.6499 | -5.4139 | -5.55 | -6.1829 | -5.5675 | -5.8538 | -5.326 | -4.8969 | -4.8363 | -5.8598 | -5.5366 | -5.4361 | -5.3216 | -4.9274 | -4.8222 | -4.5608
TSO | - | 72 | 2025 | Winter | Vmag, [p.u.] | 0 | 1 | 1.0011 | 0.99131 | 0.98809 | 0.98851 | 0.98648 | 0.99174 | 1.0249 | 1.0336 | 1.0424 | 1.0302 | 1.0392 | 1.034 | 1.0307 | 1.0287 | 1.0259 | 1.0205 | 1.01 | 1.0334 | 1.0269 | 1.0258 | 1.0177 | 1.0109 | 1.0057 | 0.99848
TSO | - | 72 | 2025 | Winter | Vang, [º] | 0 | 1 | -1.8265 | -1.6229 | -1.5157 | -1.4627 | -1.4344 | -1.6044 | -2.2262 | -2.3298 | -2.4717 | -2.5512 | -2.5626 | -2.6725 | -2.5387 | -2.5974 | -2.4406 | -2.3142 | -2.337 | -2.749 | -2.685 | -2.6537 | -2.6392 | -2.4908 | -2.3591 | -2.1535
TSO | - | 103 | 2025 | Winter | Vmag, [p.u.] | 0 | 1 | 1.0081 | 0.99937 | 0.99631 | 0.99695 | 0.99492 | 0.99991 | 1.0301 | 1.0367 | 1.0441 | 1.0323 | 1.0413 | 1.0369 | 1.0334 | 1.0319 | 1.0295 | 1.0248 | 1.0153 | 1.0358 | 1.0292 | 1.0283 | 1.0212 | 1.0152 | 1.0111 | 1.0048
TSO | - | 103 | 2025 | Winter | Vang, [º] | 0 | 1 | -1.9161 | -1.7071 | -1.6031 | -1.5328 | -1.5231 | -1.6745 | -2.3244 | -2.4022 | -2.5828 | -2.7119 | -2.703 | -2.8256 | -2.6678 | -2.73 | -2.5784 | -2.4128 | -2.4196 | -2.8242 | -2.7687 | -2.7193 | -2.6664 | -2.5356 | -2.4014 | -2.2061
TSO | - | 1 | 2025 | Winter | Vmag, [p.u.] | 0 | 2 | 1.0482 | 1.0468 | 1.0466 | 1.0466 | 1.0461 | 1.0461 | 1.052 | 1.0514 | 1.0525 | 1.0507 | 1.0525 | 1.0513 | 1.0509 | 1.0511 | 1.0518 | 1.0512 | 1.0485 | 1.0509 | 1.0502 | 1.0503 | 1.0491 | 1.0484 | 1.0477 | 1.047
TSO | - | 1 | 2025 | Winter | Vang, [º] | 0 | 2 | -3.9428 | -3.6151 | -3.3254 | -3.25 | -3.245 | -3.7707 | -6.2926 | -5.8754 | -5.7775 | -5.7182 | -5.9848 | -6.8275 | -5.9886 | -6.4231 | -5.716 | -5.2588 | -5.1206 | -6.2552 | -5.8808 | -5.7054 | -5.5432 | -5.0939 | -4.9359 | -4.764
TSO | - | 2 | 2025 | Winter | Vmag, [p.u.] | 0 | 2 | 0.90001 | 0.90001 | 0.90001 | 0.90001 | 0.90001 | 0.90001 | 0.90001 | 0.90002 | 0.90003 | 0.90001 | 0.90002 | 0.90001 | 0.90001 | 0.90001 | 0.90001 | 0.90001 | 0.90001 | 0.90001 | 0.90001 | 0.90001 | 0.90001 | 0.90001 | 0.90001 | 0.90001
TSO | - | 2 | 2025 | Winter | Vang, [º] | 0 | 2 | -8.0866 | -7.5498 | -7.0288 | -6.9017 | -6.8407 | -7.6011 | -10.8445 | -10.8459 | -11.1492 | -11.1794 | -11.2721 | -12.1531 | -11.356 | -11.803 | -10.8356 | -10.2482 | -10.2022 | -11.9725 | -11.4778 | -11.1528 | -10.9679 | -10.1409 | -9.7397 | -9.27
TSO | - | 3 | 2025 | Winter | Vmag, [p.u.] | 0 | 2 | 1.0764 | 1.0742 | 1.0735 | 1.0734 | 1.0734 | 1.0762 | 1.0846 | 1.0848 | 1.0854 | 1.0849 | 1.0858 | 1.0854 | 1.0853 | 1.0853 | 1.0853 | 1.0848 | 1.0834 | 1.0844 | 1.0843 | 1.0843 | 1.0837 | 1.0821 | 1.08 | 1.0771
TSO | - | 3 | 2025 | Winter | Vang, [º] | 0 | 2 | -2.5189 | -2.2889 | -2.0851 | -2.0387 | -2.0354 | -2.2094 | -4.5935 | -3.6514 | -3.6087 | -3.7304 | -4.0529 | -5.0134 | -3.911 | -4.5504 | -3.846 | -3.3652 | -3.2584 | -4.1093 | -3.7081 | -3.6003 | -3.5411 | -3.2275 | -3.1283 | -3.2837
TSO | - | 4 | 2025 | Winter | Vmag, [p.u.] | 0 | 2 | 1.0077 | 0.99887 | 0.99584 | 0.99648 | 0.99444 | 0.99947 | 1.0302 | 1.0372 | 1.0447 | 1.033 | 1.0418 | 1.0374 | 1.034 | 1.0325 | 1.0299 | 1.0251 | 1.0155 | 1.0362 | 1.0296 | 1.0286 | 1.0214 | 1.0155 | 1.0111 | 1.0048
TSO | - | 4 | 2025 | Winter | Vang, [º] | 0 | 2 | -1.9106 | -1.7055 | -1.5996 | -1.5341 | -1.5262 | -1.6685 | -2.3089 | -2.3679 | -2.5393 | -2.6696 | -2.663 | -2.7846 | -2.6314 | -2.6966 | -2.5471 | -2.39 | -2.3982 | -2.7955 | -2.7389 | -2.693 | -2.6449 | -2.5132 | -2.3894 | -2.2011
TSO | - | 5 | 2025 | Winter | Vmag, [p.u.] | 0 | 2 | 1.0309 | 1.0279 | 1.0278 | 1.0279 | 1.0269 | 1.0231 | 1.0336 | 1.0353 | 1.0406 | 1.0376 | 1.0426 | 1.0395 | 1.0383 | 1.038 | 1.0382 | 1.0374 | 1.0327 | 1.0397 | 1.0377 | 1.0371 | 1.0341 | 1.032 | 1.0302 | 1.0286
TSO | - | 5 | 2025 | Winter | Vang, [º] | 0 | 2 | -3.727 | -3.4092 | -3.1276 | -3.0752 | -3.0555 | -4.1136 | -6.1325 | -5.8926 | -5.5994 | -5.3583 | -5.4946 | -6.1283 | -5.5139 | -5.7996 | -5.271 | -4.847 | -4.7831 | -5.8044 | -5.4876 | -5.3826 | -5.2702 | -4.8806 | -4.7705 | -4.5079
TSO | - | 7 | 2025 | Winter | Vmag, [p.u.] | 0 | 2 | 1.0896 | 1.0869 | 1.0853 | 1.0855 | 1.0854 | 1.0895 | 1.1 | 1.1 | 1.1 | 1.1 | 1.1 | 1.1 | 1.1 | 1.1 | 1.1 | 1.1 | 1.0998 | 1.1 | 1.1 | 1.0997 | 1.1 | 1.0973 | 1.0952 | 1.091
TSO | - | 7 | 2025 | Winter | Vang, [º] | 0 | 2 | -1.5994 | -1.4455 | -1.3583 | -1.2811 | -1.2838 | -1.3307 | -3.3523 | -2.1822 | -2.1211 | -2.2665 | -2.6695 | -3.5786 | -2.4481 | -3.1875 | -2.5209 | -2.1 | -2.03 | -2.6754 | -2.3225 | -2.2715 | -2.2826 | -2.1413 | -2.0281 | -2.2934
TSO | - | 8 | 2025 | Winter | Vmag, [p.u.] | 0 | 2 | 0.90027 | 0.90026 | 0.90029 | 0.90033 | 0.90037 | 0.90033 | 0.9002 | 0.90021 | 0.90017 | 0.90017 | 0.90014 | 0.90012 | 0.90015 | 0.90014 | 0.90017 | 0.90018 | 0.90015 | 0.90013 | 0.90011 | 0.90012 | 0.90011 | 0.90013 | 0.90015 | 0.90019
TSO | - | 8 | 2025 | Winter | Vang, [º] | 0 | 2 | -0.75863 | -0.78433 | -0.75139 | -0.71696 | -0.67422 | -0.70409 | -0.8842 | -0.805 | -0.86581 | -0.86596 | -0.98843 | -1.1136 | -1.0199 | -1.0288 | -0.95909 | -0.92018 | -0.96181 | -1.0407 | -1.0472 | -1.0157 | -1.0483 | -1.0071 | -0.99074 | -0.88961
TSO | - | 9 | 2025 | Winter | Vmag, [p.u.] | 0 | 2 | 1.0809 | 1.0782 | 1.0768 | 1.0769 | 1.0769 | 1.0809 | 1.0921 | 1.093 | 1.0935 | 1.0929 | 1.0933 | 1.0933 | 1.0931 | 1.0926 | 1.0925 | 1.0921 | 1.0912 | 1.0928 | 1.0926 | 1.0923 | 1.0918 | 1.0891 | 1.0865 | 1.0823
TSO | - | 9 | 2025 | Winter | Vang, [º] | 0 | 2 | -2.0784 | -1.909 | -1.7867 | -1.7312 | -1.7388 | -1.785 | -3.8366 | -2.6807 | -2.5826 | -2.7577 | -3.172 | -4.0816 | -2.9481 | -3.6804 | -3.0122 | -2.5746 | -2.4821 | -3.1705 | -2.7902 | -2.7089 | -2.697 | -2.5295 | -2.5018 | -2.7755
TSO | - | 10 | 2025 | Winter | Vmag, [p.u.] | 0 | 2 | 1.0381 | 1.032 | 1.0298 | 1.0312 | 1.0295 | 1.0341 | 1.0565 | 1.0619 | 1.0655 | 1.058 | 1.0638 | 1.0612 | 1.0595 | 1.0583 | 1.0564 | 1.0527 | 1.0477 | 1.0597 | 1.0554 | 1.0543 | 1.0499 | 1.0462 | 1.0424 | 1.0372
TSO | - | 10 | 2025 | Winter | Vang, [º] | 0 | 2 | -2.2752 | -2.0721 | -1.9294 | -1.871 | -1.8315 | -1.9328 | -3.2307 | -2.803 | -2.9932 | -3.219 | -3.3772 | -3.8442 | -3.2818 | -3.6173 | -3.2625 | -2.9647 | -2.9333 | -3.5174 | -3.1409 | -3.0648 | -3.0654 | -2.8908 | -2.7767 | -2.7388
TSO | - | 11 | 2025 | Winter | Vmag, [p.u.] | 0 | 2 | 0.90021 | 0.90023 | 0.90025 | 0.90026 | 0.90031 | 0.90031 | 0.90035 | 0.90019 | 0.90015 | 0.90017 | 0.90016 | 0.90017 | 0.90015 | 0.90017 | 0.90018 | 0.90015 | 0.90011 | 0.90009 | 0.90008 | 0.90008 | 0.90007 | 0.90008 | 0.90009 | 0.90014
TSO | - | 11 | 2025 | Winter | Vang, [º] | 0 | 2 | 0.17834 | 0.17531 | 0.16985 | 0.16834 | 0.15218 | 0.1509 | 0.13886 | 0.17882 | 0.18728 | 0.17784 | 0.19579 | 0.19339 | 0.20844 | 0.19795 | 0.19148 | 0.20878 | 0.23058 | 0.2467 | 0.25214 | 0.25569 | 0.28192 | 0.26751 | 0.2542 | 0.21891
TSO | - | 12 | 2025 | Winter | Vmag, [p.u.] | 0 | 2 | 1.0003 | 0.99031 | 0.98702 | 0.98744 | 0.98544 | 0.99078 | 1.0241 | 1.0329 | 1.0417 | 1.0294 | 1.0384 | 1.0331 | 1.0297 | 1.0278 | 1.0249 | 1.0196 | 1.0089 | 1.0325 | 1.0259 | 1.0248 | 1.0167 | 1.01 | 1.0047 | 0.99741
TSO | - | 12 | 2025 | Winter | Vang, [º] | 0 | 2 | -2.1271 | -1.931 | -1.8151 | -1.7567 | -1.7005 | -1.8664 | -2.4621 | -2.6048 | -2.7584 | -2.8271 | -2.8738 | -2.994 | -2.874 | -2.9197 | -2.7513 | -2.6516 | -2.7149 | -3.1319 | -3.0821 | -3.0532 | -3.0863 | -2.923 | -2.7784 | -2.5184
TSO | - | 13 | 2025 | Winter | Vmag, [p.u.] | 0 | 2 | 0.90021 | 0.90023 | 0.90025 | 0.90026 | 0.90031 | 0.90031 | 0.90035 | 0.90019 | 0.90015 | 0.90017 | 0.90016 | 0.90017 | 0.90015 | 0.90017 | 0.90018 | 0.90015 | 0.90011 | 0.90009 | 0.90008 | 0.90008 | 0.90007 | 0.90008 | 0.90009 | 0.90014
TSO | - | 13 | 2025 | Winter | Vang, [º] | 0 | 2 | -2.7285e-07 | -2.7073e-07 | -2.7494e-07 | -2.7668e-07 | -2.7545e-07 | -2.7029e-07 | -4.0748e-07 | -4.6633e-07 | -4.8058e-07 | -4.6546e-07 | -4.5023e-07 | -4.0955e-07 | -4.4911e-07 | -4.139e-07 | -4.4611e-07 | -4.7134e-07 | -4.172e-07 | -4.3526e-07 | -4.5234e-07 | -4.132e-07 | -4.5098e-07 | -3.0743e-07 | -2.842e-07 | -2.7085e-07
TSO | - | 14 | 2025 | Winter | Vmag, [p.u.] | 0 | 2 | 0.90027 | 0.90026 | 0.90029 | 0.90032 | 0.90037 | 0.90033 | 0.90019 | 0.90021 | 0.90016 | 0.90016 | 0.90014 | 0.90011 | 0.90014 | 0.90014 | 0.90016 | 0.90018 | 0.90015 | 0.90012 | 0.9001 | 0.90011 | 0.90011 | 0.90013 | 0.90014 | 0.90019
TSO | - | 14 | 2025 | Winter | Vang, [º] | 0 | 2 | -0.72734 | -0.75198 | -0.7204 | -0.68739 | -0.6464 | -0.67504 | -0.84773 | -0.7718 | -0.8301 | -0.83024 | -0.94766 | -1.0676 | -0.97781 | -0.98641 | -0.91953 | -0.88223 | -0.92214 | -0.99781 | -1.004 | -0.97384 | -1.0051 | -0.96558 | -0.94988 | -0.85292
TSO | - | 15 | 2025 | Winter | Vmag, [p.u.] | 0 | 2 | 1.0089 | 0.99956 | 0.99642 | 0.99706 | 0.99506 | 1.0003 | 1.0325 | 1.0403 | 1.0483 | 1.0372 | 1.0457 | 1.0413 | 1.0378 | 1.0363 | 1.0334 | 1.028 | 1.0185 | 1.0401 | 1.0337 | 1.0325 | 1.0251 | 1.0188 | 1.0137 | 1.0069
TSO | - | 15 | 2025 | Winter | Vang, [º] | 0 | 2 | -1.471 | -1.3094 | -1.2234 | -1.1737 | -1.1641 | -1.275 | -1.8396 | -1.8574 | -1.9939 | -2.0962 | -2.1037 | -2.2228 | -2.0735 | -2.1425 | -2.0083 | -1.8734 | -1.8699 | -2.2007 | -2.1347 | -2.0959 | -2.059 | -1.9491 | -1.8499 | -1.7121
TSO | - | 16 | 2025 | Winter | Vmag, [p.u.] | 0 | 2 | 1.0773 | 1.0757 | 1.0749 | 1.0746 | 1.0746 | 1.0774 | 1.0854 | 1.0848 | 1.085 | 1.0849 | 1.0857 | 1.0854 | 1.0856 | 1.0853 | 1.0859 | 1.0854 | 1.0843 | 1.0852 | 1.0852 | 1.0853 | 1.0848 | 1.0835 | 1.0817 | 1.0788
TSO | - | 16 | 2025 | Winter | Vang, [º] | 0 | 2 | -2.6224 | -2.4281 | -2.2549 | -2.1945 | -2.2065 | -2.3691 | -4.6827 | -3.6932 | -3.6198 | -3.734 | -4.0971 | -5.0211 | -3.8927 | -4.5874 | -3.8809 | -3.4283 | -3.3402 | -4.1566 | -3.7442 | -3.6363 | -3.594 | -3.2953 | -3.2227 | -3.388
TSO | - | 17 | 2025 | Winter | Vmag, [p.u.] | 0 | 2 | 1.0773 | 1.0757 | 1.075 | 1.0748 | 1.0747 | 1.0772 | 1.0848 | 1.0842 | 1.0846 | 1.0843 | 1.0853 | 1.0849 | 1.085 | 1.0848 | 1.0853 | 1.0848 | 1.0834 | 1.0844 | 1.0844 | 1.0845 | 1.0839 | 1.0827 | 1.081 | 1.0784
TSO | - | 17 | 2025 | Winter | Vang, [º] | 0 | 2 | -2.6251 | -2.4119 | -2.215 | -2.156 | -2.1649 | -2.3671 | -4.7376 | -3.8166 | -3.7454 | -3.8493 | -4.183 | -5.1128 | -4.0076 | -4.6693 | -3.9628 | -3.5069 | -3.4201 | -4.2798 | -3.8647 | -3.7524 | -3.6966 | -3.3659 | -3.2748 | -3.4049
TSO | - | 18 | 2025 | Winter | Vmag, [p.u.] | 0 | 2 | 1.0086 | 0.99957 | 0.99647 | 0.99711 | 0.9951 | 1.0002 | 1.0314 | 1.0386 | 1.0463 | 1.0348 | 1.0435 | 1.0391 | 1.0357 | 1.0342 | 1.0315 | 1.0265 | 1.017 | 1.038 | 1.0315 | 1.0304 | 1.0232 | 1.0171 | 1.0125 | 1.0059
TSO | - | 18 | 2025 | Winter | Vang, [º] | 0 | 2 | -1.7005 | -1.5154 | -1.4203 | -1.3603 | -1.3507 | -1.4813 | -2.0901 | -2.1372 | -2.2955 | -2.4125 | -2.4133 | -2.5335 | -2.381 | -2.4469 | -2.3036 | -2.1534 | -2.1557 | -2.5233 | -2.4625 | -2.4183 | -2.3737 | -2.2505 | -2.1332 | -1.9661
TSO | - | 19 | 2025 | Winter | Vmag, [p.u.] | 0 | 2 | 1.0432 | 1.0433 | 1.0435 | 1.0437 | 1.0435 | 1.0434 | 1.0434 | 1.042 | 1.0408 | 1.0422 | 1.0398 | 1.0413 | 1.041 | 1.0415 | 1.0415 | 1.0417 | 1.0418 | 1.0408 | 1.0411 | 1.0415 | 1.0417 | 1.0414 | 1.0413 | 1.0428
TSO | - | 19 | 2025 | Winter | Vang, [º] | 0 | 2 | -4.9146 | -4.5632 | -4.2476 | -4.1564 | -4.1525 | -4.689 | -7.6419 | -7.2351 | -7.0715 | -6.7455 | -7.2408 | -8.2256 | -7.4155 | -7.8499 | -6.9932 | -6.4943 | -6.1619 | -7.6228 | -7.1858 | -6.9635 | -6.6502 | -6.1625 | -6.0194 | -5.8153
TSO | - | 20 | 2025 | Winter | Vmag, [p.u.] | 0 | 2 | 1.0999 | 1.0999 | 1.0999 | 1.0998 | 1.0998 | 1.0998 | 1.1 | 1.0999 | 1.0999 | 1.0999 | 1.1 | 1.1 | 1.1 | 1.1 | 1.1 | 1.1 | 1.0999 | 1.1 | 1.1 | 1.1 | 1.1 | 1.1 | 1.1 | 1.0999
TSO | - | 20 | 2025 | Winter | Vang, [º] | 0 | 2 | -6.0384 | -5.6913 | -5.3624 | -5.2508 | -5.3422 | -5.7949 | -8.7803 | -8.122 | -7.8315 | -7.4184 | -8.0351 | -9.1403 | -8.4295 | -8.971 | -8.0723 | -7.4433 | -7.1089 | -8.6809 | -8.2363 | -7.9759 | -7.6756 | -7.3131 | -7.1857 | -6.9006
TSO | - | 21 | 2025 | Winter | Vmag, [p.u.] | 0 | 2 | 1.1 | 1.1 | 1.0999 | 1.0999 | 1.0999 | 1.0999 | 1.1 | 1.1 | 1.1 | 1.1 | 1.1 | 1.1 | 1.1 | 1.1 | 1.1 | 1.1 | 1.1 | 1.1 | 1.1 | 1.1 | 1.1 | 1.1 | 1.1 | 1.1
TSO | - | 21 | 2025 | Winter | Vang, [º] | 0 | 2 | -6.9169 | -6.4557 | -6.0134 | -5.8947 | -5.837 | -6.5046 | -10.315 | -10.1988 | -10.2161 | -9.9212 | -10.2542 | -11.3818 | -10.6128 | -11.0569 | -9.8788 | -9.2183 | -8.9758 | -10.9643 | -10.3169 | -10.0277 | -9.6727 | -8.9521 | -8.571 | -8.1225
TSO | - | 26 | 2025 | Winter | Vmag, [p.u.] | 0 | 2 | 1.0105 | 1.0024 | 0.99967 | 1.0003 | 0.99855 | 1.0031 | 1.0311 | 1.0373 | 1.0439 | 1.0331 | 1.0413 | 1.0371 | 1.034 | 1.0327 | 1.0304 | 1.0261 | 1.0173 | 1.0364 | 1.0303 | 1.0294 | 1.0227 | 1.0174 | 1.0133 | 1.0076
TSO | - | 26 | 2025 | Winter | Vang, [º] | 0 | 2 | -2.2229 | -2.0043 | -1.8776 | -1.8107 | -1.7974 | -1.9701 | -2.798 | -2.8119 | -2.9723 | -3.0909 | -3.1035 | -3.2961 | -3.0791 | -3.1816 | -2.9797 | -2.8009 | -2.7834 | -3.2365 | -3.1624 | -3.1045 | -3.06 | -2.8932 | -2.7706 | -2.5804
TSO | - | 29 | 2025 | Winter | Vmag, [p.u.] | 0 | 2 | 1.0649 | 1.0634 | 1.0631 | 1.063 | 1.0627 | 1.0637 | 1.0697 | 1.0689 | 1.0698 | 1.069 | 1.0704 | 1.0694 | 1.0691 | 1.0692 | 1.0696 | 1.0691 | 1.067 | 1.0687 | 1.0684 | 1.0689 | 1.0678 | 1.0671 | 1.0662 | 1.0647
TSO | - | 29 | 2025 | Winter | Vang, [º] | 0 | 2 | -3.286 | -2.9943 | -2.7357 | -2.6685 | -2.6653 | -3.0412 | -5.5666 | -4.93 | -4.8476 | -4.8601 | -5.1403 | -6.0515 | -5.0845 | -5.6176 | -4.9149 | -4.4459 | -4.3393 | -5.3448 | -4.9604 | -4.7887 | -4.6721 | -4.2542 | -4.1249 | -4.0837
TSO | - | 30 | 2025 | Winter | Vmag, [p.u.] | 0 | 2 | 1.1 | 1.1 | 1.1 | 1.1 | 1.1 | 1.1 | 1.1 | 1.1 | 1.1 | 1.1 | 1.1 | 1.1 | 1.1 | 1.1 | 1.1 | 1.1 | 1.1 | 1.1 | 1.1 | 1.1 | 1.1 | 1.1 | 1.1 | 1.1
TSO | - | 30 | 2025 | Winter | Vang, [º] | 0 | 2 | -6.2877 | -5.8546 | -5.5593 | -5.4763 | -5.447 | -5.9308 | -9.238 | -8.744 | -8.782 | -8.6983 | -8.9511 | -10.0506 | -9.0561 | -9.6572 | -8.8224 | -8.2912 | -8.1112 | -9.2993 | -8.7793 | -8.4692 | -8.4002 | -7.7332 | -7.3755 | -7.2494
TSO | - | 34 | 2025 | Winter | Vmag, [p.u.] | 0 | 2 | 1.0776 | 1.0759 | 1.0753 | 1.0752 | 1.075 | 1.0769 | 1.084 | 1.0837 | 1.0843 | 1.0838 | 1.085 | 1.0843 | 1.0842 | 1.0842 | 1.0846 | 1.084 | 1.0822 | 1.0834 | 1.0833 | 1.0835 | 1.0826 | 1.0815 | 1.0801 | 1.078
TSO | - | 34 | 2025 | Winter | Vang, [º] | 0 | 2 | -2.443 | -2.189 | -1.9566 | -1.8964 | -1.8981 | -2.1778 | -4.658 | -3.8778 | -3.813 | -3.8836 | -4.177 | -5.1119 | -4.0702 | -4.66 | -3.9465 | -3.4754 | -3.3735 | -4.3154 | -3.9099 | -3.7743 | -3.6848 | -3.3118 | -3.1906 | -3.2368
TSO | - | 35 | 2025 | Winter | Vmag, [p.u.] | 0 | 2 | 1.0672 | 1.0654 | 1.065 | 1.0649 | 1.0646 | 1.0659 | 1.0726 | 1.0724 | 1.0731 | 1.0725 | 1.074 | 1.0732 | 1.0731 | 1.0733 | 1.0736 | 1.0728 | 1.0706 | 1.0719 | 1.0718 | 1.0718 | 1.0707 | 1.07 | 1.0686 | 1.067
TSO | - | 35 | 2025 | Winter | Vang, [º] | 0 | 2 | -2.7494 | -2.4769 | -2.213 | -2.1462 | -2.1508 | -2.5016 | -5.1051 | -4.4641 | -4.3984 | -4.4477 | -4.6897 | -5.6284 | -4.6295 | -5.1638 | -4.4257 | -3.9499 | -3.8484 | -4.8823 | -4.4627 | -4.3136 | -4.1947 | -3.7741 | -3.6179 | -3.577
TSO | - | 36 | 2025 | Winter | Vmag, [p.u.] | 0 | 2 | 1.0605 | 1.0588 | 1.0584 | 1.0583 | 1.0579 | 1.0589 | 1.0652 | 1.0649 | 1.0656 | 1.0646 | 1.0663 | 1.0654 | 1.0651 | 1.0655 | 1.0658 | 1.0651 | 1.0626 | 1.0644 | 1.0641 | 1.0641 | 1.0629 | 1.0623 | 1.0612 | 1.0599
TSO | - | 36 | 2025 | Winter | Vang, [º] | 0 | 2 | -2.7099 | -2.4386 | -2.1665 | -2.0988 | -2.1101 | -2.4868 | -5.0661 | -4.503 | -4.4229 | -4.4362 | -4.6894 | -5.5968 | -4.6476 | -5.1436 | -4.4239 | -3.9538 | -3.8404 | -4.9103 | -4.5044 | -4.351 | -4.2097 | -3.7815 | -3.6243 | -3.5331
TSO | - | 42 | 2025 | Winter | Vmag, [p.u.] | 0 | 2 | 1.0118 | 1.0057 | 1.0042 | 1.0046 | 1.003 | 1.0038 | 1.0246 | 1.0296 | 1.0363 | 1.0278 | 1.0358 | 1.0312 | 1.0287 | 1.0277 | 1.0266 | 1.0241 | 1.0164 | 1.031 | 1.0266 | 1.0255 | 1.0197 | 1.0157 | 1.0124 | 1.0085
TSO | - | 42 | 2025 | Winter | Vang, [º] | 0 | 2 | -3.2574 | -2.9879 | -2.7775 | -2.7185 | -2.698 | -3.2875 | -4.6144 | -4.5764 | -4.5285 | -4.4877 | -4.5402 | -4.9093 | -4.5568 | -4.6966 | -4.3615 | -4.0824 | -4.0791 | -4.8379 | -4.6618 | -4.5953 | -4.5328 | -4.2577 | -4.1275 | -3.8381
TSO | - | 55 | 2025 | Winter | Vmag, [p.u.] | 0 | 2 | 1.03 | 1.0253 | 1.024 | 1.0243 | 1.0232 | 1.0254 | 1.0411 | 1.0437 | 1.0474 | 1.0413 | 1.0461 | 1.0433 | 1.0418 | 1.0411 | 1.0406 | 1.0384 | 1.0328 | 1.0429 | 1.0397 | 1.0394 | 1.0356 | 1.0327 | 1.0306 | 1.0276
TSO | - | 55 | 2025 | Winter | Vang, [º] | 0 | 2 | -3.247 | -2.9746 | -2.7595 | -2.6867 | -2.6754 | -3.0331 | -4.7939 | -4.6045 | -4.6299 | -4.6712 | -4.8108 | -5.3515 | -4.809 | -5.0923 | -4.614 | -4.2867 | -4.2073 | -5.0232 | -4.795 | -4.6744 | -4.5741 | -4.2548 | -4.0907 | -3.8986
TSO | - | 68 | 2025 | Winter | Vmag, [p.u.] | 0 | 2 | 1.0304 | 1.0274 | 1.0273 | 1.0274 | 1.0264 | 1.0226 | 1.033 | 1.0347 | 1.0401 | 1.037 | 1.042 | 1.0389 | 1.0376 | 1.0373 | 1.0377 | 1.0368 | 1.0322 | 1.0392 | 1.0372 | 1.0365 | 1.0335 | 1.0315 | 1.0297 | 1.0281
TSO | - | 68 | 2025 | Winter | Vang, [º] | 0 | 2 | -3.7792 | -3.4601 | -3.1765 | -3.1279 | -3.1055 | -4.1628 | -6.1872 | -5.9453 | -5.6499 | -5.4138 | -5.55 | -6.1829 | -5.5675 | -5.8538 | -5.326 | -4.8969 | -4.8363 | -5.8598 | -5.5366 | -5.4361 | -5.3216 | -4.9274 | -4.8222 | -4.5608
TSO | - | 72 | 2025 | Winter | Vmag, [p.u.] | 0 | 2 | 1.0011 | 0.99131 | 0.98809 | 0.98851 | 0.98648 | 0.99174 | 1.0249 | 1.0336 | 1.0424 | 1.0302 | 1.0392 | 1.034 | 1.0307 | 1.0287 | 1.0259 | 1.0205 | 1.01 | 1.0334 | 1.0269 | 1.0258 | 1.0177 | 1.0109 | 1.0057 | 0.99848
TSO | - | 72 | 2025 | Winter | Vang, [º] | 0 | 2 | -1.8265 | -1.6229 | -1.5157 | -1.4627 | -1.4344 | -1.6044 | -2.2262 | -2.3298 | -2.4717 | -2.5512 | -2.5626 | -2.6725 | -2.5387 | -2.5974 | -2.4406 | -2.3142 | -2.337 | -2.749 | -2.685 | -2.6537 | -2.6392 | -2.4908 | -2.3591 | -2.1535
TSO | - | 103 | 2025 | Winter | Vmag, [p.u.] | 0 | 2 | 1.0081 | 0.99937 | 0.99631 | 0.99695 | 0.99492 | 0.99991 | 1.0301 | 1.0367 | 1.0441 | 1.0323 | 1.0413 | 1.0369 | 1.0334 | 1.0319 | 1.0295 | 1.0248 | 1.0153 | 1.0358 | 1.0292 | 1.0283 | 1.0212 | 1.0152 | 1.0111 | 1.0048
TSO | - | 103 | 2025 | Winter | Vang, [º] | 0 | 2 | -1.9161 | -1.7071 | -1.6031 | -1.5328 | -1.5231 | -1.6745 | -2.3244 | -2.4022 | -2.5828 | -2.7119 | -2.703 | -2.8256 | -2.6678 | -2.73 | -2.5784 | -2.4128 | -2.4196 | -2.8242 | -2.7687 | -2.7193 | -2.6664 | -2.5356 | -2.4014 | -2.2061
TSO | - | 1 | 2025 | Winter | Vmag, [p.u.] | 1 | 0 | 1.0481 | 1.0465 | 1.0464 | 1.0464 | 1.046 | 1.0461 | 1.0504 | 1.0508 | 1.0495 | 1.0473 | 1.0516 | 1.0493 | 1.049 | 1.0493 | 1.0506 | 1.0505 | 1.0487 | 1.0521 | 1.0533 | 1.0503 | 1.0479 | 1.0479 | 1.0475 | 1.0474
TSO | - | 1 | 2025 | Winter | Vang, [º] | 1 | 0 | -3.9409 | -3.607 | -3.327 | -3.2523 | -3.2467 | -3.7695 | -6.3607 | -5.9059 | -5.8472 | -5.8302 | -6.0258 | -6.9181 | -6.0686 | -6.4999 | -5.7661 | -5.2737 | -5.1228 | -6.2035 | -5.8142 | -5.7065 | -5.556 | -5.0915 | -4.9333 | -4.7459
TSO | - | 2 | 2025 | Winter | Vmag, [p.u.] | 1 | 0 | 0.90001 | 0.90001 | 0.90001 | 0.90001 | 0.90001 | 0.90001 | 0.90001 | 0.90001 | 0.90002 | 0.90001 | 0.90002 | 0.90001 | 0.90001 | 0.90001 | 0.90001 | 0.90001 | 0.90001 | 0.90001 | 0.90001 | 0.90001 | 0.90001 | 0.90001 | 0.90001 | 0.90001
TSO | - | 2 | 2025 | Winter | Vang, [º] | 1 | 0 | -8.0847 | -7.5416 | -7.0304 | -6.904 | -6.8424 | -7.5999 | -10.9126 | -10.8764 | -11.219 | -11.2915 | -11.3132 | -12.2437 | -11.4361 | -11.8798 | -10.8857 | -10.2631 | -10.2044 | -11.9209 | -11.411 | -11.1538 | -10.9806 | -10.1385 | -9.7371 | -9.2518
TSO | - | 3 | 2025 | Winter | Vmag, [p.u.] | 1 | 0 | 1.0765 | 1.0743 | 1.0736 | 1.0735 | 1.0734 | 1.0762 | 1.084 | 1.0845 | 1.0842 | 1.0836 | 1.0854 | 1.0847 | 1.0846 | 1.0846 | 1.0849 | 1.0845 | 1.0835 | 1.0849 | 1.0855 | 1.0844 | 1.0833 | 1.0819 | 1.08 | 1.0772
TSO | - | 3 | 2025 | Winter | Vang, [º] | 1 | 0 | -2.509 | -2.2738 | -2.0795 | -2.0299 | -2.0296 | -2.2052 | -4.6683 | -3.6836 | -3.6619 | -3.8375 | -4.0973 | -5.1121 | -3.9979 | -4.6335 | -3.9004 | -3.3766 | -3.2652 | -4.0534 | -3.6593 | -3.6012 | -3.5399 | -3.2162 | -3.1204 | -3.2651
TSO | - | 4 | 2025 | Winter | Vmag, [p.u.] | 1 | 0 | 1.0074 | 0.99821 | 0.99555 | 0.99603 | 0.99419 | 0.99927 | 1.0271 | 1.0359 | 1.0389 | 1.0264 | 1.04 | 1.0335 | 1.0303 | 1.0292 | 1.0277 | 1.0237 | 1.0159 | 1.0384 | 1.0355 | 1.0286 | 1.019 | 1.0146 | 1.0107 | 1.0053
TSO | - | 4 | 2025 | Winter | Vang, [º] | 1 | 0 | -1.9109 | -1.7058 | -1.6 | -1.5347 | -1.5266 | -1.6687 | -2.327 | -2.3758 | -2.5653 | -2.7071 | -2.6751 | -2.8111 | -2.6551 | -2.7189 | -2.5614 | -2.3956 | -2.3975 | -2.7802 | -2.7104 | -2.6932 | -2.6549 | -2.5158 | -2.3905 | -2.1959
TSO | - | 5 | 2025 | Winter | Vmag, [p.u.] | 1 | 0 | 1.0306 | 1.0274 | 1.0276 | 1.0275 | 1.0267 | 1.023 | 1.0314 | 1.0344 | 1.0365 | 1.0329 | 1.0413 | 1.0367 | 1.0357 | 1.0356 | 1.0367 | 1.0364 | 1.033 | 1.0413 | 1.0419 | 1.0371 | 1.0323 | 1.0313 | 1.0299 | 1.0291
TSO | - | 5 | 2025 | Winter | Vang, [º] | 1 | 0 | -3.7265 | -3.4052 | -3.1295 | -3.078 | -3.0574 | -4.1134 | -6.1936 | -5.9196 | -5.6696 | -5.4608 | -5.5302 | -6.207 | -5.5838 | -5.8661 | -5.314 | -4.8616 | -4.7834 | -5.7595 | -5.4205 | -5.3835 | -5.2878 | -4.8817 | -4.7701 | -4.4925
TSO | - | 7 | 2025 | Winter | Vmag, [p.u.] | 1 | 0 | 1.0898 | 1.087 | 1.0854 | 1.0857 | 1.0856 | 1.0895 | 1.1 | 1.1 | 1.1 | 1.1 | 1.1 | 1.1 | 1.1 | 1.1 | 1.1 | 1.1 | 1.0998 | 1.1 | 1.1 | 1.0998 | 1.1 | 1.0973 | 1.0952 | 1.091
TSO | - | 7 | 2025 | Winter | Vang, [º] | 1 | 0 | -1.5849 | -1.426 | -1.3477 | -1.2647 | -1.2731 | -1.3247 | -3.4357 | -2.2177 | -2.1728 | -2.3809 | -2.719 | -3.6879 | -2.5448 | -3.2797 | -2.5813 | -2.1113 | -2.0388 | -2.6136 | -2.2754 | -2.2722 | -2.2751 | -2.1246 | -2.0169 | -2.274
TSO | - | 8 | 2025 | Winter | Vmag, [p.u.] | 1 | 0 | 0.90028 | 0.90027 | 0.9003 | 0.90033 | 0.90038 | 0.90034 | 0.90021 | 0.90022 | 0.90018 | 0.90018 | 0.90015 | 0.90013 | 0.90015 | 0.90015 | 0.90017 | 0.90018 | 0.90015 | 0.90012 | 0.9001 | 0.90012 | 0.90012 | 0.90014 | 0.90015 | 0.90019
TSO | - | 8 | 2025 | Winter | Vang, [º] | 1 | 0 | -0.75916 | -0.7856 | -0.75188 | -0.71772 | -0.67459 | -0.70446 | -0.89067 | -0.80753 | -0.87416 | -0.87722 | -0.9925 | -1.1228 | -1.028 | -1.0363 | -0.96383 | -0.92227 | -0.96114 | -1.0355 | -1.0363 | -1.0158 | -1.053 | -1.0087 | -0.99157 | -0.88739
TSO | - | 9 | 2025 | Winter | Vmag, [p.u.] | 1 | 0 | 1.0811 | 1.0784 | 1.0769 | 1.0771 | 1.077 | 1.081 | 1.0918 | 1.0929 | 1.093 | 1.0923 | 1.0931 | 1.093 | 1.0928 | 1.0923 | 1.0923 | 1.0919 | 1.0913 | 1.093 | 1.0932 | 1.0924 | 1.0917 | 1.0891 | 1.0866 | 1.0823
TSO | - | 9 | 2025 | Winter | Vang, [º] | 1 | 0 | -2.0665 | -1.8924 | -1.7786 | -1.7185 | -1.7305 | -1.78 | -3.9158 | -2.7145 | -2.6351 | -2.8683 | -3.219 | -4.1857 | -3.0399 | -3.7681 | -3.0696 | -2.5861 | -2.4896 | -3.1118 | -2.742 | -2.7097 | -2.6934 | -2.5161 | -2.4927 | -2.7561
TSO | - | 10 | 2025 | Winter | Vmag, [p.u.] | 1 | 0 | 1.0386 | 1.0324 | 1.0301 | 1.0316 | 1.0298 | 1.0343 | 1.0548 | 1.0612 | 1.0623 | 1.0542 | 1.0627 | 1.059 | 1.0575 | 1.0565 | 1.0553 | 1.0519 | 1.0475 | 1.0609 | 1.0589 | 1.0543 | 1.0494 | 1.0465 | 1.0427 | 1.0368
TSO | - | 10 | 2025 | Winter | Vang, [º] | 1 | 0 | -2.2796 | -2.0771 | -1.9327 | -1.8761 | -1.8346 | -1.9346 | -3.2786 | -2.8233 | -3.0385 | -3.2958 | -3.4066 | -3.9097 | -3.3399 | -3.6725 | -3.2982 | -2.9748 | -2.9297 | -3.481 | -3.0985 | -3.0653 | -3.0858 | -2.8991 | -2.7814 | -2.7171
TSO | - | 11 | 2025 | Winter | Vmag, [p.u.] | 1 | 0 | 0.90021 | 0.90023 | 0.90025 | 0.90026 | 0.90032 | 0.90032 | 0.90036 | 0.90019 | 0.90017 | 0.90019 | 0.90016 | 0.90018 | 0.90016 | 0.90017 | 0.90019 | 0.90015 | 0.90011 | 0.90009 | 0.90007 | 0.90008 | 0.90007 | 0.90008 | 0.9001 | 0.90013
TSO | - | 11 | 2025 | Winter | Vang, [º] | 1 | 0 | 0.17901 | 0.17643 | 0.1703 | 0.16905 | 0.15259 | 0.15122 | 0.13914 | 0.17889 | 0.19046 | 0.18006 | 0.19607 | 0.19406 | 0.2091 | 0.19846 | 0.19169 | 0.2095 | 0.22983 | 0.24642 | 0.24879 | 0.25574 | 0.28436 | 0.2688 | 0.25495 | 0.21879
TSO | - | 12 | 2025 | Winter | Vmag, [p.u.] | 1 | 0 | 0.99976 | 0.98938 | 0.98659 | 0.98677 | 0.98505 | 0.99049 | 1.0207 | 1.0314 | 1.0353 | 1.0221 | 1.0364 | 1.0288 | 1.0256 | 1.0241 | 1.0225 | 1.0181 | 1.0095 | 1.0349 | 1.0324 | 1.0247 | 1.0138 | 1.0089 | 1.0041 | 0.99825
TSO | - | 12 | 2025 | Winter | Vang, [º] | 1 | 0 | -2.1281 | -1.9328 | -1.816 | -1.758 | -1.7012 | -1.8669 | -2.4789 | -2.6123 | -2.7892 | -2.8661 | -2.8855 | -3.0196 | -2.8972 | -2.9411 | -2.7648 | -2.6585 | -2.7129 | -3.1166 | -3.0463 | -3.0535 | -3.1013 | -2.9278 | -2.7806 | -2.5141
TSO | - | 13 | 2025 | Winter | Vmag, [p.u.] | 1 | 0 | 0.90021 | 0.90023 | 0.90025 | 0.90026 | 0.90032 | 0.90032 | 0.90036 | 0.90019 | 0.90017 | 0.90019 | 0.90016 | 0.90018 | 0.90016 | 0.90017 | 0.90019 | 0.90015 | 0.90011 | 0.90009 | 0.90007 | 0.90008 | 0.90007 | 0.90008 | 0.9001 | 0.90013
TSO | - | 13 | 2025 | Winter | Vang, [º] | 1 | 0 | -2.7288e-07 | -2.7058e-07 | -2.7476e-07 | -2.7644e-07 | -2.7524e-07 | -2.7019e-07 | -3.9929e-07 | -4.6126e-07 | -4.6475e-07 | -4.4595e-07 | -4.4382e-07 | -3.9854e-07 | -4.3672e-07 | -4.0442e-07 | -4.3865e-07 | -4.6807e-07 | -4.2021e-07 | -4.4295e-07 | -4.6747e-07 | -4.2786e-07 | -4.4798e-07 | -3.0608e-07 | -2.8405e-07 | -2.7125e-07
TSO | - | 14 | 2025 | Winter | Vmag, [p.u.] | 1 | 0 | 0.90027 | 0.90026 | 0.90029 | 0.90033 | 0.90037 | 0.90033 | 0.9002 | 0.90022 | 0.90018 | 0.90018 | 0.90014 | 0.90012 | 0.90015 | 0.90015 | 0.90017 | 0.90018 | 0.90015 | 0.90012 | 0.9001 | 0.90011 | 0.90011 | 0.90013 | 0.90014 | 0.90018
TSO | - | 14 | 2025 | Winter | Vang, [º] | 1 | 0 | -0.72784 | -0.75319 | -0.72087 | -0.68811 | -0.64676 | -0.6754 | -0.85394 | -0.77422 | -0.83811 | -0.84104 | -0.95156 | -1.0765 | -0.98562 | -0.99351 | -0.92408 | -0.88423 | -0.92149 | -0.99283 | -0.99357 | -0.97391 | -1.0095 | -0.96711 | -0.95068 | -0.85078
TSO | - | 15 | 2025 | Winter | Vmag, [p.u.] | 1 | 0 | 1.0086 | 0.99893 | 0.99615 | 0.99664 | 0.99484 | 1.0001 | 1.0295 | 1.0391 | 1.0426 | 1.0306 | 1.0439 | 1.0374 | 1.0342 | 1.033 | 1.0312 | 1.0267 | 1.0189 | 1.0423 | 1.0395 | 1.0324 | 1.0227 | 1.018 | 1.0133 | 1.0074
TSO | - | 15 | 2025 | Winter | Vang, [º] | 1 | 0 | -1.4711 | -1.3092 | -1.2236 | -1.1738 | -1.1642 | -1.275 | -1.8548 | -1.8641 | -2.0136 | -2.126 | -2.1137 | -2.2449 | -2.0931 | -2.1611 | -2.0202 | -1.8777 | -1.8696 | -2.188 | -2.1134 | -2.096 | -2.0661 | -1.9507 | -1.8505 | -1.7075
TSO | - | 16 | 2025 | Winter | Vmag, [p.u.] | 1 | 0 | 1.0774 | 1.0758 | 1.075 | 1.0748 | 1.0747 | 1.0774 | 1.0849 | 1.0846 | 1.0841 | 1.0839 | 1.0854 | 1.0848 | 1.0851 | 1.0848 | 1.0855 | 1.0852 | 1.0844 | 1.0856 | 1.0862 | 1.0854 | 1.0845 | 1.0834 | 1.0817 | 1.0788
TSO | - | 16 | 2025 | Winter | Vang, [º] | 1 | 0 | -2.6119 | -2.4126 | -2.2485 | -2.1845 | -2.2 | -2.3647 | -4.76 | -3.7263 | -3.6744 | -3.8442 | -4.143 | -5.1228 | -3.9823 | -4.673 | -3.9371 | -3.4402 | -3.3472 | -4.0991 | -3.6937 | -3.6372 | -3.5926 | -3.2835 | -3.2145 | -3.3689
TSO | - | 17 | 2025 | Winter | Vmag, [p.u.] | 1 | 0 | 1.0774 | 1.0757 | 1.0751 | 1.0749 | 1.0748 | 1.0772 | 1.0842 | 1.084 | 1.0834 | 1.083 | 1.0849 | 1.0841 | 1.0843 | 1.0841 | 1.0849 | 1.0845 | 1.0835 | 1.0848 | 1.0856 | 1.0846 | 1.0835 | 1.0826 | 1.081 | 1.0785
TSO | - | 17 | 2025 | Winter | Vang, [º] | 1 | 0 | -2.6155 | -2.397 | -2.2097 | -2.1477 | -2.1594 | -2.363 | -4.8135 | -3.8493 | -3.8008 | -3.9588 | -4.2281 | -5.2129 | -4.0957 | -4.7536 | -4.018 | -3.5189 | -3.4267 | -4.2231 | -3.8134 | -3.7534 | -3.6964 | -3.355 | -3.2671 | -3.3861
TSO | - | 18 | 2025 | Winter | Vmag, [p.u.] | 1 | 0 | 1.0083 | 0.99892 | 0.99619 | 0.99667 | 0.99486 | 1 | 1.0283 | 1.0373 | 1.0405 | 1.0282 | 1.0417 | 1.0352 | 1.032 | 1.0309 | 1.0293 | 1.0252 | 1.0174 | 1.0402 | 1.0374 | 1.0304 | 1.0207 | 1.0163 | 1.0121 | 1.0065
TSO | - | 18 | 2025 | Winter | Vang, [º] | 1 | 0 | -1.7007 | -1.5154 | -1.4206 | -1.3606 | -1.3509 | -1.4814 | -2.1068 | -2.1446 | -2.3187 | -2.4465 | -2.4244 | -2.558 | -2.4029 | -2.4675 | -2.3167 | -2.1584 | -2.1553 | -2.5092 | -2.4373 | -2.4185 | -2.3823 | -2.2526 | -2.134 | -1.9613
TSO | - | 19 | 2025 | Winter | Vmag, [p.u.] | 1 | 0 | 1.043 | 1.0431 | 1.0434 | 1.0435 | 1.0434 | 1.0433 | 1.0418 | 1.0413 | 1.0377 | 1.0388 | 1.0388 | 1.0393 | 1.0391 | 1.0397 | 1.0403 | 1.0409 | 1.042 | 1.042 | 1.0442 | 1.0414 | 1.0404 | 1.0409 | 1.0411 | 1.0432
TSO | - | 19 | 2025 | Winter | Vang, [º] | 1 | 0 | -4.9151 | -4.5558 | -4.2512 | -4.1611 | -4.1577 | -4.689 | -7.7152 | -7.2687 | -7.1524 | -6.8695 | -7.2845 | -8.3236 | -7.5032 | -7.9338 | -7.0475 | -6.5117 | -6.1622 | -7.5679 | -7.1088 | -6.966 | -6.6666 | -6.1625 | -6.0189 | -5.7949
TSO | - | 20 | 2025 | Winter | Vmag, [p.u.] | 1 | 0 | 1.0999 | 1.0999 | 1.0998 | 1.0998 | 1.0998 | 1.0998 | 1.1 | 1.0999 | 1.0999 | 1.0999 | 1.1 | 1.1 | 1.1 | 1.1 | 1.1 | 1.1 | 1.0999 | 1.1 | 1.1 | 1.1 | 1.1 | 1.1 | 1.1 | 1.0999
TSO | - | 20 | 2025 | Winter | Vang, [º] | 1 | 0 | -6.039 | -5.6839 | -5.366 | -5.2555 | -5.3474 | -5.7949 | -8.8537 | -8.1556 | -7.9124 | -7.5424 | -8.0812 | -9.2383 | -8.5173 | -9.055 | -8.1267 | -7.4608 | -7.1093 | -8.6261 | -8.1567 | -7.9784 | -7.6919 | -7.3131 | -7.1852 | -6.8801
TSO | - | 21 | 2025 | Winter | Vmag, [p.u.] | 1 | 0 | 1.1 | 1.1 | 1.0999 | 1.0999 | 1.0999 | 1.0999 | 1.1 | 1.1 | 1.1 | 1.1 | 1.1 | 1.1 | 1.1 | 1.1 | 1.1 | 1.1 | 1.1 | 1.1 | 1.1 | 1.1 | 1.1 | 1.1 | 1.1 | 1.1
TSO | - | 21 | 2025 | Winter | Vang, [º] | 1 | 0 | -6.9174 | -6.4483 | -6.017 | -5.8995 | -5.8422 | -6.5046 | -10.3884 | -10.2324 | -10.297 | -10.0452 | -10.3004 | -11.4798 | -10.7006 | -11.1409 | -9.9332 | -9.2357 | -8.9762 | -10.9094 | -10.2373 | -10.0302 | -9.689 | -8.9521 | -8.5705 | -8.1021
TSO | - | 26 | 2025 | Winter | Vmag, [p.u.] | 1 | 0 | 1.0102 | 1.0018 | 0.9994 | 0.99986 | 0.99832 | 1.0029 | 1.0282 | 1.0361 | 1.0384 | 1.0268 | 1.0395 | 1.0333 | 1.0305 | 1.0295 | 1.0284 | 1.0248 | 1.0177 | 1.0385 | 1.036 | 1.0294 | 1.0204 | 1.0166 | 1.0129 | 1.0082
TSO | - | 26 | 2025 | Winter | Vang, [º] | 1 | 0 | -2.2231 | -2.0039 | -1.8782 | -1.8115 | -1.7979 | -1.9702 | -2.8218 | -2.8223 | -3.0042 | -3.1376 | -3.1188 | -3.33 | -3.1093 | -3.2101 | -2.998 | -2.8079 | -2.7829 | -3.2172 | -3.1284 | -3.1048 | -3.071 | -2.8955 | -2.7714 | -2.5738
TSO | - | 29 | 2025 | Winter | Vmag, [p.u.] | 1 | 0 | 1.0648 | 1.0633 | 1.063 | 1.0629 | 1.0626 | 1.0637 | 1.0686 | 1.0684 | 1.0676 | 1.0665 | 1.0697 | 1.0679 | 1.0677 | 1.0679 | 1.0688 | 1.0686 | 1.0672 | 1.0696 | 1.0707 | 1.0689 | 1.0669 | 1.0668 | 1.066 | 1.0649
TSO | - | 29 | 2025 | Winter | Vang, [º] | 1 | 0 | -3.2813 | -2.9831 | -2.7349 | -2.667 | -2.6647 | -3.0389 | -5.6382 | -4.9616 | -4.9111 | -4.9703 | -5.1829 | -6.1464 | -5.1679 | -5.6975 | -4.9675 | -4.4595 | -4.3439 | -5.2905 | -4.9016 | -4.7907 | -4.6794 | -4.2485 | -4.1205 | -4.0655
TSO | - | 30 | 2025 | Winter | Vmag, [p.u.] | 1 | 0 | 1.1 | 1.1 | 1.1 | 1.1 | 1.1 | 1.1 | 1.1 | 1.1 | 1.1 | 1.1 | 1.1 | 1.1 | 1.1 | 1.1 | 1.1 | 1.1 | 1.1 | 1.1 | 1.1 | 1.1 | 1.1 | 1.1 | 1.1 | 1.1
TSO | - | 30 | 2025 | Winter | Vang, [º] | 1 | 0 | -6.283 | -5.8435 | -5.5585 | -5.4748 | -5.4464 | -5.9285 | -9.3096 | -8.7756 | -8.8455 | -8.8085 | -8.9938 | -10.1455 | -9.1395 | -9.7371 | -8.875 | -8.3049 | -8.1158 | -9.245 | -8.7201 | -8.4712 | -8.4075 | -7.7274 | -7.3711 | -7.2312
TSO | - | 34 | 2025 | Winter | Vmag, [p.u.] | 1 | 0 | 1.0776 | 1.0758 | 1.0753 | 1.0752 | 1.075 | 1.0769 | 1.0832 | 1.0833 | 1.0827 | 1.0819 | 1.0844 | 1.0832 | 1.0832 | 1.0833 | 1.0839 | 1.0836 | 1.0823 | 1.0841 | 1.085 | 1.0835 | 1.0819 | 1.0813 | 1.08 | 1.0781
TSO | - | 34 | 2025 | Winter | Vang, [º] | 1 | 0 | -2.4355 | -2.1758 | -1.9537 | -1.8919 | -1.895 | -2.1745 | -4.7306 | -3.9095 | -3.8697 | -3.9908 | -4.2202 | -5.2079 | -4.1546 | -4.7409 | -3.9995 | -3.4876 | -3.3793 | -4.2609 | -3.8575 | -3.7756 | -3.6871 | -3.3029 | -3.1842 | -3.2185
TSO | - | 35 | 2025 | Winter | Vmag, [p.u.] | 1 | 0 | 1.0671 | 1.0653 | 1.0649 | 1.0648 | 1.0645 | 1.0659 | 1.0715 | 1.072 | 1.0711 | 1.0702 | 1.0734 | 1.0718 | 1.0718 | 1.0722 | 1.0728 | 1.0723 | 1.0707 | 1.0727 | 1.0739 | 1.0719 | 1.0699 | 1.0697 | 1.0685 | 1.0672
TSO | - | 35 | 2025 | Winter | Vang, [º] | 1 | 0 | -2.7434 | -2.465 | -2.2127 | -2.1458 | -2.1501 | -2.4988 | -5.176 | -4.4952 | -4.4581 | -4.5556 | -4.7321 | -5.7225 | -4.7123 | -5.2432 | -4.4776 | -3.9627 | -3.8533 | -4.8289 | -4.4071 | -4.3148 | -4.1995 | -3.7669 | -3.6125 | -3.5589
TSO | - | 36 | 2025 | Winter | Vmag, [p.u.] | 1 | 0 | 1.0604 | 1.0586 | 1.0583 | 1.0581 | 1.0578 | 1.0589 | 1.0639 | 1.0644 | 1.0632 | 1.0619 | 1.0656 | 1.0638 | 1.0636 | 1.0641 | 1.0649 | 1.0646 | 1.0628 | 1.0653 | 1.0665 | 1.0641 | 1.0619 | 1.0619 | 1.0611 | 1.0602
TSO | - | 36 | 2025 | Winter | Vang, [º] | 1 | 0 | -2.7053 | -2.4279 | -2.1687 | -2.1023 | -2.1115 | -2.4846 | -5.1347 | -4.5334 | -4.4837 | -4.5428 | -4.7305 | -5.6879 | -4.7278 | -5.2206 | -4.4742 | -3.9668 | -3.8445 | -4.8585 | -4.4473 | -4.3521 | -4.2164 | -3.7756 | -3.6197 | -3.5152
TSO | - | 42 | 2025 | Winter | Vmag, [p.u.] | 1 | 0 | 1.0114 | 1.005 | 1.0039 | 1.004 | 1.0027 | 1.0036 | 1.0218 | 1.0284 | 1.0309 | 1.0216 | 1.0341 | 1.0275 | 1.0253 | 1.0246 | 1.0245 | 1.0228 | 1.0168 | 1.0331 | 1.0321 | 1.0254 | 1.0173 | 1.0148 | 1.012 | 1.0092
TSO | - | 42 | 2025 | Winter | Vang, [º] | 1 | 0 | -3.2576 | -2.9869 | -2.7789 | -2.7205 | -2.6992 | -3.2878 | -4.6546 | -4.5941 | -4.5813 | -4.5613 | -4.5644 | -4.9628 | -4.6046 | -4.7417 | -4.3905 | -4.0936 | -4.0782 | -4.8071 | -4.608 | -4.5959 | -4.5498 | -4.2609 | -4.1285 | -3.8281
TSO | - | 55 | 2025 | Winter | Vmag, [p.u.] | 1 | 0 | 1.0297 | 1.0249 | 1.0238 | 1.024 | 1.0231 | 1.0252 | 1.0388 | 1.0427 | 1.0432 | 1.0365 | 1.0447 | 1.0404 | 1.0391 | 1.0387 | 1.039 | 1.0374 | 1.0331 | 1.0445 | 1.044 | 1.0394 | 1.0338 | 1.0321 | 1.0303 | 1.0281
TSO | - | 55 | 2025 | Winter | Vang, [º] | 1 | 0 | -3.2461 | -2.9703 | -2.7607 | -2.6885 | -2.6766 | -3.0325 | -4.8431 | -4.6263 | -4.685 | -4.7563 | -4.8408 | -5.418 | -4.8678 | -5.1485 | -4.6504 | -4.2986 | -4.2081 | -4.9855 | -4.7403 | -4.6751 | -4.5874 | -4.2551 | -4.0899 | -3.8855
TSO | - | 68 | 2025 | Winter | Vmag, [p.u.] | 1 | 0 | 1.0301 | 1.0269 | 1.0271 | 1.027 | 1.0262 | 1.0224 | 1.0308 | 1.0338 | 1.0359 | 1.0323 | 1.0407 | 1.0361 | 1.035 | 1.035 | 1.0361 | 1.0359 | 1.0325 | 1.0408 | 1.0414 | 1.0365 | 1.0318 | 1.0308 | 1.0294 | 1.0286
TSO | - | 68 | 2025 | Winter | Vang, [º] | 1 | 0 | -3.7788 | -3.4561 | -3.1784 | -3.1307 | -3.1074 | -4.1627 | -6.2485 | -5.9724 | -5.7205 | -5.5169 | -5.5858 | -6.2619 | -5.6377 | -5.9206 | -5.3693 | -4.9115 | -4.8365 | -5.8148 | -5.469 | -5.437 | -5.3393 | -4.9286 | -4.8219 | -4.5454
TSO | - | 72 | 2025 | Winter | Vmag, [p.u.] | 1 | 0 | 1.0006 | 0.9904 | 0.98767 | 0.98786 | 0.9861 | 0.99145 | 1.0215 | 1.0322 | 1.0361 | 1.023 | 1.0371 | 1.0297 | 1.0266 | 1.0251 | 1.0235 | 1.019 | 1.0105 | 1.0359 | 1.0334 | 1.0257 | 1.0148 | 1.0098 | 1.0051 | 0.9993
TSO | - | 72 | 2025 | Winter | Vang, [º] | 1 | 0 | -1.8264 | -1.6227 | -1.5157 | -1.4628 | -1.4343 | -1.6045 | -2.2411 | -2.3365 | -2.4953 | -2.5837 | -2.5728 | -2.6947 | -2.5586 | -2.6161 | -2.4524 | -2.3193 | -2.3364 | -2.7358 | -2.6582 | -2.6539 | -2.6485 | -2.4929 | -2.3599 | -2.1498
TSO | - | 103 | 2025 | Winter | Vmag, [p.u.] | 1 | 0 | 1.0078 | 0.99869 | 0.99601 | 0.99648 | 0.99467 | 0.9997 | 1.027 | 1.0355 | 1.0382 | 1.0256 | 1.0394 | 1.0329 | 1.0297 | 1.0286 | 1.0273 | 1.0235 | 1.0158 | 1.038 | 1.0352 | 1.0282 | 1.0187 | 1.0144 | 1.0107 | 1.0054
TSO | - | 103 | 2025 | Winter | Vang, [º] | 1 | 0 | -1.9164 | -1.7072 | -1.6035 | -1.5334 | -1.5234 | -1.6747 | -2.3425 | -2.4102 | -2.6092 | -2.7498 | -2.7152 | -2.8523 | -2.6917 | -2.7524 | -2.5927 | -2.4185 | -2.419 | -2.8088 | -2.74 | -2.7195 | -2.6764 | -2.5381 | -2.4023 | -2.201
TSO | - | 1 | 2025 | Winter | Vmag, [p.u.] | 1 | 1 | 1.0481 | 1.0465 | 1.0464 | 1.0464 | 1.046 | 1.0461 | 1.0504 | 1.0508 | 1.0495 | 1.0473 | 1.0516 | 1.0493 | 1.049 | 1.0493 | 1.0506 | 1.0505 | 1.0487 | 1.0521 | 1.0533 | 1.0503 | 1.0479 | 1.0479 | 1.0475 | 1.0474
TSO | - | 1 | 2025 | Winter | Vang, [º] | 1 | 1 | -3.9409 | -3.607 | -3.327 | -3.2523 | -3.2467 | -3.7695 | -6.3607 | -5.9059 | -5.8472 | -5.8302 | -6.0258 | -6.9181 | -6.0686 | -6.4998 | -5.7661 | -5.2737 | -5.1228 | -6.2035 | -5.8142 | -5.7065 | -5.556 | -5.0915 | -4.9333 | -4.7459
TSO | - | 2 | 2025 | Winter | Vmag, [p.u.] | 1 | 1 | 0.90001 | 0.90001 | 0.90001 | 0.90001 | 0.90001 | 0.90001 | 0.90001 | 0.90001 | 0.90002 | 0.90001 | 0.90002 | 0.90001 | 0.90001 | 0.90001 | 0.90001 | 0.90001 | 0.90001 | 0.90001 | 0.90001 | 0.90001 | 0.90001 | 0.90001 | 0.90001 | 0.90001
TSO | - | 2 | 2025 | Winter | Vang, [º] | 1 | 1 | -8.0847 | -7.5417 | -7.0304 | -6.904 | -6.8424 | -7.5999 | -10.9126 | -10.8764 | -11.219 | -11.2915 | -11.3132 | -12.2437 | -11.4361 | -11.8798 | -10.8857 | -10.2631 | -10.2044 | -11.9209 | -11.4109 | -11.1538 | -10.9806 | -10.1385 | -9.7371 | -9.2519
TSO | - | 3 | 2025 | Winter | Vmag, [p.u.] | 1 | 1 | 1.0765 | 1.0743 | 1.0736 | 1.0735 | 1.0734 | 1.0762 | 1.084 | 1.0845 | 1.0842 | 1.0836 | 1.0854 | 1.0847 | 1.0846 | 1.0846 | 1.0849 | 1.0845 | 1.0835 | 1.0849 | 1.0855 | 1.0844 | 1.0833 | 1.0819 | 1.08 | 1.0772
TSO | - | 3 | 2025 | Winter | Vang, [º] | 1 | 1 | -2.509 | -2.2738 | -2.0795 | -2.0299 | -2.0296 | -2.2052 | -4.6683 | -3.6836 | -3.6619 | -3.8375 | -4.0973 | -5.1121 | -3.9979 | -4.6335 | -3.9004 | -3.3766 | -3.2652 | -4.0534 | -3.6593 | -3.6012 | -3.5399 | -3.2161 | -3.1204 | -3.2651
TSO | - | 4 | 2025 | Winter | Vmag, [p.u.] | 1 | 1 | 1.0074 | 0.99821 | 0.99555 | 0.99603 | 0.99419 | 0.99927 | 1.0271 | 1.0359 | 1.0389 | 1.0264 | 1.04 | 1.0335 | 1.0303 | 1.0292 | 1.0277 | 1.0237 | 1.0159 | 1.0384 | 1.0355 | 1.0286 | 1.019 | 1.0146 | 1.0107 | 1.0053
TSO | - | 4 | 2025 | Winter | Vang, [º] | 1 | 1 | -1.9109 | -1.7058 | -1.6 | -1.5347 | -1.5266 | -1.6687 | -2.327 | -2.3758 | -2.5653 | -2.7071 | -2.6751 | -2.8111 | -2.6551 | -2.7189 | -2.5614 | -2.3956 | -2.3975 | -2.7802 | -2.7104 | -2.6932 | -2.6549 | -2.5158 | -2.3905 | -2.1959
TSO | - | 5 | 2025 | Winter | Vmag, [p.u.] | 1 | 1 | 1.0306 | 1.0274 | 1.0276 | 1.0275 | 1.0267 | 1.023 | 1.0314 | 1.0344 | 1.0365 | 1.0329 | 1.0413 | 1.0367 | 1.0357 | 1.0356 | 1.0367 | 1.0364 | 1.033 | 1.0413 | 1.0419 | 1.0371 | 1.0323 | 1.0313 | 1.0299 | 1.0291
TSO | - | 5 | 2025 | Winter | Vang, [º] | 1 | 1 | -3.7265 | -3.4052 | -3.1295 | -3.078 | -3.0574 | -4.1134 | -6.1936 | -5.9196 | -5.6696 | -5.4608 | -5.5302 | -6.207 | -5.5838 | -5.8661 | -5.314 | -4.8616 | -4.7834 | -5.7595 | -5.4205 | -5.3835 | -5.2878 | -4.8817 | -4.7701 | -4.4925
TSO | - | 7 | 2025 | Winter | Vmag, [p.u.] | 1 | 1 | 1.0898 | 1.087 | 1.0854 | 1.0857 | 1.0856 | 1.0895 | 1.1 | 1.1 | 1.1 | 1.1 | 1.1 | 1.1 | 1.1 | 1.1 | 1.1 | 1.1 | 1.0998 | 1.1 | 1.1 | 1.0998 | 1.1 | 1.0973 | 1.0952 | 1.091
TSO | - | 7 | 2025 | Winter | Vang, [º] | 1 | 1 | -1.5849 | -1.426 | -1.3477 | -1.2647 | -1.2731 | -1.3247 | -3.4357 | -2.2177 | -2.1728 | -2.3809 | -2.719 | -3.688 | -2.5448 | -3.2797 | -2.5813 | -2.1113 | -2.0388 | -2.6136 | -2.2754 | -2.2722 | -2.2751 | -2.1246 | -2.0169 | -2.274
TSO | - | 8 | 2025 | Winter | Vmag, [p.u.] | 1 | 1 | 0.90028 | 0.90027 | 0.9003 | 0.90033 | 0.90038 | 0.90034 | 0.90021 | 0.90022 | 0.90018 | 0.90018 | 0.90015 | 0.90013 | 0.90015 | 0.90015 | 0.90017 | 0.90018 | 0.90015 | 0.90012 | 0.9001 | 0.90012 | 0.90012 | 0.90014 | 0.90015 | 0.90019
TSO | - | 8 | 2025 | Winter | Vang, [º] | 1 | 1 | -0.75916 | -0.7856 | -0.75188 | -0.71772 | -0.67459 | -0.70446 | -0.89067 | -0.80753 | -0.87416 | -0.87723 | -0.9925 | -1.1228 | -1.028 | -1.0363 | -0.96383 | -0.92227 | -0.96114 | -1.0355 | -1.0363 | -1.0158 | -1.0529 | -1.0087 | -0.99157 | -0.88738
TSO | - | 9 | 2025 | Winter | Vmag, [p.u.] | 1 | 1 | 1.0811 | 1.0784 | 1.0769 | 1.0771 | 1.077 | 1.081 | 1.0918 | 1.0929 | 1.093 | 1.0923 | 1.0931 | 1.093 | 1.0928 | 1.0923 | 1.0923 | 1.0919 | 1.0913 | 1.093 | 1.0932 | 1.0924 | 1.0917 | 1.0891 | 1.0866 | 1.0823
TSO | - | 9 | 2025 | Winter | Vang, [º] | 1 | 1 | -2.0665 | -1.8924 | -1.7786 | -1.7185 | -1.7305 | -1.78 | -3.9158 | -2.7145 | -2.6351 | -2.8683 | -3.219 | -4.1857 | -3.0399 | -3.7681 | -3.0696 | -2.5861 | -2.4896 | -3.1118 | -2.742 | -2.7097 | -2.6934 | -2.5161 | -2.4927 | -2.7561
TSO | - | 10 | 2025 | Winter | Vmag, [p.u.] | 1 | 1 | 1.0386 | 1.0324 | 1.0301 | 1.0316 | 1.0298 | 1.0343 | 1.0548 | 1.0612 | 1.0623 | 1.0542 | 1.0627 | 1.059 | 1.0575 | 1.0565 | 1.0553 | 1.0519 | 1.0475 | 1.0609 | 1.0589 | 1.0543 | 1.0494 | 1.0465 | 1.0427 | 1.0368
TSO | - | 10 | 2025 | Winter | Vang, [º] | 1 | 1 | -2.2796 | -2.0771 | -1.9327 | -1.8761 | -1.8346 | -1.9346 | -3.2786 | -2.8233 | -3.0385 | -3.2958 | -3.4066 | -3.9097 | -3.3399 | -3.6725 | -3.2982 | -2.9748 | -2.9297 | -3.481 | -3.0985 | -3.0653 | -3.0858 | -2.8991 | -2.7814 | -2.7171
TSO | - | 11 | 2025 | Winter | Vmag, [p.u.] | 1 | 1 | 0.90021 | 0.90023 | 0.90025 | 0.90026 | 0.90032 | 0.90032 | 0.90036 | 0.90019 | 0.90017 | 0.90019 | 0.90016 | 0.90018 | 0.90016 | 0.90017 | 0.90019 | 0.90015 | 0.90011 | 0.90009 | 0.90007 | 0.90008 | 0.90007 | 0.90008 | 0.9001 | 0.90013
TSO | - | 11 | 2025 | Winter | Vang, [º] | 1 | 1 | 0.17901 | 0.17643 | 0.1703 | 0.16905 | 0.15259 | 0.15122 | 0.13914 | 0.17889 | 0.19046 | 0.18006 | 0.19607 | 0.19406 | 0.2091 | 0.19845 | 0.19169 | 0.2095 | 0.22983 | 0.24641 | 0.24879 | 0.25574 | 0.28436 | 0.2688 | 0.25495 | 0.21879
TSO | - | 12 | 2025 | Winter | Vmag, [p.u.] | 1 | 1 | 0.99976 | 0.98938 | 0.98659 | 0.98677 | 0.98505 | 0.99049 | 1.0207 | 1.0314 | 1.0353 | 1.0221 | 1.0364 | 1.0288 | 1.0256 | 1.0241 | 1.0225 | 1.0181 | 1.0095 | 1.0349 | 1.0324 | 1.0247 | 1.0138 | 1.0089 | 1.0041 | 0.99825
TSO | - | 12 | 2025 | Winter | Vang, [º] | 1 | 1 | -2.1281 | -1.9328 | -1.816 | -1.758 | -1.7012 | -1.8669 | -2.4789 | -2.6123 | -2.7892 | -2.8661 | -2.8855 | -3.0196 | -2.8972 | -2.9411 | -2.7648 | -2.6585 | -2.7129 | -3.1166 | -3.0463 | -3.0535 | -3.1013 | -2.9278 | -2.7806 | -2.5141
TSO | - | 13 | 2025 | Winter | Vmag, [p.u.] | 1 | 1 | 0.90021 | 0.90023 | 0.90025 | 0.90026 | 0.90032 | 0.90032 | 0.90036 | 0.90019 | 0.90017 | 0.90019 | 0.90016 | 0.90018 | 0.90016 | 0.90017 | 0.90019 | 0.90015 | 0.90011 | 0.90009 | 0.90007 | 0.90008 | 0.90007 | 0.90008 | 0.9001 | 0.90013
TSO | - | 13 | 2025 | Winter | Vang, [º] | 1 | 1 | -2.7288e-07 | -2.7058e-07 | -2.7476e-07 | -2.7644e-07 | -2.7524e-07 | -2.7019e-07 | -3.9929e-07 | -4.6126e-07 | -4.6475e-07 | -4.4595e-07 | -4.4382e-07 | -3.9854e-07 | -4.3672e-07 | -4.0442e-07 | -4.3865e-07 | -4.6807e-07 | -4.2021e-07 | -4.4295e-07 | -4.6747e-07 | -4.2786e-07 | -4.4798e-07 | -3.0608e-07 | -2.8405e-07 | -2.7125e-07
TSO | - | 14 | 2025 | Winter | Vmag, [p.u.] | 1 | 1 | 0.90027 | 0.90026 | 0.90029 | 0.90033 | 0.90037 | 0.90033 | 0.9002 | 0.90022 | 0.90018 | 0.90018 | 0.90014 | 0.90012 | 0.90015 | 0.90015 | 0.90017 | 0.90018 | 0.90015 | 0.90012 | 0.9001 | 0.90011 | 0.90011 | 0.90013 | 0.90014 | 0.90018
TSO | - | 14 | 2025 | Winter | Vang, [º] | 1 | 1 | -0.72784 | -0.75319 | -0.72087 | -0.68811 | -0.64676 | -0.6754 | -0.85394 | -0.77423 | -0.83811 | -0.84104 | -0.95157 | -1.0765 | -0.98561 | -0.99351 | -0.92408 | -0.88423 | -0.92149 | -0.99283 | -0.99358 | -0.97391 | -1.0095 | -0.96711 | -0.95067 | -0.85078
TSO | - | 15 | 2025 | Winter | Vmag, [p.u.] | 1 | 1 | 1.0086 | 0.99893 | 0.99615 | 0.99664 | 0.99484 | 1.0001 | 1.0295 | 1.0391 | 1.0426 | 1.0306 | 1.0439 | 1.0374 | 1.0342 | 1.033 | 1.0312 | 1.0267 | 1.0189 | 1.0423 | 1.0395 | 1.0324 | 1.0227 | 1.018 | 1.0133 | 1.0074
TSO | - | 15 | 2025 | Winter | Vang, [º] | 1 | 1 | -1.4711 | -1.3092 | -1.2236 | -1.1738 | -1.1642 | -1.275 | -1.8548 | -1.8641 | -2.0136 | -2.126 | -2.1137 | -2.2449 | -2.0931 | -2.1611 | -2.0202 | -1.8777 | -1.8696 | -2.188 | -2.1134 | -2.096 | -2.0661 | -1.9507 | -1.8505 | -1.7075
TSO | - | 16 | 2025 | Winter | Vmag, [p.u.] | 1 | 1 | 1.0774 | 1.0758 | 1.075 | 1.0748 | 1.0747 | 1.0774 | 1.0849 | 1.0846 | 1.0841 | 1.0839 | 1.0854 | 1.0848 | 1.0851 | 1.0848 | 1.0855 | 1.0852 | 1.0844 | 1.0856 | 1.0862 | 1.0854 | 1.0845 | 1.0834 | 1.0817 | 1.0788
TSO | - | 16 | 2025 | Winter | Vang, [º] | 1 | 1 | -2.6119 | -2.4126 | -2.2485 | -2.1845 | -2.2 | -2.3647 | -4.76 | -3.7263 | -3.6744 | -3.8442 | -4.143 | -5.1228 | -3.9823 | -4.673 | -3.9371 | -3.4402 | -3.3472 | -4.0991 | -3.6937 | -3.6372 | -3.5926 | -3.2835 | -3.2145 | -3.3689
TSO | - | 17 | 2025 | Winter | Vmag, [p.u.] | 1 | 1 | 1.0774 | 1.0757 | 1.0751 | 1.0749 | 1.0748 | 1.0772 | 1.0842 | 1.084 | 1.0834 | 1.083 | 1.0849 | 1.0841 | 1.0843 | 1.0841 | 1.0849 | 1.0845 | 1.0835 | 1.0848 | 1.0856 | 1.0846 | 1.0835 | 1.0826 | 1.081 | 1.0785
TSO | - | 17 | 2025 | Winter | Vang, [º] | 1 | 1 | -2.6155 | -2.397 | -2.2097 | -2.1477 | -2.1594 | -2.363 | -4.8135 | -3.8493 | -3.8008 | -3.9588 | -4.2281 | -5.2129 | -4.0957 | -4.7536 | -4.018 | -3.5189 | -3.4267 | -4.2231 | -3.8134 | -3.7534 | -3.6964 | -3.355 | -3.2671 | -3.3861
TSO | - | 18 | 2025 | Winter | Vmag, [p.u.] | 1 | 1 | 1.0083 | 0.99892 | 0.99619 | 0.99667 | 0.99486 | 1 | 1.0283 | 1.0373 | 1.0405 | 1.0282 | 1.0417 | 1.0352 | 1.032 | 1.0309 | 1.0293 | 1.0252 | 1.0174 | 1.0402 | 1.0374 | 1.0304 | 1.0207 | 1.0163 | 1.0121 | 1.0065
TSO | - | 18 | 2025 | Winter | Vang, [º] | 1 | 1 | -1.7007 | -1.5154 | -1.4206 | -1.3606 | -1.3509 | -1.4814 | -2.1068 | -2.1446 | -2.3187 | -2.4465 | -2.4244 | -2.558 | -2.4029 | -2.4675 | -2.3167 | -2.1584 | -2.1553 | -2.5092 | -2.4373 | -2.4185 | -2.3823 | -2.2526 | -2.134 | -1.9613
TSO | - | 19 | 2025 | Winter | Vmag, [p.u.] | 1 | 1 | 1.043 | 1.0431 | 1.0434 | 1.0435 | 1.0434 | 1.0433 | 1.0418 | 1.0413 | 1.0377 | 1.0388 | 1.0388 | 1.0393 | 1.0391 | 1.0397 | 1.0403 | 1.0409 | 1.042 | 1.042 | 1.0442 | 1.0414 | 1.0404 | 1.0409 | 1.0411 | 1.0432
TSO | - | 19 | 2025 | Winter | Vang, [º] | 1 | 1 | -4.9151 | -4.5558 | -4.2512 | -4.1611 | -4.1577 | -4.689 | -7.7152 | -7.2687 | -7.1524 | -6.8695 | -7.2845 | -8.3236 | -7.5032 | -7.9338 | -7.0475 | -6.5117 | -6.1622 | -7.5679 | -7.1088 | -6.966 | -6.6666 | -6.1625 | -6.0189 | -5.7949
TSO | - | 20 | 2025 | Winter | Vmag, [p.u.] | 1 | 1 | 1.0999 | 1.0999 | 1.0998 | 1.0998 | 1.0998 | 1.0998 | 1.1 | 1.0999 | 1.0999 | 1.0999 | 1.1 | 1.1 | 1.1 | 1.1 | 1.1 | 1.1 | 1.0999 | 1.1 | 1.1 | 1.1 | 1.1 | 1.1 | 1.1 | 1.0999
TSO | - | 20 | 2025 | Winter | Vang, [º] | 1 | 1 | -6.039 | -5.6839 | -5.366 | -5.2555 | -5.3474 | -5.7949 | -8.8537 | -8.1556 | -7.9124 | -7.5424 | -8.0812 | -9.2383 | -8.5173 | -9.0549 | -8.1267 | -7.4608 | -7.1093 | -8.6261 | -8.1567 | -7.9784 | -7.6919 | -7.3131 | -7.1852 | -6.8801
TSO | - | 21 | 2025 | Winter | Vmag, [p.u.] | 1 | 1 | 1.1 | 1.1 | 1.0999 | 1.0999 | 1.0999 | 1.0999 | 1.1 | 1.1 | 1.1 | 1.1 | 1.1 | 1.1 | 1.1 | 1.1 | 1.1 | 1.1 | 1.1 | 1.1 | 1.1 | 1.1 | 1.1 | 1.1 | 1.1 | 1.1
TSO | - | 21 | 2025 | Winter | Vang, [º] | 1 | 1 | -6.9174 | -6.4483 | -6.017 | -5.8995 | -5.8422 | -6.5046 | -10.3884 | -10.2324 | -10.297 | -10.0452 | -10.3004 | -11.4798 | -10.7006 | -11.1409 | -9.9332 | -9.2357 | -8.9762 | -10.9094 | -10.2373 | -10.0302 | -9.689 | -8.9521 | -8.5705 | -8.1021
TSO | - | 26 | 2025 | Winter | Vmag, [p.u.] | 1 | 1 | 1.0102 | 1.0018 | 0.9994 | 0.99986 | 0.99832 | 1.0029 | 1.0282 | 1.0361 | 1.0384 | 1.0268 | 1.0395 | 1.0333 | 1.0305 | 1.0295 | 1.0284 | 1.0248 | 1.0177 | 1.0385 | 1.036 | 1.0294 | 1.0204 | 1.0166 | 1.0129 | 1.0082
TSO | - | 26 | 2025 | Winter | Vang, [º] | 1 | 1 | -2.2231 | -2.0039 | -1.8782 | -1.8115 | -1.7979 | -1.9702 | -2.8218 | -2.8223 | -3.0042 | -3.1376 | -3.1188 | -3.33 | -3.1093 | -3.2101 | -2.998 | -2.8079 | -2.7829 | -3.2172 | -3.1284 | -3.1048 | -3.071 | -2.8955 | -2.7714 | -2.5738
TSO | - | 29 | 2025 | Winter | Vmag, [p.u.] | 1 | 1 | 1.0648 | 1.0633 | 1.063 | 1.0629 | 1.0626 | 1.0637 | 1.0686 | 1.0684 | 1.0676 | 1.0665 | 1.0697 | 1.0679 | 1.0677 | 1.0679 | 1.0688 | 1.0686 | 1.0672 | 1.0696 | 1.0707 | 1.0689 | 1.0669 | 1.0668 | 1.066 | 1.0649
TSO | - | 29 | 2025 | Winter | Vang, [º] | 1 | 1 | -3.2813 | -2.9831 | -2.7349 | -2.667 | -2.6647 | -3.0389 | -5.6382 | -4.9616 | -4.9111 | -4.9703 | -5.1829 | -6.1464 | -5.1679 | -5.6975 | -4.9675 | -4.4595 | -4.3439 | -5.2905 | -4.9016 | -4.7907 | -4.6794 | -4.2485 | -4.1205 | -4.0655
TSO | - | 30 | 2025 | Winter | Vmag, [p.u.] | 1 | 1 | 1.1 | 1.1 | 1.1 | 1.1 | 1.1 | 1.1 | 1.1 | 1.1 | 1.1 | 1.1 | 1.1 | 1.1 | 1.1 | 1.1 | 1.1 | 1.1 | 1.1 | 1.1 | 1.1 | 1.1 | 1.1 | 1.1 | 1.1 | 1.1
TSO | - | 30 | 2025 | Winter | Vang, [º] | 1 | 1 | -6.283 | -5.8435 | -5.5585 | -5.4748 | -5.4464 | -5.9285 | -9.3096 | -8.7756 | -8.8455 | -8.8085 | -8.9938 | -10.1455 | -9.1395 | -9.7371 | -8.875 | -8.3049 | -8.1158 | -9.245 | -8.7201 | -8.4712 | -8.4075 | -7.7274 | -7.3711 | -7.2312
TSO | - | 34 | 2025 | Winter | Vmag, [p.u.] | 1 | 1 | 1.0776 | 1.0758 | 1.0753 | 1.0752 | 1.075 | 1.0769 | 1.0832 | 1.0833 | 1.0827 | 1.0819 | 1.0844 | 1.0832 | 1.0832 | 1.0833 | 1.0839 | 1.0836 | 1.0823 | 1.0841 | 1.085 | 1.0835 | 1.0819 | 1.0813 | 1.08 | 1.0781
TSO | - | 34 | 2025 | Winter | Vang, [º] | 1 | 1 | -2.4355 | -2.1758 | -1.9537 | -1.8919 | -1.895 | -2.1745 | -4.7306 | -3.9095 | -3.8697 | -3.9908 | -4.2202 | -5.2079 | -4.1546 | -4.7409 | -3.9995 | -3.4876 | -3.3793 | -4.2609 | -3.8575 | -3.7756 | -3.6871 | -3.3029 | -3.1842 | -3.2185
TSO | - | 35 | 2025 | Winter | Vmag, [p.u.] | 1 | 1 | 1.0671 | 1.0653 | 1.0649 | 1.0648 | 1.0645 | 1.0659 | 1.0715 | 1.072 | 1.0711 | 1.0702 | 1.0734 | 1.0718 | 1.0718 | 1.0722 | 1.0728 | 1.0723 | 1.0707 | 1.0727 | 1.0739 | 1.0719 | 1.0699 | 1.0697 | 1.0685 | 1.0672
TSO | - | 35 | 2025 | Winter | Vang, [º] | 1 | 1 | -2.7434 | -2.465 | -2.2127 | -2.1458 | -2.1501 | -2.4988 | -5.176 | -4.4952 | -4.4581 | -4.5556 | -4.7321 | -5.7225 | -4.7123 | -5.2432 | -4.4775 | -3.9627 | -3.8533 | -4.8289 | -4.4071 | -4.3148 | -4.1995 | -3.7669 | -3.6125 | -3.5589
TSO | - | 36 | 2025 | Winter | Vmag, [p.u.] | 1 | 1 | 1.0604 | 1.0586 | 1.0583 | 1.0581 | 1.0578 | 1.0589 | 1.0639 | 1.0644 | 1.0632 | 1.0619 | 1.0656 | 1.0638 | 1.0636 | 1.0641 | 1.0649 | 1.0646 | 1.0628 | 1.0653 | 1.0665 | 1.0641 | 1.0619 | 1.0619 | 1.0611 | 1.0602
TSO | - | 36 | 2025 | Winter | Vang, [º] | 1 | 1 | -2.7053 | -2.4279 | -2.1687 | -2.1023 | -2.1115 | -2.4846 | -5.1347 | -4.5334 | -4.4837 | -4.5428 | -4.7305 | -5.6879 | -4.7278 | -5.2206 | -4.4741 | -3.9668 | -3.8445 | -4.8585 | -4.4473 | -4.3521 | -4.2164 | -3.7756 | -3.6197 | -3.5152
TSO | - | 42 | 2025 | Winter | Vmag, [p.u.] | 1 | 1 | 1.0114 | 1.005 | 1.0039 | 1.004 | 1.0027 | 1.0036 | 1.0218 | 1.0284 | 1.0309 | 1.0216 | 1.0341 | 1.0275 | 1.0253 | 1.0246 | 1.0245 | 1.0228 | 1.0168 | 1.0331 | 1.0321 | 1.0254 | 1.0173 | 1.0148 | 1.012 | 1.0092
TSO | - | 42 | 2025 | Winter | Vang, [º] | 1 | 1 | -3.2576 | -2.9869 | -2.7789 | -2.7205 | -2.6992 | -3.2878 | -4.6546 | -4.5941 | -4.5813 | -4.5613 | -4.5644 | -4.9628 | -4.6046 | -4.7417 | -4.3905 | -4.0936 | -4.0782 | -4.8071 | -4.608 | -4.5959 | -4.5498 | -4.2609 | -4.1285 | -3.8281
TSO | - | 55 | 2025 | Winter | Vmag, [p.u.] | 1 | 1 | 1.0297 | 1.0249 | 1.0238 | 1.024 | 1.0231 | 1.0252 | 1.0388 | 1.0427 | 1.0432 | 1.0365 | 1.0447 | 1.0404 | 1.0391 | 1.0387 | 1.039 | 1.0374 | 1.0331 | 1.0445 | 1.044 | 1.0394 | 1.0338 | 1.0321 | 1.0303 | 1.0281
TSO | - | 55 | 2025 | Winter | Vang, [º] | 1 | 1 | -3.2461 | -2.9703 | -2.7607 | -2.6885 | -2.6766 | -3.0325 | -4.843 | -4.6263 | -4.685 | -4.7563 | -4.8408 | -5.418 | -4.8678 | -5.1485 | -4.6504 | -4.2986 | -4.2081 | -4.9855 | -4.7403 | -4.6751 | -4.5874 | -4.2551 | -4.0899 | -3.8855
TSO | - | 68 | 2025 | Winter | Vmag, [p.u.] | 1 | 1 | 1.0301 | 1.0269 | 1.0271 | 1.027 | 1.0262 | 1.0224 | 1.0308 | 1.0338 | 1.0359 | 1.0323 | 1.0407 | 1.0361 | 1.035 | 1.035 | 1.0361 | 1.0359 | 1.0325 | 1.0408 | 1.0414 | 1.0365 | 1.0318 | 1.0308 | 1.0294 | 1.0286
TSO | - | 68 | 2025 | Winter | Vang, [º] | 1 | 1 | -3.7788 | -3.4561 | -3.1784 | -3.1307 | -3.1074 | -4.1627 | -6.2485 | -5.9724 | -5.7205 | -5.5169 | -5.5858 | -6.2619 | -5.6377 | -5.9206 | -5.3693 | -4.9115 | -4.8365 | -5.8148 | -5.469 | -5.437 | -5.3393 | -4.9286 | -4.8219 | -4.5454
TSO | - | 72 | 2025 | Winter | Vmag, [p.u.] | 1 | 1 | 1.0006 | 0.9904 | 0.98767 | 0.98786 | 0.9861 | 0.99145 | 1.0215 | 1.0322 | 1.0361 | 1.023 | 1.0371 | 1.0297 | 1.0266 | 1.0251 | 1.0235 | 1.019 | 1.0105 | 1.0359 | 1.0334 | 1.0257 | 1.0148 | 1.0098 | 1.0051 | 0.9993
TSO | - | 72 | 2025 | Winter | Vang, [º] | 1 | 1 | -1.8264 | -1.6227 | -1.5157 | -1.4628 | -1.4343 | -1.6045 | -2.2411 | -2.3365 | -2.4953 | -2.5837 | -2.5728 | -2.6947 | -2.5586 | -2.6161 | -2.4524 | -2.3193 | -2.3364 | -2.7358 | -2.6582 | -2.6539 | -2.6485 | -2.4929 | -2.3599 | -2.1498
TSO | - | 103 | 2025 | Winter | Vmag, [p.u.] | 1 | 1 | 1.0078 | 0.99869 | 0.99601 | 0.99648 | 0.99467 | 0.9997 | 1.027 | 1.0355 | 1.0382 | 1.0256 | 1.0394 | 1.0329 | 1.0297 | 1.0286 | 1.0273 | 1.0235 | 1.0158 | 1.038 | 1.0352 | 1.0282 | 1.0187 | 1.0144 | 1.0107 | 1.0054
TSO | - | 103 | 2025 | Winter | Vang, [º] | 1 | 1 | -1.9164 | -1.7072 | -1.6035 | -1.5334 | -1.5234 | -1.6747 | -2.3425 | -2.4102 | -2.6092 | -2.7498 | -2.7152 | -2.8523 | -2.6917 | -2.7524 | -2.5927 | -2.4185 | -2.419 | -2.8088 | -2.74 | -2.7195 | -2.6764 | -2.5381 | -2.4023 | -2.201
TSO | - | 1 | 2025 | Winter | Vmag, [p.u.] | 1 | 2 | 1.0481 | 1.0465 | 1.0464 | 1.0464 | 1.046 | 1.0461 | 1.0504 | 1.0508 | 1.0495 | 1.0473 | 1.0516 | 1.0493 | 1.049 | 1.0493 | 1.0506 | 1.0505 | 1.0487 | 1.0521 | 1.0533 | 1.0503 | 1.0479 | 1.0479 | 1.0475 | 1.0474
TSO | - | 1 | 2025 | Winter | Vang, [º] | 1 | 2 | -3.9409 | -3.607 | -3.327 | -3.2523 | -3.2467 | -3.7695 | -6.3607 | -5.9059 | -5.8472 | -5.8302 | -6.0258 | -6.9181 | -6.0686 | -6.4999 | -5.7661 | -5.2737 | -5.1228 | -6.2035 | -5.8142 | -5.7065 | -5.556 | -5.0915 | -4.9334 | -4.7459
TSO | - | 2 | 2025 | Winter | Vmag, [p.u.] | 1 | 2 | 0.90001 | 0.90001 | 0.90001 | 0.90001 | 0.90001 | 0.90001 | 0.90001 | 0.90001 | 0.90002 | 0.90001 | 0.90002 | 0.90001 | 0.90001 | 0.90001 | 0.90001 | 0.90001 | 0.90001 | 0.90001 | 0.90001 | 0.90001 | 0.90001 | 0.90001 | 0.90001 | 0.90001
TSO | - | 2 | 2025 | Winter | Vang, [º] | 1 | 2 | -8.0847 | -7.5417 | -7.0304 | -6.904 | -6.8424 | -7.5999 | -10.9126 | -10.8764 | -11.219 | -11.2915 | -11.3132 | -12.2437 | -11.4361 | -11.8798 | -10.8857 | -10.2631 | -10.2044 | -11.9209 | -11.4109 | -11.1538 | -10.9806 | -10.1385 | -9.7371 | -9.2519
TSO | - | 3 | 2025 | Winter | Vmag, [p.u.] | 1 | 2 | 1.0765 | 1.0743 | 1.0736 | 1.0735 | 1.0734 | 1.0762 | 1.084 | 1.0845 | 1.0842 | 1.0836 | 1.0854 | 1.0847 | 1.0846 | 1.0846 | 1.0849 | 1.0845 | 1.0835 | 1.0849 | 1.0855 | 1.0844 | 1.0833 | 1.0819 | 1.08 | 1.0772
TSO | - | 3 | 2025 | Winter | Vang, [º] | 1 | 2 | -2.509 | -2.2738 | -2.0795 | -2.0299 | -2.0296 | -2.2052 | -4.6683 | -3.6836 | -3.6619 | -3.8375 | -4.0973 | -5.1121 | -3.9979 | -4.6336 | -3.9004 | -3.3766 | -3.2652 | -4.0535 | -3.6593 | -3.6012 | -3.5399 | -3.2162 | -3.1204 | -3.2651
TSO | - | 4 | 2025 | Winter | Vmag, [p.u.] | 1 | 2 | 1.0074 | 0.99821 | 0.99555 | 0.99603 | 0.99419 | 0.99927 | 1.0271 | 1.0359 | 1.0389 | 1.0264 | 1.04 | 1.0335 | 1.0303 | 1.0292 | 1.0277 | 1.0237 | 1.0159 | 1.0384 | 1.0355 | 1.0286 | 1.019 | 1.0146 | 1.0107 | 1.0053
TSO | - | 4 | 2025 | Winter | Vang, [º] | 1 | 2 | -1.9109 | -1.7058 | -1.6 | -1.5347 | -1.5266 | -1.6687 | -2.327 | -2.3758 | -2.5653 | -2.7071 | -2.6751 | -2.8111 | -2.6551 | -2.7189 | -2.5614 | -2.3956 | -2.3975 | -2.7802 | -2.7104 | -2.6932 | -2.6549 | -2.5158 | -2.3905 | -2.1959
TSO | - | 5 | 2025 | Winter | Vmag, [p.u.] | 1 | 2 | 1.0306 | 1.0274 | 1.0276 | 1.0275 | 1.0267 | 1.023 | 1.0314 | 1.0344 | 1.0365 | 1.0329 | 1.0413 | 1.0367 | 1.0357 | 1.0356 | 1.0367 | 1.0364 | 1.033 | 1.0413 | 1.0419 | 1.0371 | 1.0323 | 1.0313 | 1.0299 | 1.0291
TSO | - | 5 | 2025 | Winter | Vang, [º] | 1 | 2 | -3.7265 | -3.4052 | -3.1295 | -3.078 | -3.0574 | -4.1134 | -6.1936 | -5.9196 | -5.6696 | -5.4608 | -5.5302 | -6.207 | -5.5838 | -5.8661 | -5.314 | -4.8615 | -4.7834 | -5.7595 | -5.4205 | -5.3835 | -5.2878 | -4.8817 | -4.7701 | -4.4925
TSO | - | 7 | 2025 | Winter | Vmag, [p.u.] | 1 | 2 | 1.0898 | 1.087 | 1.0854 | 1.0857 | 1.0856 | 1.0895 | 1.1 | 1.1 | 1.1 | 1.1 | 1.1 | 1.1 | 1.1 | 1.1 | 1.1 | 1.1 | 1.0998 | 1.1 | 1.1 | 1.0998 | 1.1 | 1.0973 | 1.0952 | 1.091
TSO | - | 7 | 2025 | Winter | Vang, [º] | 1 | 2 | -1.5849 | -1.426 | -1.3477 | -1.2647 | -1.2731 | -1.3247 | -3.4358 | -2.2177 | -2.1728 | -2.3809 | -2.7189 | -3.6879 | -2.5448 | -3.2797 | -2.5813 | -2.1113 | -2.0388 | -2.6136 | -2.2754 | -2.2722 | -2.2751 | -2.1246 | -2.0169 | -2.274
TSO | - | 8 | 2025 | Winter | Vmag, [p.u.] | 1 | 2 | 0.90028 | 0.90027 | 0.9003 | 0.90033 | 0.90038 | 0.90034 | 0.90021 | 0.90022 | 0.90018 | 0.90018 | 0.90015 | 0.90013 | 0.90015 | 0.90015 | 0.90017 | 0.90018 | 0.90015 | 0.90012 | 0.9001 | 0.90012 | 0.90012 | 0.90014 | 0.90015 | 0.90019
TSO | - | 8 | 2025 | Winter | Vang, [º] | 1 | 2 | -0.75915 | -0.7856 | -0.75188 | -0.71771 | -0.67459 | -0.70446 | -0.89068 | -0.80753 | -0.87416 | -0.87722 | -0.99249 | -1.1228 | -1.028 | -1.0363 | -0.96383 | -0.92227 | -0.96113 | -1.0355 | -1.0363 | -1.0158 | -1.053 | -1.0087 | -0.99158 | -0.88739
TSO | - | 9 | 2025 | Winter | Vmag, [p.u.] | 1 | 2 | 1.0811 | 1.0784 | 1.0769 | 1.0771 | 1.077 | 1.081 | 1.0918 | 1.0929 | 1.093 | 1.0923 | 1.0931 | 1.093 | 1.0928 | 1.0923 | 1.0923 | 1.0919 | 1.0913 | 1.093 | 1.0932 | 1.0924 | 1.0917 | 1.0891 | 1.0866 | 1.0823
TSO | - | 9 | 2025 | Winter | Vang, [º] | 1 | 2 | -2.0665 | -1.8924 | -1.7786 | -1.7185 | -1.7305 | -1.78 | -3.9158 | -2.7145 | -2.6351 | -2.8683 | -3.219 | -4.1856 | -3.0399 | -3.7681 | -3.0696 | -2.5861 | -2.4896 | -3.1118 | -2.742 | -2.7097 | -2.6934 | -2.5161 | -2.4927 | -2.7561
TSO | - | 10 | 2025 | Winter | Vmag, [p.u.] | 1 | 2 | 1.0386 | 1.0324 | 1.0301 | 1.0316 | 1.0298 | 1.0343 | 1.0548 | 1.0612 | 1.0623 | 1.0542 | 1.0627 | 1.059 | 1.0575 | 1.0565 | 1.0553 | 1.0519 | 1.0475 | 1.0609 | 1.0589 | 1.0543 | 1.0494 | 1.0465 | 1.0427 | 1.0368
TSO | - | 10 | 2025 | Winter | Vang, [º] | 1 | 2 | -2.2796 | -2.0771 | -1.9327 | -1.8761 | -1.8346 | -1.9346 | -3.2786 | -2.8232 | -3.0385 | -3.2958 | -3.4066 | -3.9097 | -3.3399 | -3.6725 | -3.2982 | -2.9748 | -2.9297 | -3.481 | -3.0985 | -3.0653 | -3.0858 | -2.8991 | -2.7814 | -2.7171
TSO | - | 11 | 2025 | Winter | Vmag, [p.u.] | 1 | 2 | 0.90021 | 0.90023 | 0.90025 | 0.90026 | 0.90032 | 0.90032 | 0.90036 | 0.90019 | 0.90017 | 0.90019 | 0.90016 | 0.90018 | 0.90016 | 0.90017 | 0.90019 | 0.90015 | 0.90011 | 0.90009 | 0.90007 | 0.90008 | 0.90007 | 0.90008 | 0.9001 | 0.90013
TSO | - | 11 | 2025 | Winter | Vang, [º] | 1 | 2 | 0.17901 | 0.17644 | 0.1703 | 0.16905 | 0.15259 | 0.15122 | 0.13914 | 0.17889 | 0.19046 | 0.18006 | 0.19607 | 0.19405 | 0.2091 | 0.19846 | 0.19169 | 0.2095 | 0.22983 | 0.24642 | 0.24879 | 0.25574 | 0.28436 | 0.2688 | 0.25495 | 0.21879
TSO | - | 12 | 2025 | Winter | Vmag, [p.u.] | 1 | 2 | 0.99976 | 0.98938 | 0.98659 | 0.98677 | 0.98505 | 0.99049 | 1.0207 | 1.0314 | 1.0353 | 1.0221 | 1.0364 | 1.0288 | 1.0256 | 1.0241 | 1.0225 | 1.0181 | 1.0095 | 1.0349 | 1.0324 | 1.0247 | 1.0138 | 1.0089 | 1.0041 | 0.99825
TSO | - | 12 | 2025 | Winter | Vang, [º] | 1 | 2 | -2.1281 | -1.9328 | -1.816 | -1.758 | -1.7012 | -1.8669 | -2.4789 | -2.6123 | -2.7892 | -2.8661 | -2.8855 | -3.0196 | -2.8972 | -2.9412 | -2.7648 | -2.6585 | -2.7129 | -3.1166 | -3.0462 | -3.0535 | -3.1013 | -2.9278 | -2.7806 | -2.5141
TSO | - | 13 | 2025 | Winter | Vmag, [p.u.] | 1 | 2 | 0.90021 | 0.90023 | 0.90025 | 0.90026 | 0.90032 | 0.90032 | 0.90036 | 0.90019 | 0.90017 | 0.90019 | 0.90016 | 0.90018 | 0.90016 | 0.90017 | 0.90019 | 0.90015 | 0.90011 | 0.90009 | 0.90007 | 0.90008 | 0.90007 | 0.90008 | 0.9001 | 0.90013
TSO | - | 13 | 2025 | Winter | Vang, [º] | 1 | 2 | -2.7288e-07 | -2.7058e-07 | -2.7476e-07 | -2.7644e-07 | -2.7524e-07 | -2.7019e-07 | -3.9929e-07 | -4.6126e-07 | -4.6475e-07 | -4.4596e-07 | -4.4382e-07 | -3.9854e-07 | -4.3672e-07 | -4.0442e-07 | -4.3865e-07 | -4.6807e-07 | -4.2021e-07 | -4.4295e-07 | -4.6747e-07 | -4.2786e-07 | -4.4798e-07 | -3.0608e-07 | -2.8405e-07 | -2.7125e-07
TSO | - | 14 | 2025 | Winter | Vmag, [p.u.] | 1 | 2 | 0.90027 | 0.90026 | 0.90029 | 0.90033 | 0.90037 | 0.90033 | 0.9002 | 0.90022 | 0.90018 | 0.90018 | 0.90014 | 0.90012 | 0.90015 | 0.90015 | 0.90017 | 0.90018 | 0.90015 | 0.90012 | 0.9001 | 0.90011 | 0.90011 | 0.90013 | 0.90014 | 0.90018
TSO | - | 14 | 2025 | Winter | Vang, [º] | 1 | 2 | -0.72784 | -0.7532 | -0.72087 | -0.68811 | -0.64677 | -0.6754 | -0.85394 | -0.77422 | -0.83811 | -0.84104 | -0.95156 | -1.0765 | -0.98562 | -0.99352 | -0.92408 | -0.88423 | -0.92149 | -0.99284 | -0.99357 | -0.97391 | -1.0095 | -0.96711 | -0.95068 | -0.85079
TSO | - | 15 | 2025 | Winter | Vmag, [p.u.] | 1 | 2 | 1.0086 | 0.99893 | 0.99615 | 0.99664 | 0.99484 | 1.0001 | 1.0295 | 1.0391 | 1.0426 | 1.0306 | 1.0439 | 1.0374 | 1.0342 | 1.033 | 1.0312 | 1.0267 | 1.0189 | 1.0423 | 1.0395 | 1.0324 | 1.0227 | 1.018 | 1.0133 | 1.0074
TSO | - | 15 | 2025 | Winter | Vang, [º] | 1 | 2 | -1.4711 | -1.3092 | -1.2236 | -1.1738 | -1.1642 | -1.275 | -1.8548 | -1.8641 | -2.0136 | -2.126 | -2.1137 | -2.2449 | -2.0931 | -2.1611 | -2.0202 | -1.8777 | -1.8696 | -2.188 | -2.1134 | -2.096 | -2.0661 | -1.9507 | -1.8505 | -1.7075
TSO | - | 16 | 2025 | Winter | Vmag, [p.u.] | 1 | 2 | 1.0774 | 1.0758 | 1.075 | 1.0748 | 1.0747 | 1.0774 | 1.0849 | 1.0846 | 1.0841 | 1.0839 | 1.0854 | 1.0848 | 1.0851 | 1.0848 | 1.0855 | 1.0852 | 1.0844 | 1.0856 | 1.0862 | 1.0854 | 1.0845 | 1.0834 | 1.0817 | 1.0788
TSO | - | 16 | 2025 | Winter | Vang, [º] | 1 | 2 | -2.6119 | -2.4126 | -2.2485 | -2.1845 | -2.2 | -2.3647 | -4.76 | -3.7263 | -3.6744 | -3.8442 | -4.1429 | -5.1228 | -3.9823 | -4.6731 | -3.9371 | -3.4402 | -3.3472 | -4.0991 | -3.6937 | -3.6372 | -3.5926 | -3.2835 | -3.2145 | -3.3689
TSO | - | 17 | 2025 | Winter | Vmag, [p.u.] | 1 | 2 | 1.0774 | 1.0757 | 1.0751 | 1.0749 | 1.0748 | 1.0772 | 1.0842 | 1.084 | 1.0834 | 1.083 | 1.0849 | 1.0841 | 1.0843 | 1.0841 | 1.0849 | 1.0845 | 1.0835 | 1.0848 | 1.0856 | 1.0846 | 1.0835 | 1.0826 | 1.081 | 1.0785
TSO | - | 17 | 2025 | Winter | Vang, [º] | 1 | 2 | -2.6155 | -2.3971 | -2.2097 | -2.1477 | -2.1594 | -2.363 | -4.8136 | -3.8493 | -3.8008 | -3.9588 | -4.2281 | -5.2129 | -4.0957 | -4.7536 | -4.018 | -3.5189 | -3.4267 | -4.2231 | -3.8134 | -3.7534 | -3.6964 | -3.355 | -3.2671 | -3.3861
TSO | - | 18 | 2025 | Winter | Vmag, [p.u.] | 1 | 2 | 1.0083 | 0.99892 | 0.99619 | 0.99667 | 0.99486 | 1 | 1.0283 | 1.0373 | 1.0405 | 1.0282 | 1.0417 | 1.0352 | 1.032 | 1.0309 | 1.0293 | 1.0252 | 1.0174 | 1.0402 | 1.0374 | 1.0304 | 1.0207 | 1.0163 | 1.0121 | 1.0065
TSO | - | 18 | 2025 | Winter | Vang, [º] | 1 | 2 | -1.7007 | -1.5154 | -1.4206 | -1.3606 | -1.3509 | -1.4814 | -2.1068 | -2.1446 | -2.3187 | -2.4465 | -2.4244 | -2.558 | -2.4029 | -2.4675 | -2.3167 | -2.1584 | -2.1553 | -2.5092 | -2.4373 | -2.4185 | -2.3823 | -2.2526 | -2.134 | -1.9613
TSO | - | 19 | 2025 | Winter | Vmag, [p.u.] | 1 | 2 | 1.043 | 1.0431 | 1.0434 | 1.0435 | 1.0434 | 1.0433 | 1.0418 | 1.0413 | 1.0377 | 1.0388 | 1.0388 | 1.0393 | 1.0391 | 1.0397 | 1.0403 | 1.0409 | 1.042 | 1.042 | 1.0442 | 1.0414 | 1.0404 | 1.0409 | 1.0411 | 1.0432
TSO | - | 19 | 2025 | Winter | Vang, [º] | 1 | 2 | -4.9151 | -4.5558 | -4.2512 | -4.1611 | -4.1577 | -4.689 | -7.7152 | -7.2687 | -7.1524 | -6.8695 | -7.2845 | -8.3235 | -7.5032 | -7.9339 | -7.0475 | -6.5117 | -6.1622 | -7.5679 | -7.1088 | -6.966 | -6.6666 | -6.1625 | -6.0189 | -5.7949
TSO | - | 20 | 2025 | Winter | Vmag, [p.u.] | 1 | 2 | 1.0999 | 1.0999 | 1.0998 | 1.0998 | 1.0998 | 1.0998 | 1.1 | 1.0999 | 1.0999 | 1.0999 | 1.1 | 1.1 | 1.1 | 1.1 | 1.1 | 1.1 | 1.0999 | 1.1 | 1.1 | 1.1 | 1.1 | 1.1 | 1.1 | 1.0999
TSO | - | 20 | 2025 | Winter | Vang, [º] | 1 | 2 | -6.039 | -5.6839 | -5.366 | -5.2555 | -5.3474 | -5.7949 | -8.8537 | -8.1556 | -7.9124 | -7.5424 | -8.0812 | -9.2383 | -8.5173 | -9.055 | -8.1267 | -7.4608 | -7.1093 | -8.6261 | -8.1567 | -7.9784 | -7.6919 | -7.3131 | -7.1852 | -6.8801
TSO | - | 21 | 2025 | Winter | Vmag, [p.u.] | 1 | 2 | 1.1 | 1.1 | 1.0999 | 1.0999 | 1.0999 | 1.0999 | 1.1 | 1.1 | 1.1 | 1.1 | 1.1 | 1.1 | 1.1 | 1.1 | 1.1 | 1.1 | 1.1 | 1.1 | 1.1 | 1.1 | 1.1 | 1.1 | 1.1 | 1.1
TSO | - | 21 | 2025 | Winter | Vang, [º] | 1 | 2 | -6.9174 | -6.4483 | -6.017 | -5.8995 | -5.8422 | -6.5046 | -10.3884 | -10.2324 | -10.297 | -10.0452 | -10.3004 | -11.4798 | -10.7006 | -11.1409 | -9.9332 | -9.2357 | -8.9762 | -10.9094 | -10.2373 | -10.0302 | -9.689 | -8.9521 | -8.5705 | -8.1021
TSO | - | 26 | 2025 | Winter | Vmag, [p.u.] | 1 | 2 | 1.0102 | 1.0018 | 0.9994 | 0.99986 | 0.99832 | 1.0029 | 1.0282 | 1.0361 | 1.0384 | 1.0268 | 1.0395 | 1.0333 | 1.0305 | 1.0295 | 1.0284 | 1.0248 | 1.0177 | 1.0385 | 1.036 | 1.0294 | 1.0204 | 1.0166 | 1.0129 | 1.0082
TSO | - | 26 | 2025 | Winter | Vang, [º] | 1 | 2 | -2.2231 | -2.0039 | -1.8782 | -1.8115 | -1.7979 | -1.9702 | -2.8218 | -2.8223 | -3.0042 | -3.1376 | -3.1188 | -3.33 | -3.1093 | -3.2101 | -2.998 | -2.8079 | -2.7829 | -3.2172 | -3.1284 | -3.1048 | -3.071 | -2.8955 | -2.7714 | -2.5738
TSO | - | 29 | 2025 | Winter | Vmag, [p.u.] | 1 | 2 | 1.0648 | 1.0633 | 1.063 | 1.0629 | 1.0626 | 1.0637 | 1.0686 | 1.0684 | 1.0676 | 1.0665 | 1.0697 | 1.0679 | 1.0677 | 1.0679 | 1.0688 | 1.0686 | 1.0672 | 1.0696 | 1.0707 | 1.0689 | 1.0669 | 1.0668 | 1.066 | 1.0649
TSO | - | 29 | 2025 | Winter | Vang, [º] | 1 | 2 | -3.2813 | -2.9831 | -2.7349 | -2.667 | -2.6647 | -3.0389 | -5.6383 | -4.9616 | -4.9111 | -4.9703 | -5.1829 | -6.1464 | -5.1679 | -5.6975 | -4.9675 | -4.4595 | -4.3439 | -5.2905 | -4.9016 | -4.7907 | -4.6794 | -4.2485 | -4.1205 | -4.0656
TSO | - | 30 | 2025 | Winter | Vmag, [p.u.] | 1 | 2 | 1.1 | 1.1 | 1.1 | 1.1 | 1.1 | 1.1 | 1.1 | 1.1 | 1.1 | 1.1 | 1.1 | 1.1 | 1.1 | 1.1 | 1.1 | 1.1 | 1.1 | 1.1 | 1.1 | 1.1 | 1.1 | 1.1 | 1.1 | 1.1
TSO | - | 30 | 2025 | Winter | Vang, [º] | 1 | 2 | -6.283 | -5.8435 | -5.5585 | -5.4748 | -5.4464 | -5.9285 | -9.3096 | -8.7756 | -8.8455 | -8.8085 | -8.9938 | -10.1455 | -9.1395 | -9.7371 | -8.875 | -8.3049 | -8.1158 | -9.245 | -8.7201 | -8.4712 | -8.4075 | -7.7274 | -7.3711 | -7.2312
TSO | - | 34 | 2025 | Winter | Vmag, [p.u.] | 1 | 2 | 1.0776 | 1.0758 | 1.0753 | 1.0752 | 1.075 | 1.0769 | 1.0832 | 1.0833 | 1.0827 | 1.0819 | 1.0844 | 1.0832 | 1.0832 | 1.0833 | 1.0839 | 1.0836 | 1.0823 | 1.0841 | 1.085 | 1.0835 | 1.0819 | 1.0813 | 1.08 | 1.0781
TSO | - | 34 | 2025 | Winter | Vang, [º] | 1 | 2 | -2.4355 | -2.1758 | -1.9537 | -1.8919 | -1.895 | -2.1745 | -4.7307 | -3.9095 | -3.8697 | -3.9908 | -4.2202 | -5.2079 | -4.1546 | -4.7409 | -3.9995 | -3.4876 | -3.3793 | -4.2609 | -3.8575 | -3.7756 | -3.6871 | -3.3029 | -3.1842 | -3.2185
TSO | - | 35 | 2025 | Winter | Vmag, [p.u.] | 1 | 2 | 1.0671 | 1.0653 | 1.0649 | 1.0648 | 1.0645 | 1.0659 | 1.0715 | 1.072 | 1.0711 | 1.0702 | 1.0734 | 1.0718 | 1.0718 | 1.0722 | 1.0728 | 1.0723 | 1.0707 | 1.0727 | 1.0739 | 1.0719 | 1.0699 | 1.0697 | 1.0685 | 1.0672
TSO | - | 35 | 2025 | Winter | Vang, [º] | 1 | 2 | -2.7434 | -2.465 | -2.2127 | -2.1458 | -2.1501 | -2.4988 | -5.176 | -4.4952 | -4.4581 | -4.5556 | -4.7321 | -5.7225 | -4.7123 | -5.2432 | -4.4776 | -3.9627 | -3.8532 | -4.8289 | -4.4071 | -4.3148 | -4.1995 | -3.7669 | -3.6125 | -3.5589
TSO | - | 36 | 2025 | Winter | Vmag, [p.u.] | 1 | 2 | 1.0604 | 1.0586 | 1.0583 | 1.0581 | 1.0578 | 1.0589 | 1.0639 | 1.0644 | 1.0632 | 1.0619 | 1.0656 | 1.0638 | 1.0636 | 1.0641 | 1.0649 | 1.0646 | 1.0628 | 1.0653 | 1.0665 | 1.0641 | 1.0619 | 1.0619 | 1.0611 | 1.0602
TSO | - | 36 | 2025 | Winter | Vang, [º] | 1 | 2 | -2.7053 | -2.4279 | -2.1687 | -2.1023 | -2.1115 | -2.4846 | -5.1347 | -4.5334 | -4.4837 | -4.5428 | -4.7305 | -5.6879 | -4.7278 | -5.2206 | -4.4742 | -3.9668 | -3.8445 | -4.8585 | -4.4473 | -4.3521 | -4.2164 | -3.7756 | -3.6197 | -3.5152
TSO | - | 42 | 2025 | Winter | Vmag, [p.u.] | 1 | 2 | 1.0114 | 1.005 | 1.0039 | 1.004 | 1.0027 | 1.0036 | 1.0218 | 1.0284 | 1.0309 | 1.0216 | 1.0341 | 1.0275 | 1.0253 | 1.0246 | 1.0245 | 1.0228 | 1.0168 | 1.0331 | 1.0321 | 1.0254 | 1.0173 | 1.0148 | 1.012 | 1.0092
TSO | - | 42 | 2025 | Winter | Vang, [º] | 1 | 2 | -3.2576 | -2.9869 | -2.7789 | -2.7205 | -2.6992 | -3.2877 | -4.6546 | -4.5941 | -4.5813 | -4.5613 | -4.5644 | -4.9628 | -4.6046 | -4.7417 | -4.3905 | -4.0936 | -4.0782 | -4.8071 | -4.608 | -4.5959 | -4.5498 | -4.2609 | -4.1285 | -3.8281
TSO | - | 55 | 2025 | Winter | Vmag, [p.u.] | 1 | 2 | 1.0297 | 1.0249 | 1.0238 | 1.024 | 1.0231 | 1.0252 | 1.0388 | 1.0427 | 1.0432 | 1.0365 | 1.0447 | 1.0404 | 1.0391 | 1.0387 | 1.039 | 1.0374 | 1.0331 | 1.0445 | 1.044 | 1.0394 | 1.0338 | 1.0321 | 1.0303 | 1.0281
TSO | - | 55 | 2025 | Winter | Vang, [º] | 1 | 2 | -3.2461 | -2.9703 | -2.7607 | -2.6885 | -2.6766 | -3.0325 | -4.8431 | -4.6263 | -4.685 | -4.7563 | -4.8408 | -5.418 | -4.8678 | -5.1485 | -4.6505 | -4.2986 | -4.2081 | -4.9855 | -4.7403 | -4.6751 | -4.5874 | -4.2551 | -4.0899 | -3.8855
TSO | - | 68 | 2025 | Winter | Vmag, [p.u.] | 1 | 2 | 1.0301 | 1.0269 | 1.0271 | 1.027 | 1.0262 | 1.0224 | 1.0308 | 1.0338 | 1.0359 | 1.0323 | 1.0407 | 1.0361 | 1.035 | 1.035 | 1.0361 | 1.0359 | 1.0325 | 1.0408 | 1.0414 | 1.0365 | 1.0318 | 1.0308 | 1.0294 | 1.0286
TSO | - | 68 | 2025 | Winter | Vang, [º] | 1 | 2 | -3.7788 | -3.4561 | -3.1784 | -3.1307 | -3.1074 | -4.1627 | -6.2485 | -5.9724 | -5.7205 | -5.5169 | -5.5858 | -6.2619 | -5.6377 | -5.9206 | -5.3693 | -4.9115 | -4.8365 | -5.8148 | -5.469 | -5.437 | -5.3393 | -4.9286 | -4.8219 | -4.5454
TSO | - | 72 | 2025 | Winter | Vmag, [p.u.] | 1 | 2 | 1.0006 | 0.9904 | 0.98767 | 0.98786 | 0.9861 | 0.99145 | 1.0215 | 1.0322 | 1.0361 | 1.023 | 1.0371 | 1.0297 | 1.0266 | 1.0251 | 1.0235 | 1.019 | 1.0105 | 1.0359 | 1.0334 | 1.0257 | 1.0148 | 1.0098 | 1.0051 | 0.9993
TSO | - | 72 | 2025 | Winter | Vang, [º] | 1 | 2 | -1.8264 | -1.6227 | -1.5157 | -1.4628 | -1.4343 | -1.6045 | -2.2411 | -2.3365 | -2.4953 | -2.5837 | -2.5728 | -2.6947 | -2.5586 | -2.6161 | -2.4524 | -2.3193 | -2.3364 | -2.7358 | -2.6582 | -2.6539 | -2.6485 | -2.4929 | -2.3599 | -2.1498
TSO | - | 103 | 2025 | Winter | Vmag, [p.u.] | 1 | 2 | 1.0078 | 0.99869 | 0.99601 | 0.99648 | 0.99467 | 0.9997 | 1.027 | 1.0355 | 1.0382 | 1.0256 | 1.0394 | 1.0329 | 1.0297 | 1.0286 | 1.0273 | 1.0235 | 1.0158 | 1.038 | 1.0352 | 1.0282 | 1.0187 | 1.0144 | 1.0107 | 1.0054
TSO | - | 103 | 2025 | Winter | Vang, [º] | 1 | 2 | -1.9164 | -1.7072 | -1.6035 | -1.5334 | -1.5234 | -1.6747 | -2.3425 | -2.4102 | -2.6092 | -2.7498 | -2.7151 | -2.8523 | -2.6917 | -2.7524 | -2.5927 | -2.4185 | -2.419 | -2.8088 | -2.74 | -2.7195 | -2.6764 | -2.5381 | -2.4023 | -2.201
TSO | - | 1 | 2025 | Winter | Vmag, [p.u.] | 2 | 0 | 1.0483 | 1.0468 | 1.0464 | 1.0464 | 1.0459 | 1.0459 | 1.0516 | 1.0515 | 1.0537 | 1.0518 | 1.0523 | 1.0506 | 1.0503 | 1.0501 | 1.0509 | 1.05 | 1.048 | 1.0512 | 1.049 | 1.0508 | 1.0501 | 1.0486 | 1.0477 | 1.0467
TSO | - | 1 | 2025 | Winter | Vang, [º] | 2 | 0 | -3.9454 | -3.6129 | -3.3275 | -3.2519 | -3.2476 | -3.7644 | -6.3079 | -5.8764 | -5.7529 | -5.6957 | -5.996 | -6.8593 | -6.0173 | -6.4681 | -5.7546 | -5.2825 | -5.1181 | -6.2395 | -5.9094 | -5.6921 | -5.5219 | -5.0948 | -4.9352 | -4.7802
TSO | - | 2 | 2025 | Winter | Vmag, [p.u.] | 2 | 0 | 0.90001 | 0.90001 | 0.90001 | 0.90001 | 0.90001 | 0.90001 | 0.90001 | 0.90002 | 0.90003 | 0.90001 | 0.90002 | 0.90001 | 0.90001 | 0.90001 | 0.90001 | 0.90001 | 0.90001 | 0.90001 | 0.90001 | 0.90001 | 0.90001 | 0.90001 | 0.90001 | 0.90001
TSO | - | 2 | 2025 | Winter | Vang, [º] | 2 | 0 | -8.0892 | -7.5476 | -7.0309 | -6.9037 | -6.8433 | -7.5948 | -10.8597 | -10.8469 | -11.1245 | -11.1551 | -11.2834 | -12.1849 | -11.3848 | -11.8481 | -10.8743 | -10.2719 | -10.1997 | -11.9569 | -11.5081 | -11.1394 | -10.9466 | -10.1418 | -9.739 | -9.2861
TSO | - | 3 | 2025 | Winter | Vmag, [p.u.] | 2 | 0 | 1.0765 | 1.0742 | 1.0736 | 1.0735 | 1.0734 | 1.0763 | 1.0844 | 1.0848 | 1.0859 | 1.0853 | 1.0857 | 1.0851 | 1.0851 | 1.0849 | 1.085 | 1.0843 | 1.0833 | 1.0846 | 1.0839 | 1.0843 | 1.0841 | 1.0822 | 1.0801 | 1.077
TSO | - | 3 | 2025 | Winter | Vang, [º] | 2 | 0 | -2.5204 | -2.2854 | -2.0772 | -2.0312 | -2.0257 | -2.1951 | -4.6102 | -3.6518 | -3.5895 | -3.7123 | -4.0648 | -5.048 | -3.9421 | -4.599 | -3.8879 | -3.3836 | -3.2483 | -4.0924 | -3.7286 | -3.5905 | -3.5258 | -3.2329 | -3.1276 | -3.3022
TSO | - | 4 | 2025 | Winter | Vmag, [p.u.] | 2 | 0 | 1.008 | 0.99873 | 0.99541 | 0.9961 | 0.99396 | 0.9988 | 1.0295 | 1.0372 | 1.047 | 1.035 | 1.0413 | 1.0361 | 1.0326 | 1.0305 | 1.0282 | 1.0229 | 1.0147 | 1.0368 | 1.0273 | 1.0299 | 1.0234 | 1.016 | 1.0112 | 1.004
TSO | - | 4 | 2025 | Winter | Vang, [º] | 2 | 0 | -1.9102 | -1.7055 | -1.6002 | -1.5346 | -1.5269 | -1.6689 | -2.3129 | -2.3678 | -2.5294 | -2.6599 | -2.6663 | -2.7939 | -2.6399 | -2.7095 | -2.558 | -2.3992 | -2.4011 | -2.791 | -2.7501 | -2.6872 | -2.6359 | -2.5117 | -2.3891 | -2.2067
TSO | - | 5 | 2025 | Winter | Vmag, [p.u.] | 2 | 0 | 1.0311 | 1.0278 | 1.0275 | 1.0276 | 1.0265 | 1.0226 | 1.0331 | 1.0354 | 1.0422 | 1.039 | 1.0423 | 1.0386 | 1.0374 | 1.0366 | 1.037 | 1.0359 | 1.0321 | 1.0402 | 1.0361 | 1.0379 | 1.0354 | 1.0324 | 1.0303 | 1.0281
TSO | - | 5 | 2025 | Winter | Vang, [º] | 2 | 0 | -3.7281 | -3.408 | -3.1303 | -3.0776 | -3.0586 | -4.1114 | -6.1461 | -5.8931 | -5.5739 | -5.3349 | -5.5043 | -6.1559 | -5.539 | -5.8386 | -5.3041 | -4.8703 | -4.7842 | -5.7909 | -5.5165 | -5.3682 | -5.2486 | -4.8796 | -4.7697 | -4.5224
TSO | - | 7 | 2025 | Winter | Vmag, [p.u.] | 2 | 0 | 1.0897 | 1.0869 | 1.0855 | 1.0857 | 1.0857 | 1.0896 | 1.1 | 1.1 | 1.1 | 1.1 | 1.1 | 1.1 | 1.1 | 1.1 | 1.1 | 1.1 | 1.0998 | 1.1 | 1.1 | 1.0994 | 1.1 | 1.0974 | 1.0952 | 1.091
TSO | - | 7 | 2025 | Winter | Vang, [º] | 2 | 0 | -1.6005 | -1.4412 | -1.3433 | -1.267 | -1.2657 | -1.3115 | -3.3709 | -2.1824 | -2.1016 | -2.2493 | -2.6827 | -3.6168 | -2.4826 | -3.2413 | -2.5674 | -2.1183 | -2.0148 | -2.6568 | -2.3411 | -2.261 | -2.2678 | -2.1492 | -2.0272 | -2.3131
TSO | - | 8 | 2025 | Winter | Vmag, [p.u.] | 2 | 0 | 0.90027 | 0.90026 | 0.9003 | 0.90033 | 0.90038 | 0.90034 | 0.9002 | 0.90021 | 0.90016 | 0.90016 | 0.90014 | 0.90012 | 0.90015 | 0.90015 | 0.90017 | 0.90019 | 0.90016 | 0.90012 | 0.90011 | 0.90011 | 0.90011 | 0.90013 | 0.90015 | 0.9002
TSO | - | 8 | 2025 | Winter | Vang, [º] | 2 | 0 | -0.75816 | -0.78461 | -0.75212 | -0.71761 | -0.67494 | -0.70532 | -0.88564 | -0.80492 | -0.86253 | -0.86321 | -0.98953 | -1.1168 | -1.0228 | -1.0332 | -0.96272 | -0.9236 | -0.96337 | -1.0392 | -1.0512 | -1.0133 | -1.0446 | -1.0062 | -0.99057 | -0.89217
TSO | - | 9 | 2025 | Winter | Vmag, [p.u.] | 2 | 0 | 1.081 | 1.0783 | 1.077 | 1.0771 | 1.0771 | 1.081 | 1.092 | 1.093 | 1.0937 | 1.0931 | 1.0933 | 1.0932 | 1.093 | 1.0925 | 1.0924 | 1.0918 | 1.0912 | 1.0929 | 1.0924 | 1.0921 | 1.092 | 1.0892 | 1.0866 | 1.0823
TSO | - | 9 | 2025 | Winter | Vang, [º] | 2 | 0 | -2.0795 | -1.9053 | -1.7752 | -1.7203 | -1.7248 | -1.7688 | -3.8542 | -2.681 | -2.5631 | -2.7399 | -3.1846 | -4.118 | -2.9809 | -3.7315 | -3.0564 | -2.5932 | -2.4701 | -3.1528 | -2.8096 | -2.6985 | -2.6819 | -2.5359 | -2.501 | -2.7952
TSO | - | 10 | 2025 | Winter | Vmag, [p.u.] | 2 | 0 | 1.0383 | 1.0321 | 1.0302 | 1.0315 | 1.03 | 1.0345 | 1.0561 | 1.062 | 1.0668 | 1.0591 | 1.0635 | 1.0604 | 1.0587 | 1.0573 | 1.0555 | 1.0515 | 1.048 | 1.06 | 1.054 | 1.055 | 1.051 | 1.0461 | 1.0425 | 1.0375
TSO | - | 10 | 2025 | Winter | Vang, [º] | 2 | 0 | -2.2742 | -2.0731 | -1.9341 | -1.8753 | -1.8369 | -1.9382 | -3.2414 | -2.8029 | -2.9763 | -3.203 | -3.3851 | -3.867 | -3.3026 | -3.6494 | -3.2899 | -2.981 | -2.9424 | -3.5065 | -3.1577 | -3.0561 | -3.052 | -2.8865 | -2.7764 | -2.7624
TSO | - | 11 | 2025 | Winter | Vmag, [p.u.] | 2 | 0 | 0.90021 | 0.90023 | 0.90025 | 0.90026 | 0.90032 | 0.90032 | 0.90035 | 0.90019 | 0.90015 | 0.90017 | 0.90016 | 0.90017 | 0.90015 | 0.90017 | 0.90019 | 0.90015 | 0.90012 | 0.90009 | 0.90008 | 0.90008 | 0.90007 | 0.90008 | 0.90009 | 0.90014
TSO | - | 11 | 2025 | Winter | Vang, [º] | 2 | 0 | 0.17806 | 0.17556 | 0.1705 | 0.16894 | 0.15293 | 0.15197 | 0.13892 | 0.17874 | 0.18598 | 0.17688 | 0.19587 | 0.19362 | 0.2087 | 0.19822 | 0.19163 | 0.20998 | 0.23177 | 0.24665 | 0.25339 | 0.25473 | 0.28079 | 0.26685 | 0.25417 | 0.21919
TSO | - | 12 | 2025 | Winter | Vmag, [p.u.] | 2 | 0 | 1.0006 | 0.99011 | 0.98639 | 0.98687 | 0.98472 | 0.98985 | 1.0233 | 1.0329 | 1.0442 | 1.0316 | 1.0379 | 1.0316 | 1.0282 | 1.0257 | 1.0231 | 1.0172 | 1.0078 | 1.0332 | 1.0234 | 1.0263 | 1.0188 | 1.0106 | 1.0048 | 0.99641
TSO | - | 12 | 2025 | Winter | Vang, [º] | 2 | 0 | -2.1261 | -1.9314 | -1.8164 | -1.7578 | -1.7018 | -1.8682 | -2.4659 | -2.6045 | -2.7466 | -2.8163 | -2.877 | -3.0029 | -2.8824 | -2.9321 | -2.7616 | -2.6629 | -2.7193 | -3.1274 | -3.0961 | -3.0453 | -3.0743 | -2.9204 | -2.7779 | -2.5233
TSO | - | 13 | 2025 | Winter | Vmag, [p.u.] | 2 | 0 | 0.90021 | 0.90023 | 0.90025 | 0.90026 | 0.90032 | 0.90032 | 0.90035 | 0.90019 | 0.90015 | 0.90017 | 0.90016 | 0.90017 | 0.90015 | 0.90017 | 0.90019 | 0.90015 | 0.90012 | 0.90009 | 0.90008 | 0.90008 | 0.90007 | 0.90008 | 0.90009 | 0.90014
TSO | - | 13 | 2025 | Winter | Vang, [º] | 2 | 0 | -2.7312e-07 | -2.7071e-07 | -2.7471e-07 | -2.7647e-07 | -2.7515e-07 | -2.7002e-07 | -4.0561e-07 | -4.6643e-07 | -4.8717e-07 | -4.7075e-07 | -4.4848e-07 | -4.0561e-07 | -4.4459e-07 | -4.0832e-07 | -4.4035e-07 | -4.6611e-07 | -4.1742e-07 | -4.375e-07 | -4.4693e-07 | -3.8275e-07 | -4.5523e-07 | -3.0886e-07 | -2.8461e-07 | -2.7031e-07
TSO | - | 14 | 2025 | Winter | Vmag, [p.u.] | 2 | 0 | 0.90027 | 0.90026 | 0.9003 | 0.90033 | 0.90038 | 0.90034 | 0.9002 | 0.90021 | 0.90016 | 0.90016 | 0.90014 | 0.90012 | 0.90014 | 0.90014 | 0.90017 | 0.90018 | 0.90015 | 0.90012 | 0.90011 | 0.90011 | 0.90011 | 0.90013 | 0.90014 | 0.90019
TSO | - | 14 | 2025 | Winter | Vang, [º] | 2 | 0 | -0.72689 | -0.75224 | -0.7211 | -0.68801 | -0.6471 | -0.67623 | -0.84911 | -0.77172 | -0.82695 | -0.8276 | -0.94872 | -1.0707 | -0.98064 | -0.99054 | -0.92301 | -0.8855 | -0.92364 | -0.99637 | -1.0079 | -0.97148 | -1.0015 | -0.96472 | -0.94972 | -0.85537
TSO | - | 15 | 2025 | Winter | Vmag, [p.u.] | 2 | 0 | 1.0092 | 0.99942 | 0.99603 | 0.9967 | 0.99463 | 0.9997 | 1.0318 | 1.0404 | 1.0506 | 1.0391 | 1.0452 | 1.0399 | 1.0365 | 1.0344 | 1.0317 | 1.0259 | 1.0177 | 1.0407 | 1.0314 | 1.0338 | 1.027 | 1.0193 | 1.0138 | 1.0062
TSO | - | 15 | 2025 | Winter | Vang, [º] | 2 | 0 | -1.4708 | -1.3094 | -1.2237 | -1.1738 | -1.1643 | -1.2748 | -1.8429 | -1.8574 | -1.9864 | -2.0887 | -2.1064 | -2.2305 | -2.0805 | -2.1533 | -2.0174 | -1.8803 | -1.8718 | -2.1969 | -2.1431 | -2.0917 | -2.0523 | -1.9481 | -1.8496 | -1.7169
TSO | - | 16 | 2025 | Winter | Vmag, [p.u.] | 2 | 0 | 1.0774 | 1.0757 | 1.075 | 1.0747 | 1.0748 | 1.0775 | 1.0853 | 1.0848 | 1.0854 | 1.0853 | 1.0856 | 1.0852 | 1.0854 | 1.085 | 1.0856 | 1.0851 | 1.0843 | 1.0853 | 1.0849 | 1.0852 | 1.0852 | 1.0836 | 1.0817 | 1.0787
TSO | - | 16 | 2025 | Winter | Vang, [º] | 2 | 0 | -2.6238 | -2.4246 | -2.2458 | -2.1859 | -2.1955 | -2.3542 | -4.7 | -3.6936 | -3.5998 | -3.7153 | -4.1094 | -5.0567 | -3.9247 | -4.6374 | -3.9241 | -3.4474 | -3.3298 | -4.1393 | -3.7649 | -3.6261 | -3.5781 | -3.3009 | -3.2219 | -3.4071
TSO | - | 17 | 2025 | Winter | Vmag, [p.u.] | 2 | 0 | 1.0774 | 1.0757 | 1.0751 | 1.0749 | 1.0748 | 1.0772 | 1.0847 | 1.0842 | 1.085 | 1.0847 | 1.0852 | 1.0846 | 1.0847 | 1.0844 | 1.085 | 1.0844 | 1.0833 | 1.0845 | 1.0839 | 1.0845 | 1.0843 | 1.0828 | 1.0811 | 1.0783
TSO | - | 17 | 2025 | Winter | Vang, [º] | 2 | 0 | -2.6267 | -2.4085 | -2.2074 | -2.1488 | -2.1556 | -2.3531 | -4.7546 | -3.8171 | -3.7253 | -3.8303 | -4.195 | -5.1479 | -4.0391 | -4.7185 | -4.0053 | -3.5262 | -3.4104 | -4.2627 | -3.886 | -3.7422 | -3.6805 | -3.3712 | -3.274 | -3.4237
TSO | - | 18 | 2025 | Winter | Vmag, [p.u.] | 2 | 0 | 1.0089 | 0.99943 | 0.99605 | 0.99673 | 0.99463 | 0.99957 | 1.0307 | 1.0387 | 1.0485 | 1.0367 | 1.043 | 1.0378 | 1.0343 | 1.0323 | 1.0298 | 1.0243 | 1.0161 | 1.0386 | 1.0292 | 1.0318 | 1.0251 | 1.0176 | 1.0126 | 1.0052
TSO | - | 18 | 2025 | Winter | Vang, [º] | 2 | 0 | -1.7002 | -1.5154 | -1.4208 | -1.3606 | -1.3511 | -1.4814 | -2.0938 | -2.1372 | -2.2868 | -2.4038 | -2.4163 | -2.542 | -2.3888 | -2.4589 | -2.3137 | -2.1615 | -2.1581 | -2.5191 | -2.4724 | -2.4132 | -2.3658 | -2.2493 | -2.1329 | -1.9712
TSO | - | 19 | 2025 | Winter | Vmag, [p.u.] | 2 | 0 | 1.0432 | 1.0433 | 1.0433 | 1.0435 | 1.0433 | 1.0432 | 1.043 | 1.0421 | 1.042 | 1.0433 | 1.0395 | 1.0406 | 1.0403 | 1.0405 | 1.0405 | 1.0405 | 1.0413 | 1.0411 | 1.0398 | 1.0419 | 1.0427 | 1.0416 | 1.0413 | 1.0425
TSO | - | 19 | 2025 | Winter | Vang, [º] | 2 | 0 | -4.9184 | -4.5609 | -4.2519 | -4.1605 | -4.1587 | -4.6845 | -7.6583 | -7.2367 | -7.0431 | -6.7211 | -7.2524 | -8.2601 | -7.4475 | -7.8995 | -7.0352 | -6.5218 | -6.1602 | -7.6068 | -7.2196 | -6.9494 | -6.6253 | -6.1629 | -6.0196 | -5.832
TSO | - | 20 | 2025 | Winter | Vmag, [p.u.] | 2 | 0 | 1.0999 | 1.0999 | 1.0998 | 1.0998 | 1.0998 | 1.0998 | 1.1 | 1.0999 | 1.0999 | 1.0999 | 1.1 | 1.1 | 1.1 | 1.1 | 1.1 | 1.1 | 1.0999 | 1.1 | 1.1 | 1.1 | 1.1 | 1.1 | 1.1 | 1.0999
TSO | - | 20 | 2025 | Winter | Vang, [º] | 2 | 0 | -6.0422 | -5.689 | -5.3667 | -5.2549 | -5.3484 | -5.7904 | -8.7968 | -8.1236 | -7.8031 | -7.3915 | -8.0491 | -9.1748 | -8.4616 | -9.0206 | -8.1144 | -7.4708 | -7.1072 | -8.665 | -8.2701 | -7.9618 | -7.6506 | -7.3135 | -7.1859 | -6.9173
TSO | - | 21 | 2025 | Winter | Vmag, [p.u.] | 2 | 0 | 1.1 | 1.1 | 1.0999 | 1.0999 | 1.0999 | 1.0999 | 1.1 | 1.1 | 1.1 | 1.1 | 1.1 | 1.1 | 1.1 | 1.1 | 1.1 | 1.1 | 1.1 | 1.1 | 1.1 | 1.1 | 1.1 | 1.1 | 1.1 | 1.1
TSO | - | 21 | 2025 | Winter | Vang, [º] | 2 | 0 | -6.9207 | -6.4534 | -6.0177 | -5.8988 | -5.8432 | -6.5001 | -10.3315 | -10.2004 | -10.1877 | -9.8942 | -10.2683 | -11.4163 | -10.6449 | -11.1065 | -9.9209 | -9.2458 | -8.9741 | -10.9483 | -10.3507 | -10.0136 | -9.6477 | -8.9525 | -8.5712 | -8.1392
TSO | - | 26 | 2025 | Winter | Vmag, [p.u.] | 2 | 0 | 1.0108 | 1.0022 | 0.99927 | 0.99992 | 0.99811 | 1.0025 | 1.0305 | 1.0374 | 1.0461 | 1.035 | 1.0408 | 1.0358 | 1.0327 | 1.0308 | 1.0289 | 1.024 | 1.0165 | 1.037 | 1.0281 | 1.0307 | 1.0246 | 1.0178 | 1.0134 | 1.0069
TSO | - | 26 | 2025 | Winter | Vang, [º] | 2 | 0 | -2.2227 | -2.0041 | -1.8785 | -1.8114 | -1.7983 | -1.97 | -2.8033 | -2.8119 | -2.9604 | -3.0792 | -3.1076 | -3.308 | -3.0899 | -3.1982 | -2.9938 | -2.8122 | -2.786 | -3.2308 | -3.176 | -3.0975 | -3.0492 | -2.8918 | -2.7701 | -2.5871
TSO | - | 29 | 2025 | Winter | Vmag, [p.u.] | 2 | 0 | 1.0649 | 1.0634 | 1.063 | 1.0629 | 1.0626 | 1.0636 | 1.0695 | 1.0689 | 1.0706 | 1.0698 | 1.0702 | 1.0688 | 1.0686 | 1.0684 | 1.069 | 1.0683 | 1.0667 | 1.069 | 1.0675 | 1.0691 | 1.0686 | 1.0673 | 1.0662 | 1.0644
TSO | - | 29 | 2025 | Winter | Vang, [º] | 2 | 0 | -3.2887 | -2.9914 | -2.7344 | -2.6672 | -2.6638 | -3.0316 | -5.5826 | -4.9309 | -4.8255 | -4.8385 | -5.1516 | -6.0847 | -5.1143 | -5.6643 | -4.9555 | -4.4675 | -4.334 | -5.3282 | -4.9866 | -4.7776 | -4.6535 | -4.2574 | -4.1246 | -4.1016
TSO | - | 30 | 2025 | Winter | Vmag, [p.u.] | 2 | 0 | 1.1 | 1.1 | 1.1 | 1.1 | 1.1 | 1.1 | 1.1 | 1.1 | 1.1 | 1.1 | 1.1 | 1.1 | 1.1 | 1.1 | 1.1 | 1.1 | 1.1 | 1.1 | 1.1 | 1.1 | 1.1 | 1.1 | 1.1 | 1.1
TSO | - | 30 | 2025 | Winter | Vang, [º] | 2 | 0 | -6.2903 | -5.8518 | -5.558 | -5.475 | -5.4454 | -5.9212 | -9.254 | -8.7449 | -8.76 | -8.6743 | -8.9625 | -10.0839 | -9.0859 | -9.7039 | -8.863 | -8.3129 | -8.106 | -9.2827 | -8.8076 | -8.4581 | -8.3817 | -7.7363 | -7.3752 | -7.2672
TSO | - | 34 | 2025 | Winter | Vmag, [p.u.] | 2 | 0 | 1.0777 | 1.0759 | 1.0753 | 1.0752 | 1.075 | 1.0769 | 1.0838 | 1.0837 | 1.0849 | 1.0844 | 1.0848 | 1.0839 | 1.0839 | 1.0837 | 1.0841 | 1.0834 | 1.082 | 1.0836 | 1.0827 | 1.0836 | 1.0832 | 1.0817 | 1.0801 | 1.0778
TSO | - | 34 | 2025 | Winter | Vang, [º] | 2 | 0 | -2.4451 | -2.1859 | -1.9525 | -1.8925 | -1.8929 | -2.1657 | -4.6742 | -3.8785 | -3.7928 | -3.8643 | -4.1886 | -5.1455 | -4.1004 | -4.7073 | -3.9873 | -3.4949 | -3.3655 | -4.2989 | -3.9325 | -3.7638 | -3.6684 | -3.3162 | -3.19 | -3.2548
TSO | - | 35 | 2025 | Winter | Vmag, [p.u.] | 2 | 0 | 1.0673 | 1.0654 | 1.0649 | 1.0648 | 1.0645 | 1.0658 | 1.0723 | 1.0725 | 1.0739 | 1.0733 | 1.0738 | 1.0727 | 1.0726 | 1.0726 | 1.073 | 1.072 | 1.0703 | 1.0722 | 1.071 | 1.0721 | 1.0714 | 1.0701 | 1.0686 | 1.0668
TSO | - | 35 | 2025 | Winter | Vang, [º] | 2 | 0 | -2.7517 | -2.474 | -2.2128 | -2.1458 | -2.1502 | -2.4909 | -5.1209 | -4.4649 | -4.3773 | -4.4275 | -4.7011 | -5.6614 | -4.6592 | -5.2103 | -4.4657 | -3.9703 | -3.8418 | -4.8661 | -4.4869 | -4.3025 | -4.1771 | -3.7776 | -3.6173 | -3.5943
TSO | - | 36 | 2025 | Winter | Vmag, [p.u.] | 2 | 0 | 1.0605 | 1.0588 | 1.0582 | 1.0582 | 1.0577 | 1.0587 | 1.0649 | 1.0649 | 1.0666 | 1.0655 | 1.0661 | 1.0648 | 1.0646 | 1.0647 | 1.0651 | 1.0642 | 1.0623 | 1.0647 | 1.0631 | 1.0644 | 1.0637 | 1.0625 | 1.0613 | 1.0597
TSO | - | 36 | 2025 | Winter | Vang, [º] | 2 | 0 | -2.7124 | -2.4359 | -2.1699 | -2.1018 | -2.1136 | -2.4776 | -5.0814 | -4.5039 | -4.4014 | -4.4159 | -4.7005 | -5.6287 | -4.6764 | -5.1888 | -4.4627 | -3.9744 | -3.835 | -4.8946 | -4.5293 | -4.3395 | -4.1916 | -3.7842 | -3.6236 | -3.5497
TSO | - | 42 | 2025 | Winter | Vmag, [p.u.] | 2 | 0 | 1.012 | 1.0056 | 1.0038 | 1.0041 | 1.0024 | 1.0031 | 1.024 | 1.0297 | 1.0384 | 1.0296 | 1.0353 | 1.0299 | 1.0275 | 1.0259 | 1.025 | 1.022 | 1.0155 | 1.0316 | 1.0244 | 1.0267 | 1.0215 | 1.0162 | 1.0125 | 1.0077
TSO | - | 42 | 2025 | Winter | Vang, [º] | 2 | 0 | -3.2573 | -2.9875 | -2.7794 | -2.7202 | -2.7 | -3.2875 | -4.6234 | -4.5765 | -4.509 | -4.4693 | -4.5468 | -4.928 | -4.574 | -4.723 | -4.3838 | -4.1004 | -4.0821 | -4.8288 | -4.6843 | -4.5837 | -4.5153 | -4.2558 | -4.1268 | -3.848
TSO | - | 55 | 2025 | Winter | Vmag, [p.u.] | 2 | 0 | 1.0301 | 1.0253 | 1.0237 | 1.024 | 1.0229 | 1.0249 | 1.0406 | 1.0437 | 1.0491 | 1.0428 | 1.0457 | 1.0423 | 1.0408 | 1.0397 | 1.0394 | 1.0368 | 1.0322 | 1.0433 | 1.038 | 1.0402 | 1.037 | 1.0331 | 1.0307 | 1.0271
TSO | - | 55 | 2025 | Winter | Vang, [º] | 2 | 0 | -3.2481 | -2.9734 | -2.7612 | -2.6882 | -2.6773 | -3.0299 | -4.8049 | -4.605 | -4.61 | -4.6524 | -4.819 | -5.3748 | -4.8301 | -5.1252 | -4.6421 | -4.3057 | -4.2077 | -5.0119 | -4.8182 | -4.6631 | -4.5566 | -4.2544 | -4.09 | -3.9107
TSO | - | 68 | 2025 | Winter | Vmag, [p.u.] | 2 | 0 | 1.0305 | 1.0273 | 1.027 | 1.0271 | 1.026 | 1.0221 | 1.0325 | 1.0347 | 1.0417 | 1.0384 | 1.0416 | 1.0379 | 1.0367 | 1.036 | 1.0364 | 1.0353 | 1.0315 | 1.0396 | 1.0356 | 1.0373 | 1.0349 | 1.0318 | 1.0298 | 1.0276
TSO | - | 68 | 2025 | Winter | Vang, [º] | 2 | 0 | -3.7803 | -3.4589 | -3.1792 | -3.1303 | -3.1086 | -4.1607 | -6.2009 | -5.9458 | -5.6243 | -5.3903 | -5.5598 | -6.2106 | -5.5928 | -5.8929 | -5.3593 | -4.9204 | -4.8374 | -5.8463 | -5.5657 | -5.4216 | -5.2998 | -4.9264 | -4.8214 | -4.5753
TSO | - | 72 | 2025 | Winter | Vmag, [p.u.] | 2 | 0 | 1.0014 | 0.99111 | 0.98747 | 0.98795 | 0.98578 | 0.99082 | 1.0242 | 1.0337 | 1.0449 | 1.0324 | 1.0386 | 1.0325 | 1.0292 | 1.0266 | 1.024 | 1.0181 | 1.0089 | 1.0341 | 1.0244 | 1.0273 | 1.0199 | 1.0116 | 1.0057 | 0.99751
TSO | - | 72 | 2025 | Winter | Vang, [º] | 2 | 0 | -1.8261 | -1.6228 | -1.5158 | -1.4628 | -1.4344 | -1.6043 | -2.2295 | -2.3297 | -2.4628 | -2.5426 | -2.5654 | -2.6802 | -2.5459 | -2.6083 | -2.4497 | -2.3225 | -2.3391 | -2.7452 | -2.6955 | -2.6482 | -2.6304 | -2.4894 | -2.3588 | -2.1573
TSO | - | 103 | 2025 | Winter | Vmag, [p.u.] | 2 | 0 | 1.0084 | 0.99922 | 0.99587 | 0.99655 | 0.99443 | 0.99923 | 1.0294 | 1.0368 | 1.0464 | 1.0342 | 1.0407 | 1.0355 | 1.0321 | 1.03 | 1.0278 | 1.0227 | 1.0145 | 1.0365 | 1.0269 | 1.0296 | 1.0231 | 1.0157 | 1.0112 | 1.0041
TSO | - | 103 | 2025 | Winter | Vang, [º] | 2 | 0 | -1.9157 | -1.7071 | -1.6037 | -1.5333 | -1.5237 | -1.6748 | -2.3284 | -2.4021 | -2.5728 | -2.702 | -2.7063 | -2.8349 | -2.6764 | -2.7431 | -2.5894 | -2.4221 | -2.4224 | -2.8197 | -2.78 | -2.7134 | -2.6574 | -2.5341 | -2.401 | -2.2115
TSO | - | 1 | 2025 | Winter | Vmag, [p.u.] | 2 | 1 | 1.0483 | 1.0468 | 1.0464 | 1.0464 | 1.0459 | 1.0459 | 1.0516 | 1.0515 | 1.0537 | 1.0518 | 1.0523 | 1.0506 | 1.0503 | 1.0501 | 1.0509 | 1.05 | 1.048 | 1.0512 | 1.049 | 1.0508 | 1.0501 | 1.0486 | 1.0477 | 1.0467
TSO | - | 1 | 2025 | Winter | Vang, [º] | 2 | 1 | -3.9454 | -3.6129 | -3.3275 | -3.2519 | -3.2476 | -3.7644 | -6.3078 | -5.8764 | -5.7529 | -5.6957 | -5.996 | -6.8593 | -6.0173 | -6.4681 | -5.7546 | -5.2825 | -5.1181 | -6.2395 | -5.9094 | -5.6921 | -5.5219 | -5.0948 | -4.9352 | -4.7802
TSO | - | 2 | 2025 | Winter | Vmag, [p.u.] | 2 | 1 | 0.90001 | 0.90001 | 0.90001 | 0.90001 | 0.90001 | 0.90001 | 0.90001 | 0.90002 | 0.90003 | 0.90001 | 0.90002 | 0.90001 | 0.90001 | 0.90001 | 0.90001 | 0.90001 | 0.90001 | 0.90001 | 0.90001 | 0.90001 | 0.90001 | 0.90001 | 0.90001 | 0.90001
TSO | - | 2 | 2025 | Winter | Vang, [º] | 2 | 1 | -8.0892 | -7.5476 | -7.0309 | -6.9037 | -6.8433 | -7.5948 | -10.8597 | -10.8469 | -11.1245 | -11.1551 | -11.2834 | -12.1848 | -11.3848 | -11.8481 | -10.8743 | -10.2719 | -10.1997 | -11.9569 | -11.508 | -11.1394 | -10.9466 | -10.1418 | -9.739 | -9.2861
TSO | - | 3 | 2025 | Winter | Vmag, [p.u.] | 2 | 1 | 1.0765 | 1.0742 | 1.0736 | 1.0735 | 1.0734 | 1.0763 | 1.0844 | 1.0848 | 1.0859 | 1.0853 | 1.0857 | 1.0851 | 1.0851 | 1.0849 | 1.085 | 1.0843 | 1.0833 | 1.0846 | 1.0839 | 1.0843 | 1.0841 | 1.0822 | 1.0801 | 1.077
TSO | - | 3 | 2025 | Winter | Vang, [º] | 2 | 1 | -2.5204 | -2.2854 | -2.0772 | -2.0312 | -2.0257 | -2.1951 | -4.6102 | -3.6519 | -3.5895 | -3.7123 | -4.0648 | -5.048 | -3.9421 | -4.5989 | -3.8879 | -3.3836 | -3.2483 | -4.0924 | -3.7286 | -3.5905 | -3.5258 | -3.2329 | -3.1276 | -3.3021
TSO | - | 4 | 2025 | Winter | Vmag, [p.u.] | 2 | 1 | 1.008 | 0.99873 | 0.99541 | 0.9961 | 0.99396 | 0.9988 | 1.0295 | 1.0372 | 1.047 | 1.035 | 1.0413 | 1.0361 | 1.0326 | 1.0305 | 1.0282 | 1.0229 | 1.0147 | 1.0368 | 1.0273 | 1.0299 | 1.0234 | 1.016 | 1.0112 | 1.004
TSO | - | 4 | 2025 | Winter | Vang, [º] | 2 | 1 | -1.9102 | -1.7055 | -1.6002 | -1.5346 | -1.5269 | -1.6689 | -2.3129 | -2.3678 | -2.5294 | -2.6599 | -2.6663 | -2.7939 | -2.6399 | -2.7095 | -2.558 | -2.3992 | -2.4011 | -2.791 | -2.7501 | -2.6872 | -2.6359 | -2.5117 | -2.3891 | -2.2067
TSO | - | 5 | 2025 | Winter | Vmag, [p.u.] | 2 | 1 | 1.0311 | 1.0278 | 1.0275 | 1.0276 | 1.0265 | 1.0226 | 1.0331 | 1.0354 | 1.0422 | 1.039 | 1.0423 | 1.0386 | 1.0374 | 1.0366 | 1.037 | 1.0359 | 1.0321 | 1.0402 | 1.0361 | 1.0379 | 1.0354 | 1.0324 | 1.0303 | 1.0281
TSO | - | 5 | 2025 | Winter | Vang, [º] | 2 | 1 | -3.7281 | -3.408 | -3.1303 | -3.0776 | -3.0586 | -4.1114 | -6.1461 | -5.8931 | -5.5739 | -5.3349 | -5.5043 | -6.1559 | -5.539 | -5.8386 | -5.3041 | -4.8703 | -4.7842 | -5.7909 | -5.5165 | -5.3682 | -5.2486 | -4.8796 | -4.7697 | -4.5224
TSO | - | 7 | 2025 | Winter | Vmag, [p.u.] | 2 | 1 | 1.0897 | 1.0869 | 1.0855 | 1.0857 | 1.0857 | 1.0896 | 1.1 | 1.1 | 1.1 | 1.1 | 1.1 | 1.1 | 1.1 | 1.1 | 1.1 | 1.1 | 1.0998 | 1.1 | 1.1 | 1.0994 | 1.1 | 1.0974 | 1.0952 | 1.091
TSO | - | 7 | 2025 | Winter | Vang, [º] | 2 | 1 | -1.6005 | -1.4412 | -1.3433 | -1.267 | -1.2657 | -1.3115 | -3.3709 | -2.1824 | -2.1016 | -2.2493 | -2.6827 | -3.6168 | -2.4826 | -3.2413 | -2.5674 | -2.1183 | -2.0148 | -2.6568 | -2.3411 | -2.261 | -2.2678 | -2.1492 | -2.0272 | -2.3131
TSO | - | 8 | 2025 | Winter | Vmag, [p.u.] | 2 | 1 | 0.90027 | 0.90026 | 0.9003 | 0.90033 | 0.90038 | 0.90034 | 0.9002 | 0.90021 | 0.90016 | 0.90016 | 0.90014 | 0.90012 | 0.90015 | 0.90015 | 0.90017 | 0.90019 | 0.90016 | 0.90012 | 0.90011 | 0.90011 | 0.90011 | 0.90013 | 0.90015 | 0.9002
TSO | - | 8 | 2025 | Winter | Vang, [º] | 2 | 1 | -0.75816 | -0.7846 | -0.75212 | -0.71761 | -0.67494 | -0.70532 | -0.88564 | -0.80492 | -0.86253 | -0.86321 | -0.98954 | -1.1168 | -1.0228 | -1.0332 | -0.96272 | -0.9236 | -0.96337 | -1.0392 | -1.0512 | -1.0133 | -1.0446 | -1.0062 | -0.99057 | -0.89217
TSO | - | 9 | 2025 | Winter | Vmag, [p.u.] | 2 | 1 | 1.081 | 1.0783 | 1.077 | 1.0771 | 1.0771 | 1.081 | 1.092 | 1.093 | 1.0937 | 1.0931 | 1.0933 | 1.0932 | 1.093 | 1.0925 | 1.0924 | 1.0918 | 1.0912 | 1.0929 | 1.0924 | 1.0921 | 1.092 | 1.0892 | 1.0866 | 1.0823
TSO | - | 9 | 2025 | Winter | Vang, [º] | 2 | 1 | -2.0795 | -1.9053 | -1.7752 | -1.7203 | -1.7248 | -1.7688 | -3.8542 | -2.681 | -2.5631 | -2.7399 | -3.1846 | -4.118 | -2.9809 | -3.7315 | -3.0564 | -2.5932 | -2.4701 | -3.1528 | -2.8096 | -2.6985 | -2.6819 | -2.5359 | -2.501 | -2.7952
TSO | - | 10 | 2025 | Winter | Vmag, [p.u.] | 2 | 1 | 1.0383 | 1.0321 | 1.0302 | 1.0315 | 1.03 | 1.0345 | 1.0561 | 1.062 | 1.0668 | 1.0591 | 1.0635 | 1.0604 | 1.0587 | 1.0573 | 1.0555 | 1.0515 | 1.048 | 1.06 | 1.054 | 1.055 | 1.051 | 1.0461 | 1.0425 | 1.0375
TSO | - | 10 | 2025 | Winter | Vang, [º] | 2 | 1 | -2.2742 | -2.0731 | -1.9341 | -1.8753 | -1.8369 | -1.9382 | -3.2414 | -2.8029 | -2.9763 | -3.203 | -3.3851 | -3.867 | -3.3026 | -3.6494 | -3.2899 | -2.981 | -2.9424 | -3.5065 | -3.1577 | -3.0561 | -3.052 | -2.8865 | -2.7764 | -2.7624
TSO | - | 11 | 2025 | Winter | Vmag, [p.u.] | 2 | 1 | 0.90021 | 0.90023 | 0.90025 | 0.90026 | 0.90032 | 0.90032 | 0.90035 | 0.90019 | 0.90015 | 0.90017 | 0.90016 | 0.90017 | 0.90015 | 0.90017 | 0.90019 | 0.90015 | 0.90012 | 0.90009 | 0.90008 | 0.90008 | 0.90007 | 0.90008 | 0.90009 | 0.90014
TSO | - | 11 | 2025 | Winter | Vang, [º] | 2 | 1 | 0.17806 | 0.17556 | 0.1705 | 0.16895 | 0.15293 | 0.15197 | 0.13892 | 0.17875 | 0.18598 | 0.17689 | 0.19587 | 0.19362 | 0.20869 | 0.19822 | 0.19163 | 0.20998 | 0.23177 | 0.24665 | 0.25339 | 0.25473 | 0.28079 | 0.26685 | 0.25417 | 0.21919
TSO | - | 12 | 2025 | Winter | Vmag, [p.u.] | 2 | 1 | 1.0006 | 0.99011 | 0.98639 | 0.98687 | 0.98472 | 0.98985 | 1.0233 | 1.0329 | 1.0442 | 1.0316 | 1.0379 | 1.0316 | 1.0282 | 1.0257 | 1.0231 | 1.0172 | 1.0078 | 1.0332 | 1.0234 | 1.0263 | 1.0188 | 1.0106 | 1.0048 | 0.99641
TSO | - | 12 | 2025 | Winter | Vang, [º] | 2 | 1 | -2.1261 | -1.9314 | -1.8164 | -1.7578 | -1.7018 | -1.8682 | -2.4658 | -2.6045 | -2.7466 | -2.8163 | -2.877 | -3.0029 | -2.8824 | -2.9321 | -2.7616 | -2.6629 | -2.7193 | -3.1274 | -3.0961 | -3.0453 | -3.0743 | -2.9204 | -2.7779 | -2.5233
TSO | - | 13 | 2025 | Winter | Vmag, [p.u.] | 2 | 1 | 0.90021 | 0.90023 | 0.90025 | 0.90026 | 0.90032 | 0.90032 | 0.90035 | 0.90019 | 0.90015 | 0.90017 | 0.90016 | 0.90017 | 0.90015 | 0.90017 | 0.90019 | 0.90015 | 0.90012 | 0.90009 | 0.90008 | 0.90008 | 0.90007 | 0.90008 | 0.90009 | 0.90014
TSO | - | 13 | 2025 | Winter | Vang, [º] | 2 | 1 | -2.7312e-07 | -2.7071e-07 | -2.7471e-07 | -2.7647e-07 | -2.7515e-07 | -2.7002e-07 | -4.0561e-07 | -4.6643e-07 | -4.8717e-07 | -4.7075e-07 | -4.4848e-07 | -4.0561e-07 | -4.4459e-07 | -4.0832e-07 | -4.4035e-07 | -4.6611e-07 | -4.1742e-07 | -4.375e-07 | -4.4693e-07 | -3.8275e-07 | -4.5523e-07 | -3.0886e-07 | -2.8461e-07 | -2.7031e-07
TSO | - | 14 | 2025 | Winter | Vmag, [p.u.] | 2 | 1 | 0.90027 | 0.90026 | 0.9003 | 0.90033 | 0.90038 | 0.90034 | 0.9002 | 0.90021 | 0.90016 | 0.90016 | 0.90014 | 0.90012 | 0.90014 | 0.90014 | 0.90017 | 0.90018 | 0.90015 | 0.90012 | 0.90011 | 0.90011 | 0.90011 | 0.90013 | 0.90014 | 0.90019
TSO | - | 14 | 2025 | Winter | Vang, [º] | 2 | 1 | -0.72689 | -0.75224 | -0.7211 | -0.68801 | -0.6471 | -0.67623 | -0.84911 | -0.77172 | -0.82695 | -0.8276 | -0.94872 | -1.0707 | -0.98064 | -0.99054 | -0.92301 | -0.8855 | -0.92364 | -0.99636 | -1.0079 | -0.97148 | -1.0015 | -0.96472 | -0.94972 | -0.85537
TSO | - | 15 | 2025 | Winter | Vmag, [p.u.] | 2 | 1 | 1.0092 | 0.99942 | 0.99603 | 0.9967 | 0.99463 | 0.9997 | 1.0318 | 1.0404 | 1.0506 | 1.0391 | 1.0452 | 1.0399 | 1.0365 | 1.0344 | 1.0317 | 1.0259 | 1.0177 | 1.0407 | 1.0314 | 1.0338 | 1.027 | 1.0193 | 1.0138 | 1.0062
TSO | - | 15 | 2025 | Winter | Vang, [º] | 2 | 1 | -1.4708 | -1.3094 | -1.2237 | -1.1738 | -1.1643 | -1.2748 | -1.8429 | -1.8574 | -1.9864 | -2.0887 | -2.1064 | -2.2305 | -2.0805 | -2.1533 | -2.0174 | -1.8803 | -1.8718 | -2.1969 | -2.1431 | -2.0917 | -2.0523 | -1.9481 | -1.8496 | -1.7169
TSO | - | 16 | 2025 | Winter | Vmag, [p.u.] | 2 | 1 | 1.0774 | 1.0757 | 1.075 | 1.0747 | 1.0748 | 1.0775 | 1.0853 | 1.0848 | 1.0854 | 1.0853 | 1.0856 | 1.0852 | 1.0854 | 1.085 | 1.0856 | 1.0851 | 1.0843 | 1.0853 | 1.0849 | 1.0852 | 1.0852 | 1.0836 | 1.0817 | 1.0787
TSO | - | 16 | 2025 | Winter | Vang, [º] | 2 | 1 | -2.6238 | -2.4246 | -2.2458 | -2.1859 | -2.1955 | -2.3542 | -4.7 | -3.6936 | -3.5998 | -3.7153 | -4.1094 | -5.0567 | -3.9247 | -4.6374 | -3.9241 | -3.4474 | -3.3298 | -4.1393 | -3.7649 | -3.6261 | -3.5781 | -3.3009 | -3.2219 | -3.4071
TSO | - | 17 | 2025 | Winter | Vmag, [p.u.] | 2 | 1 | 1.0774 | 1.0757 | 1.0751 | 1.0749 | 1.0748 | 1.0772 | 1.0847 | 1.0842 | 1.085 | 1.0847 | 1.0852 | 1.0846 | 1.0847 | 1.0844 | 1.085 | 1.0844 | 1.0833 | 1.0845 | 1.0839 | 1.0845 | 1.0843 | 1.0828 | 1.0811 | 1.0783
TSO | - | 17 | 2025 | Winter | Vang, [º] | 2 | 1 | -2.6267 | -2.4084 | -2.2074 | -2.1488 | -2.1556 | -2.3531 | -4.7545 | -3.8171 | -3.7253 | -3.8303 | -4.1951 | -5.1479 | -4.0391 | -4.7185 | -4.0053 | -3.5262 | -3.4104 | -4.2626 | -3.886 | -3.7422 | -3.6805 | -3.3711 | -3.274 | -3.4237
TSO | - | 18 | 2025 | Winter | Vmag, [p.u.] | 2 | 1 | 1.0089 | 0.99943 | 0.99605 | 0.99673 | 0.99463 | 0.99957 | 1.0307 | 1.0387 | 1.0485 | 1.0367 | 1.043 | 1.0378 | 1.0343 | 1.0323 | 1.0298 | 1.0243 | 1.0161 | 1.0386 | 1.0292 | 1.0318 | 1.0251 | 1.0176 | 1.0126 | 1.0052
TSO | - | 18 | 2025 | Winter | Vang, [º] | 2 | 1 | -1.7002 | -1.5154 | -1.4208 | -1.3606 | -1.3511 | -1.4814 | -2.0938 | -2.1372 | -2.2868 | -2.4038 | -2.4163 | -2.542 | -2.3888 | -2.4589 | -2.3137 | -2.1615 | -2.1581 | -2.5191 | -2.4724 | -2.4132 | -2.3658 | -2.2493 | -2.1329 | -1.9712
TSO | - | 19 | 2025 | Winter | Vmag, [p.u.] | 2 | 1 | 1.0432 | 1.0433 | 1.0433 | 1.0435 | 1.0433 | 1.0432 | 1.043 | 1.0421 | 1.042 | 1.0433 | 1.0395 | 1.0406 | 1.0403 | 1.0405 | 1.0405 | 1.0405 | 1.0413 | 1.0411 | 1.0398 | 1.0419 | 1.0427 | 1.0416 | 1.0413 | 1.0425
TSO | - | 19 | 2025 | Winter | Vang, [º] | 2 | 1 | -4.9184 | -4.5609 | -4.2519 | -4.1605 | -4.1587 | -4.6845 | -7.6583 | -7.2367 | -7.0431 | -6.7211 | -7.2524 | -8.2601 | -7.4475 | -7.8995 | -7.0352 | -6.5218 | -6.1602 | -7.6068 | -7.2196 | -6.9494 | -6.6253 | -6.1629 | -6.0196 | -5.832
TSO | - | 20 | 2025 | Winter | Vmag, [p.u.] | 2 | 1 | 1.0999 | 1.0999 | 1.0998 | 1.0998 | 1.0998 | 1.0998 | 1.1 | 1.0999 | 1.0999 | 1.0999 | 1.1 | 1.1 | 1.1 | 1.1 | 1.1 | 1.1 | 1.0999 | 1.1 | 1.1 | 1.1 | 1.1 | 1.1 | 1.1 | 1.0999
TSO | - | 20 | 2025 | Winter | Vang, [º] | 2 | 1 | -6.0422 | -5.689 | -5.3667 | -5.2549 | -5.3484 | -5.7904 | -8.7967 | -8.1236 | -7.8031 | -7.3915 | -8.0491 | -9.1748 | -8.4616 | -9.0206 | -8.1144 | -7.4708 | -7.1072 | -8.665 | -8.2701 | -7.9618 | -7.6506 | -7.3135 | -7.1859 | -6.9173
TSO | - | 21 | 2025 | Winter | Vmag, [p.u.] | 2 | 1 | 1.1 | 1.1 | 1.0999 | 1.0999 | 1.0999 | 1.0999 | 1.1 | 1.1 | 1.1 | 1.1 | 1.1 | 1.1 | 1.1 | 1.1 | 1.1 | 1.1 | 1.1 | 1.1 | 1.1 | 1.1 | 1.1 | 1.1 | 1.1 | 1.1
TSO | - | 21 | 2025 | Winter | Vang, [º] | 2 | 1 | -6.9206 | -6.4534 | -6.0177 | -5.8988 | -5.8432 | -6.5001 | -10.3315 | -10.2003 | -10.1877 | -9.8942 | -10.2683 | -11.4163 | -10.6449 | -11.1065 | -9.9209 | -9.2458 | -8.9741 | -10.9483 | -10.3507 | -10.0136 | -9.6477 | -8.9525 | -8.5712 | -8.1392
TSO | - | 26 | 2025 | Winter | Vmag, [p.u.] | 2 | 1 | 1.0108 | 1.0022 | 0.99927 | 0.99992 | 0.99811 | 1.0025 | 1.0305 | 1.0374 | 1.0461 | 1.035 | 1.0408 | 1.0358 | 1.0327 | 1.0308 | 1.0289 | 1.024 | 1.0165 | 1.037 | 1.0281 | 1.0307 | 1.0246 | 1.0178 | 1.0134 | 1.0069
TSO | - | 26 | 2025 | Winter | Vang, [º] | 2 | 1 | -2.2227 | -2.0041 | -1.8785 | -1.8114 | -1.7983 | -1.97 | -2.8033 | -2.8119 | -2.9604 | -3.0792 | -3.1076 | -3.308 | -3.0899 | -3.1982 | -2.9938 | -2.8122 | -2.786 | -3.2308 | -3.176 | -3.0975 | -3.0492 | -2.8918 | -2.7701 | -2.5871
TSO | - | 29 | 2025 | Winter | Vmag, [p.u.] | 2 | 1 | 1.0649 | 1.0634 | 1.063 | 1.0629 | 1.0626 | 1.0636 | 1.0695 | 1.0689 | 1.0706 | 1.0698 | 1.0702 | 1.0688 | 1.0686 | 1.0684 | 1.069 | 1.0683 | 1.0667 | 1.069 | 1.0675 | 1.0691 | 1.0686 | 1.0673 | 1.0662 | 1.0644
TSO | - | 29 | 2025 | Winter | Vang, [º] | 2 | 1 | -3.2887 | -2.9914 | -2.7344 | -2.6672 | -2.6638 | -3.0316 | -5.5826 | -4.9309 | -4.8255 | -4.8385 | -5.1516 | -6.0848 | -5.1143 | -5.6643 | -4.9555 | -4.4675 | -4.334 | -5.3281 | -4.9866 | -4.7776 | -4.6535 | -4.2574 | -4.1246 | -4.1016
TSO | - | 30 | 2025 | Winter | Vmag, [p.u.] | 2 | 1 | 1.1 | 1.1 | 1.1 | 1.1 | 1.1 | 1.1 | 1.1 | 1.1 | 1.1 | 1.1 | 1.1 | 1.1 | 1.1 | 1.1 | 1.1 | 1.1 | 1.1 | 1.1 | 1.1 | 1.1 | 1.1 | 1.1 | 1.1 | 1.1
TSO | - | 30 | 2025 | Winter | Vang, [º] | 2 | 1 | -6.2903 | -5.8518 | -5.558 | -5.475 | -5.4454 | -5.9212 | -9.254 | -8.7449 | -8.76 | -8.6743 | -8.9625 | -10.0839 | -9.0859 | -9.7039 | -8.863 | -8.3129 | -8.106 | -9.2827 | -8.8076 | -8.4581 | -8.3817 | -7.7363 | -7.3752 | -7.2672
TSO | - | 34 | 2025 | Winter | Vmag, [p.u.] | 2 | 1 | 1.0777 | 1.0759 | 1.0753 | 1.0752 | 1.075 | 1.0769 | 1.0838 | 1.0837 | 1.0849 | 1.0844 | 1.0848 | 1.0839 | 1.0839 | 1.0837 | 1.0841 | 1.0834 | 1.082 | 1.0836 | 1.0827 | 1.0836 | 1.0832 | 1.0817 | 1.0801 | 1.0778
TSO | - | 34 | 2025 | Winter | Vang, [º] | 2 | 1 | -2.4451 | -2.1859 | -1.9525 | -1.8925 | -1.8929 | -2.1657 | -4.6742 | -3.8785 | -3.7928 | -3.8643 | -4.1886 | -5.1455 | -4.1004 | -4.7073 | -3.9873 | -3.4949 | -3.3655 | -4.2989 | -3.9325 | -3.7638 | -3.6684 | -3.3162 | -3.19 | -3.2547
TSO | - | 35 | 2025 | Winter | Vmag, [p.u.] | 2 | 1 | 1.0673 | 1.0654 | 1.0649 | 1.0648 | 1.0645 | 1.0658 | 1.0723 | 1.0725 | 1.0739 | 1.0733 | 1.0738 | 1.0727 | 1.0726 | 1.0726 | 1.073 | 1.072 | 1.0703 | 1.0722 | 1.071 | 1.0721 | 1.0714 | 1.0701 | 1.0686 | 1.0668
TSO | - | 35 | 2025 | Winter | Vang, [º] | 2 | 1 | -2.7517 | -2.474 | -2.2128 | -2.1458 | -2.1502 | -2.4909 | -5.1209 | -4.4649 | -4.3773 | -4.4275 | -4.7012 | -5.6614 | -4.6592 | -5.2102 | -4.4657 | -3.9703 | -3.8418 | -4.8661 | -4.4869 | -4.3025 | -4.1771 | -3.7776 | -3.6173 | -3.5943
TSO | - | 36 | 2025 | Winter | Vmag, [p.u.] | 2 | 1 | 1.0605 | 1.0588 | 1.0582 | 1.0582 | 1.0577 | 1.0587 | 1.0649 | 1.0649 | 1.0666 | 1.0655 | 1.0661 | 1.0648 | 1.0646 | 1.0647 | 1.0651 | 1.0642 | 1.0623 | 1.0647 | 1.0631 | 1.0644 | 1.0637 | 1.0625 | 1.0613 | 1.0597
TSO | - | 36 | 2025 | Winter | Vang, [º] | 2 | 1 | -2.7124 | -2.4359 | -2.1699 | -2.1018 | -2.1136 | -2.4776 | -5.0814 | -4.5039 | -4.4014 | -4.4159 | -4.7005 | -5.6287 | -4.6764 | -5.1887 | -4.4627 | -3.9744 | -3.835 | -4.8946 | -4.5293 | -4.3395 | -4.1916 | -3.7842 | -3.6236 | -3.5497
TSO | - | 42 | 2025 | Winter | Vmag, [p.u.] | 2 | 1 | 1.012 | 1.0056 | 1.0038 | 1.0041 | 1.0024 | 1.0031 | 1.024 | 1.0297 | 1.0384 | 1.0296 | 1.0353 | 1.0299 | 1.0275 | 1.0259 | 1.025 | 1.022 | 1.0155 | 1.0316 | 1.0244 | 1.0267 | 1.0215 | 1.0162 | 1.0125 | 1.0077
TSO | - | 42 | 2025 | Winter | Vang, [º] | 2 | 1 | -3.2573 | -2.9875 | -2.7794 | -2.7202 | -2.7 | -3.2875 | -4.6234 | -4.5765 | -4.509 | -4.4693 | -4.5468 | -4.928 | -4.574 | -4.723 | -4.3838 | -4.1004 | -4.0821 | -4.8288 | -4.6843 | -4.5837 | -4.5153 | -4.2558 | -4.1268 | -3.848
TSO | - | 55 | 2025 | Winter | Vmag, [p.u.] | 2 | 1 | 1.0301 | 1.0253 | 1.0237 | 1.024 | 1.0229 | 1.0249 | 1.0406 | 1.0437 | 1.0491 | 1.0428 | 1.0457 | 1.0423 | 1.0408 | 1.0397 | 1.0394 | 1.0368 | 1.0322 | 1.0433 | 1.038 | 1.0402 | 1.037 | 1.0331 | 1.0307 | 1.0271
TSO | - | 55 | 2025 | Winter | Vang, [º] | 2 | 1 | -3.2481 | -2.9734 | -2.7612 | -2.6882 | -2.6773 | -3.0299 | -4.8049 | -4.605 | -4.61 | -4.6524 | -4.819 | -5.3748 | -4.8301 | -5.1252 | -4.6421 | -4.3057 | -4.2077 | -5.0119 | -4.8182 | -4.6631 | -4.5566 | -4.2544 | -4.09 | -3.9107
TSO | - | 68 | 2025 | Winter | Vmag, [p.u.] | 2 | 1 | 1.0305 | 1.0273 | 1.027 | 1.0271 | 1.026 | 1.0221 | 1.0325 | 1.0347 | 1.0417 | 1.0384 | 1.0416 | 1.0379 | 1.0367 | 1.036 | 1.0364 | 1.0353 | 1.0315 | 1.0396 | 1.0356 | 1.0373 | 1.0349 | 1.0318 | 1.0298 | 1.0276
TSO | - | 68 | 2025 | Winter | Vang, [º] | 2 | 1 | -3.7803 | -3.4589 | -3.1792 | -3.1303 | -3.1086 | -4.1607 | -6.2009 | -5.9458 | -5.6243 | -5.3903 | -5.5598 | -6.2106 | -5.5928 | -5.8929 | -5.3593 | -4.9204 | -4.8374 | -5.8463 | -5.5657 | -5.4216 | -5.2998 | -4.9264 | -4.8214 | -4.5753
TSO | - | 72 | 2025 | Winter | Vmag, [p.u.] | 2 | 1 | 1.0014 | 0.99111 | 0.98747 | 0.98795 | 0.98578 | 0.99082 | 1.0242 | 1.0337 | 1.0449 | 1.0324 | 1.0386 | 1.0325 | 1.0292 | 1.0266 | 1.024 | 1.0181 | 1.0089 | 1.0341 | 1.0244 | 1.0273 | 1.0199 | 1.0116 | 1.0057 | 0.99751
TSO | - | 72 | 2025 | Winter | Vang, [º] | 2 | 1 | -1.8261 | -1.6228 | -1.5158 | -1.4628 | -1.4343 | -1.6043 | -2.2295 | -2.3297 | -2.4628 | -2.5426 | -2.5654 | -2.6802 | -2.5459 | -2.6083 | -2.4497 | -2.3225 | -2.3391 | -2.7452 | -2.6955 | -2.6482 | -2.6304 | -2.4894 | -2.3587 | -2.1573
TSO | - | 103 | 2025 | Winter | Vmag, [p.u.] | 2 | 1 | 1.0084 | 0.99922 | 0.99587 | 0.99655 | 0.99443 | 0.99923 | 1.0294 | 1.0368 | 1.0464 | 1.0342 | 1.0407 | 1.0355 | 1.0321 | 1.03 | 1.0278 | 1.0227 | 1.0145 | 1.0365 | 1.0269 | 1.0296 | 1.0231 | 1.0157 | 1.0112 | 1.0041
TSO | - | 103 | 2025 | Winter | Vang, [º] | 2 | 1 | -1.9157 | -1.7071 | -1.6037 | -1.5333 | -1.5237 | -1.6748 | -2.3284 | -2.4021 | -2.5728 | -2.702 | -2.7063 | -2.8349 | -2.6764 | -2.7431 | -2.5894 | -2.4221 | -2.4224 | -2.8197 | -2.78 | -2.7134 | -2.6574 | -2.5341 | -2.401 | -2.2115
TSO | - | 1 | 2025 | Winter | Vmag, [p.u.] | 2 | 2 | 1.0483 | 1.0468 | 1.0464 | 1.0464 | 1.0459 | 1.0459 | 1.0516 | 1.0515 | 1.0537 | 1.0518 | 1.0523 | 1.0506 | 1.0503 | 1.0501 | 1.0509 | 1.05 | 1.048 | 1.0512 | 1.049 | 1.0508 | 1.0501 | 1.0486 | 1.0477 | 1.0467
TSO | - | 1 | 2025 | Winter | Vang, [º] | 2 | 2 | -3.9454 | -3.6129 | -3.3275 | -3.2519 | -3.2476 | -3.7644 | -6.3079 | -5.8764 | -5.7529 | -5.6957 | -5.996 | -6.8592 | -6.0173 | -6.4682 | -5.7546 | -5.2825 | -5.1181 | -6.2395 | -5.9094 | -5.6921 | -5.5219 | -5.0948 | -4.9352 | -4.7802
TSO | - | 2 | 2025 | Winter | Vmag, [p.u.] | 2 | 2 | 0.90001 | 0.90001 | 0.90001 | 0.90001 | 0.90001 | 0.90001 | 0.90001 | 0.90002 | 0.90003 | 0.90001 | 0.90002 | 0.90001 | 0.90001 | 0.90001 | 0.90001 | 0.90001 | 0.90001 | 0.90001 | 0.90001 | 0.90001 | 0.90001 | 0.90001 | 0.90001 | 0.90001
TSO | - | 2 | 2025 | Winter | Vang, [º] | 2 | 2 | -8.0892 | -7.5476 | -7.0309 | -6.9037 | -6.8433 | -7.5948 | -10.8597 | -10.8469 | -11.1245 | -11.1551 | -11.2834 | -12.1848 | -11.3848 | -11.8481 | -10.8743 | -10.2719 | -10.1997 | -11.9569 | -11.508 | -11.1394 | -10.9466 | -10.1418 | -9.739 | -9.2861
TSO | - | 3 | 2025 | Winter | Vmag, [p.u.] | 2 | 2 | 1.0765 | 1.0742 | 1.0736 | 1.0735 | 1.0734 | 1.0763 | 1.0844 | 1.0848 | 1.0859 | 1.0853 | 1.0857 | 1.0851 | 1.0851 | 1.0849 | 1.085 | 1.0843 | 1.0833 | 1.0846 | 1.0839 | 1.0843 | 1.0841 | 1.0822 | 1.0801 | 1.077
TSO | - | 3 | 2025 | Winter | Vang, [º] | 2 | 2 | -2.5204 | -2.2854 | -2.0772 | -2.0312 | -2.0257 | -2.1951 | -4.6102 | -3.6518 | -3.5895 | -3.7123 | -4.0648 | -5.048 | -3.9421 | -4.599 | -3.8879 | -3.3836 | -3.2483 | -4.0924 | -3.7286 | -3.5905 | -3.5258 | -3.2329 | -3.1276 | -3.3022
TSO | - | 4 | 2025 | Winter | Vmag, [p.u.] | 2 | 2 | 1.008 | 0.99873 | 0.99541 | 0.9961 | 0.99396 | 0.9988 | 1.0295 | 1.0372 | 1.047 | 1.035 | 1.0413 | 1.0361 | 1.0326 | 1.0305 | 1.0282 | 1.0229 | 1.0147 | 1.0368 | 1.0273 | 1.0299 | 1.0234 | 1.016 | 1.0112 | 1.004
TSO | - | 4 | 2025 | Winter | Vang, [º] | 2 | 2 | -1.9101 | -1.7055 | -1.6002 | -1.5346 | -1.5269 | -1.6689 | -2.3129 | -2.3678 | -2.5294 | -2.6599 | -2.6663 | -2.7939 | -2.6399 | -2.7095 | -2.558 | -2.3992 | -2.4011 | -2.791 | -2.7501 | -2.6872 | -2.6359 | -2.5117 | -2.3891 | -2.2067
TSO | - | 5 | 2025 | Winter | Vmag, [p.u.] | 2 | 2 | 1.0311 | 1.0278 | 1.0275 | 1.0276 | 1.0265 | 1.0226 | 1.0331 | 1.0354 | 1.0422 | 1.039 | 1.0423 | 1.0386 | 1.0374 | 1.0366 | 1.037 | 1.0359 | 1.0321 | 1.0402 | 1.0361 | 1.0379 | 1.0354 | 1.0324 | 1.0303 | 1.0281
TSO | - | 5 | 2025 | Winter | Vang, [º] | 2 | 2 | -3.7281 | -3.408 | -3.1303 | -3.0776 | -3.0586 | -4.1114 | -6.1461 | -5.8931 | -5.5739 | -5.3349 | -5.5043 | -6.1559 | -5.539 | -5.8386 | -5.3041 | -4.8703 | -4.7841 | -5.7909 | -5.5165 | -5.3682 | -5.2486 | -4.8796 | -4.7697 | -4.5224
TSO | - | 7 | 2025 | Winter | Vmag, [p.u.] | 2 | 2 | 1.0897 | 1.0869 | 1.0855 | 1.0857 | 1.0857 | 1.0896 | 1.1 | 1.1 | 1.1 | 1.1 | 1.1 | 1.1 | 1.1 | 1.1 | 1.1 | 1.1 | 1.0998 | 1.1 | 1.1 | 1.0994 | 1.1 | 1.0974 | 1.0952 | 1.091
TSO | - | 7 | 2025 | Winter | Vang, [º] | 2 | 2 | -1.6005 | -1.4412 | -1.3433 | -1.267 | -1.2657 | -1.3115 | -3.3709 | -2.1824 | -2.1016 | -2.2493 | -2.6827 | -3.6168 | -2.4826 | -3.2413 | -2.5674 | -2.1183 | -2.0147 | -2.6568 | -2.3411 | -2.261 | -2.2678 | -2.1492 | -2.0272 | -2.3131
TSO | - | 8 | 2025 | Winter | Vmag, [p.u.] | 2 | 2 | 0.90027 | 0.90026 | 0.9003 | 0.90033 | 0.90038 | 0.90034 | 0.9002 | 0.90021 | 0.90016 | 0.90016 | 0.90014 | 0.90012 | 0.90015 | 0.90015 | 0.90017 | 0.90019 | 0.90016 | 0.90012 | 0.90011 | 0.90011 | 0.90011 | 0.90013 | 0.90015 | 0.9002
TSO | - | 8 | 2025 | Winter | Vang, [º] | 2 | 2 | -0.75815 | -0.78461 | -0.75212 | -0.71761 | -0.67494 | -0.70532 | -0.88564 | -0.80492 | -0.86253 | -0.8632 | -0.98953 | -1.1168 | -1.0228 | -1.0332 | -0.96272 | -0.92359 | -0.96337 | -1.0392 | -1.0512 | -1.0133 | -1.0446 | -1.0062 | -0.99058 | -0.89218
TSO | - | 9 | 2025 | Winter | Vmag, [p.u.] | 2 | 2 | 1.081 | 1.0783 | 1.077 | 1.0771 | 1.0771 | 1.081 | 1.092 | 1.093 | 1.0937 | 1.0931 | 1.0933 | 1.0932 | 1.093 | 1.0925 | 1.0924 | 1.0918 | 1.0912 | 1.0929 | 1.0924 | 1.0921 | 1.092 | 1.0892 | 1.0866 | 1.0823
TSO | - | 9 | 2025 | Winter | Vang, [º] | 2 | 2 | -2.0795 | -1.9053 | -1.7752 | -1.7203 | -1.7248 | -1.7688 | -3.8543 | -2.681 | -2.5631 | -2.7399 | -3.1846 | -4.118 | -2.9809 | -3.7315 | -3.0564 | -2.5932 | -2.4701 | -3.1529 | -2.8096 | -2.6985 | -2.6819 | -2.5359 | -2.501 | -2.7952
TSO | - | 10 | 2025 | Winter | Vmag, [p.u.] | 2 | 2 | 1.0383 | 1.0321 | 1.0302 | 1.0315 | 1.03 | 1.0345 | 1.0561 | 1.062 | 1.0668 | 1.0591 | 1.0635 | 1.0604 | 1.0587 | 1.0573 | 1.0555 | 1.0515 | 1.048 | 1.06 | 1.054 | 1.055 | 1.051 | 1.0461 | 1.0425 | 1.0375
TSO | - | 10 | 2025 | Winter | Vang, [º] | 2 | 2 | -2.2742 | -2.0731 | -1.9341 | -1.8753 | -1.8369 | -1.9382 | -3.2414 | -2.8029 | -2.9763 | -3.203 | -3.3851 | -3.867 | -3.3026 | -3.6494 | -3.2899 | -2.981 | -2.9424 | -3.5065 | -3.1577 | -3.0561 | -3.052 | -2.8865 | -2.7764 | -2.7624
TSO | - | 11 | 2025 | Winter | Vmag, [p.u.] | 2 | 2 | 0.90021 | 0.90023 | 0.90025 | 0.90026 | 0.90032 | 0.90032 | 0.90035 | 0.90019 | 0.90015 | 0.90017 | 0.90016 | 0.90017 | 0.90015 | 0.90017 | 0.90019 | 0.90015 | 0.90012 | 0.90009 | 0.90008 | 0.90008 | 0.90007 | 0.90008 | 0.90009 | 0.90014
TSO | - | 11 | 2025 | Winter | Vang, [º] | 2 | 2 | 0.17806 | 0.17556 | 0.1705 | 0.16894 | 0.15293 | 0.15197 | 0.13892 | 0.17874 | 0.18598 | 0.17688 | 0.19587 | 0.19362 | 0.2087 | 0.19822 | 0.19163 | 0.20998 | 0.23177 | 0.24665 | 0.25339 | 0.25473 | 0.28079 | 0.26685 | 0.25417 | 0.2192
TSO | - | 12 | 2025 | Winter | Vmag, [p.u.] | 2 | 2 | 1.0006 | 0.99011 | 0.98639 | 0.98687 | 0.98472 | 0.98985 | 1.0233 | 1.0329 | 1.0442 | 1.0316 | 1.0379 | 1.0316 | 1.0282 | 1.0257 | 1.0231 | 1.0172 | 1.0078 | 1.0332 | 1.0234 | 1.0263 | 1.0188 | 1.0106 | 1.0048 | 0.99641
TSO | - | 12 | 2025 | Winter | Vang, [º] | 2 | 2 | -2.1261 | -1.9314 | -1.8164 | -1.7578 | -1.7018 | -1.8682 | -2.4659 | -2.6045 | -2.7466 | -2.8162 | -2.877 | -3.0029 | -2.8824 | -2.9321 | -2.7616 | -2.6629 | -2.7193 | -3.1275 | -3.0961 | -3.0453 | -3.0743 | -2.9204 | -2.7779 | -2.5233
TSO | - | 13 | 2025 | Winter | Vmag, [p.u.] | 2 | 2 | 0.90021 | 0.90023 | 0.90025 | 0.90026 | 0.90032 | 0.90032 | 0.90035 | 0.90019 | 0.90015 | 0.90017 | 0.90016 | 0.90017 | 0.90015 | 0.90017 | 0.90019 | 0.90015 | 0.90012 | 0.90009 | 0.90008 | 0.90008 | 0.90007 | 0.90008 | 0.90009 | 0.90014
TSO | - | 13 | 2025 | Winter | Vang, [º] | 2 | 2 | -2.7312e-07 | -2.7071e-07 | -2.7471e-07 | -2.7647e-07 | -2.7515e-07 | -2.7002e-07 | -4.0561e-07 | -4.6643e-07 | -4.8717e-07 | -4.7075e-07 | -4.4848e-07 | -4.0561e-07 | -4.4459e-07 | -4.0832e-07 | -4.4035e-07 | -4.6612e-07 | -4.1742e-07 | -4.375e-07 | -4.4693e-07 | -3.8275e-07 | -4.5523e-07 | -3.0886e-07 | -2.8461e-07 | -2.7031e-07
TSO | - | 14 | 2025 | Winter | Vmag, [p.u.] | 2 | 2 | 0.90027 | 0.90026 | 0.9003 | 0.90033 | 0.90038 | 0.90034 | 0.9002 | 0.90021 | 0.90016 | 0.90016 | 0.90014 | 0.90012 | 0.90014 | 0.90014 | 0.90017 | 0.90018 | 0.90015 | 0.90012 | 0.90011 | 0.90011 | 0.90011 | 0.90013 | 0.90014 | 0.90019
TSO | - | 14 | 2025 | Winter | Vang, [º] | 2 | 2 | -0.72688 | -0.75225 | -0.7211 | -0.68801 | -0.6471 | -0.67623 | -0.84911 | -0.77172 | -0.82695 | -0.8276 | -0.94872 | -1.0707 | -0.98064 | -0.99054 | -0.92301 | -0.8855 | -0.92363 | -0.99637 | -1.0079 | -0.97148 | -1.0015 | -0.96472 | -0.94972 | -0.85538
TSO | - | 15 | 2025 | Winter | Vmag, [p.u.] | 2 | 2 | 1.0092 | 0.99942 | 0.99603 | 0.9967 | 0.99463 | 0.9997 | 1.0318 | 1.0404 | 1.0506 | 1.0391 | 1.0452 | 1.0399 | 1.0365 | 1.0344 | 1.0317 | 1.0259 | 1.0177 | 1.0407 | 1.0314 | 1.0338 | 1.027 | 1.0193 | 1.0138 | 1.0062
TSO | - | 15 | 2025 | Winter | Vang, [º] | 2 | 2 | -1.4708 | -1.3094 | -1.2237 | -1.1738 | -1.1643 | -1.2748 | -1.8429 | -1.8574 | -1.9864 | -2.0887 | -2.1064 | -2.2305 | -2.0805 | -2.1533 | -2.0174 | -1.8803 | -1.8718 | -2.1969 | -2.1431 | -2.0917 | -2.0523 | -1.9481 | -1.8496 | -1.7169
TSO | - | 16 | 2025 | Winter | Vmag, [p.u.] | 2 | 2 | 1.0774 | 1.0757 | 1.075 | 1.0747 | 1.0748 | 1.0775 | 1.0853 | 1.0848 | 1.0854 | 1.0853 | 1.0856 | 1.0852 | 1.0854 | 1.085 | 1.0856 | 1.0851 | 1.0843 | 1.0853 | 1.0849 | 1.0852 | 1.0852 | 1.0836 | 1.0817 | 1.0787
TSO | - | 16 | 2025 | Winter | Vang, [º] | 2 | 2 | -2.6238 | -2.4246 | -2.2458 | -2.1859 | -2.1955 | -2.3542 | -4.7 | -3.6936 | -3.5998 | -3.7153 | -4.1094 | -5.0567 | -3.9247 | -4.6374 | -3.9241 | -3.4474 | -3.3298 | -4.1393 | -3.7649 | -3.6261 | -3.5782 | -3.3009 | -3.2219 | -3.4071
TSO | - | 17 | 2025 | Winter | Vmag, [p.u.] | 2 | 2 | 1.0774 | 1.0757 | 1.0751 | 1.0749 | 1.0748 | 1.0772 | 1.0847 | 1.0842 | 1.085 | 1.0847 | 1.0852 | 1.0846 | 1.0847 | 1.0844 | 1.085 | 1.0844 | 1.0833 | 1.0845 | 1.0839 | 1.0845 | 1.0843 | 1.0828 | 1.0811 | 1.0783
TSO | - | 17 | 2025 | Winter | Vang, [º] | 2 | 2 | -2.6267 | -2.4085 | -2.2074 | -2.1488 | -2.1556 | -2.3531 | -4.7546 | -3.8171 | -3.7253 | -3.8303 | -4.195 | -5.1479 | -4.0391 | -4.7185 | -4.0053 | -3.5262 | -3.4104 | -4.2627 | -3.886 | -3.7422 | -3.6805 | -3.3712 | -3.274 | -3.4237
TSO | - | 18 | 2025 | Winter | Vmag, [p.u.] | 2 | 2 | 1.0089 | 0.99943 | 0.99605 | 0.99673 | 0.99463 | 0.99957 | 1.0307 | 1.0387 | 1.0485 | 1.0367 | 1.043 | 1.0378 | 1.0343 | 1.0323 | 1.0298 | 1.0243 | 1.0161 | 1.0386 | 1.0292 | 1.0318 | 1.0251 | 1.0176 | 1.0126 | 1.0052
TSO | - | 18 | 2025 | Winter | Vang, [º] | 2 | 2 | -1.7002 | -1.5154 | -1.4208 | -1.3606 | -1.3511 | -1.4814 | -2.0938 | -2.1372 | -2.2868 | -2.4038 | -2.4163 | -2.542 | -2.3889 | -2.4589 | -2.3137 | -2.1615 | -2.1581 | -2.5191 | -2.4724 | -2.4132 | -2.3658 | -2.2493 | -2.1329 | -1.9713
TSO | - | 19 | 2025 | Winter | Vmag, [p.u.] | 2 | 2 | 1.0432 | 1.0433 | 1.0433 | 1.0435 | 1.0433 | 1.0432 | 1.043 | 1.0421 | 1.042 | 1.0433 | 1.0395 | 1.0406 | 1.0403 | 1.0405 | 1.0405 | 1.0405 | 1.0413 | 1.0411 | 1.0398 | 1.0419 | 1.0427 | 1.0416 | 1.0413 | 1.0425
TSO | - | 19 | 2025 | Winter | Vang, [º] | 2 | 2 | -4.9184 | -4.5609 | -4.2519 | -4.1605 | -4.1587 | -4.6845 | -7.6583 | -7.2367 | -7.0431 | -6.7211 | -7.2524 | -8.26 | -7.4475 | -7.8995 | -7.0352 | -6.5218 | -6.1602 | -7.6068 | -7.2195 | -6.9494 | -6.6253 | -6.1629 | -6.0196 | -5.832
TSO | - | 20 | 2025 | Winter | Vmag, [p.u.] | 2 | 2 | 1.0999 | 1.0999 | 1.0998 | 1.0998 | 1.0998 | 1.0998 | 1.1 | 1.0999 | 1.0999 | 1.0999 | 1.1 | 1.1 | 1.1 | 1.1 | 1.1 | 1.1 | 1.0999 | 1.1 | 1.1 | 1.1 | 1.1 | 1.1 | 1.1 | 1.0999
TSO | - | 20 | 2025 | Winter | Vang, [º] | 2 | 2 | -6.0422 | -5.689 | -5.3667 | -5.2549 | -5.3484 | -5.7904 | -8.7968 | -8.1236 | -7.8031 | -7.3915 | -8.0491 | -9.1748 | -8.4616 | -9.0206 | -8.1144 | -7.4708 | -7.1072 | -8.665 | -8.2701 | -7.9618 | -7.6506 | -7.3135 | -7.1859 | -6.9173
TSO | - | 21 | 2025 | Winter | Vmag, [p.u.] | 2 | 2 | 1.1 | 1.1 | 1.0999 | 1.0999 | 1.0999 | 1.0999 | 1.1 | 1.1 | 1.1 | 1.1 | 1.1 | 1.1 | 1.1 | 1.1 | 1.1 | 1.1 | 1.1 | 1.1 | 1.1 | 1.1 | 1.1 | 1.1 | 1.1 | 1.1
TSO | - | 21 | 2025 | Winter | Vang, [º] | 2 | 2 | -6.9207 | -6.4534 | -6.0177 | -5.8988 | -5.8432 | -6.5001 | -10.3315 | -10.2003 | -10.1877 | -9.8942 | -10.2683 | -11.4163 | -10.6449 | -11.1066 | -9.9209 | -9.2458 | -8.9741 | -10.9483 | -10.3507 | -10.0136 | -9.6477 | -8.9525 | -8.5712 | -8.1392
TSO | - | 26 | 2025 | Winter | Vmag, [p.u.] | 2 | 2 | 1.0108 | 1.0022 | 0.99927 | 0.99992 | 0.99811 | 1.0025 | 1.0305 | 1.0374 | 1.0461 | 1.035 | 1.0408 | 1.0358 | 1.0327 | 1.0308 | 1.0289 | 1.024 | 1.0165 | 1.037 | 1.0281 | 1.0307 | 1.0246 | 1.0178 | 1.0134 | 1.0069
TSO | - | 26 | 2025 | Winter | Vang, [º] | 2 | 2 | -2.2227 | -2.0041 | -1.8785 | -1.8114 | -1.7983 | -1.97 | -2.8033 | -2.8119 | -2.9604 | -3.0792 | -3.1076 | -3.308 | -3.0899 | -3.1982 | -2.9938 | -2.8122 | -2.786 | -3.2308 | -3.176 | -3.0975 | -3.0492 | -2.8918 | -2.7701 | -2.5871
TSO | - | 29 | 2025 | Winter | Vmag, [p.u.] | 2 | 2 | 1.0649 | 1.0634 | 1.063 | 1.0629 | 1.0626 | 1.0636 | 1.0695 | 1.0689 | 1.0706 | 1.0698 | 1.0702 | 1.0688 | 1.0686 | 1.0684 | 1.069 | 1.0683 | 1.0667 | 1.069 | 1.0675 | 1.0691 | 1.0686 | 1.0673 | 1.0662 | 1.0644
TSO | - | 29 | 2025 | Winter | Vang, [º] | 2 | 2 | -3.2887 | -2.9914 | -2.7344 | -2.6672 | -2.6638 | -3.0316 | -5.5827 | -4.9309 | -4.8255 | -4.8385 | -5.1516 | -6.0847 | -5.1143 | -5.6643 | -4.9555 | -4.4675 | -4.334 | -5.3282 | -4.9866 | -4.7776 | -4.6535 | -4.2574 | -4.1246 | -4.1016
TSO | - | 30 | 2025 | Winter | Vmag, [p.u.] | 2 | 2 | 1.1 | 1.1 | 1.1 | 1.1 | 1.1 | 1.1 | 1.1 | 1.1 | 1.1 | 1.1 | 1.1 | 1.1 | 1.1 | 1.1 | 1.1 | 1.1 | 1.1 | 1.1 | 1.1 | 1.1 | 1.1 | 1.1 | 1.1 | 1.1
TSO | - | 30 | 2025 | Winter | Vang, [º] | 2 | 2 | -6.2903 | -5.8518 | -5.558 | -5.475 | -5.4454 | -5.9212 | -9.254 | -8.7449 | -8.76 | -8.6743 | -8.9625 | -10.0839 | -9.0859 | -9.7039 | -8.863 | -8.3129 | -8.1059 | -9.2827 | -8.8076 | -8.4581 | -8.3817 | -7.7363 | -7.3752 | -7.2672
TSO | - | 34 | 2025 | Winter | Vmag, [p.u.] | 2 | 2 | 1.0777 | 1.0759 | 1.0753 | 1.0752 | 1.075 | 1.0769 | 1.0838 | 1.0837 | 1.0849 | 1.0844 | 1.0848 | 1.0839 | 1.0839 | 1.0837 | 1.0841 | 1.0834 | 1.082 | 1.0836 | 1.0827 | 1.0836 | 1.0832 | 1.0817 | 1.0801 | 1.0778
TSO | - | 34 | 2025 | Winter | Vang, [º] | 2 | 2 | -2.4451 | -2.1859 | -1.9525 | -1.8925 | -1.893 | -2.1657 | -4.6743 | -3.8785 | -3.7928 | -3.8642 | -4.1886 | -5.1455 | -4.1004 | -4.7073 | -3.9873 | -3.4949 | -3.3655 | -4.2989 | -3.9325 | -3.7638 | -3.6684 | -3.3162 | -3.19 | -3.2548
TSO | - | 35 | 2025 | Winter | Vmag, [p.u.] | 2 | 2 | 1.0673 | 1.0654 | 1.0649 | 1.0648 | 1.0645 | 1.0658 | 1.0723 | 1.0725 | 1.0739 | 1.0733 | 1.0738 | 1.0727 | 1.0726 | 1.0726 | 1.073 | 1.072 | 1.0703 | 1.0722 | 1.071 | 1.0721 | 1.0714 | 1.0701 | 1.0686 | 1.0668
TSO | - | 35 | 2025 | Winter | Vang, [º] | 2 | 2 | -2.7516 | -2.474 | -2.2128 | -2.1458 | -2.1502 | -2.4909 | -5.1209 | -4.4649 | -4.3773 | -4.4275 | -4.7011 | -5.6614 | -4.6592 | -5.2103 | -4.4657 | -3.9703 | -3.8418 | -4.8661 | -4.4869 | -4.3025 | -4.1771 | -3.7776 | -3.6173 | -3.5943
TSO | - | 36 | 2025 | Winter | Vmag, [p.u.] | 2 | 2 | 1.0605 | 1.0588 | 1.0582 | 1.0582 | 1.0577 | 1.0587 | 1.0649 | 1.0649 | 1.0666 | 1.0655 | 1.0661 | 1.0648 | 1.0646 | 1.0647 | 1.0651 | 1.0642 | 1.0623 | 1.0647 | 1.0631 | 1.0644 | 1.0637 | 1.0625 | 1.0613 | 1.0597
TSO | - | 36 | 2025 | Winter | Vang, [º] | 2 | 2 | -2.7124 | -2.4359 | -2.1699 | -2.1018 | -2.1136 | -2.4776 | -5.0815 | -4.5039 | -4.4014 | -4.4159 | -4.7005 | -5.6287 | -4.6764 | -5.1888 | -4.4627 | -3.9744 | -3.835 | -4.8946 | -4.5293 | -4.3395 | -4.1916 | -3.7842 | -3.6236 | -3.5497
TSO | - | 42 | 2025 | Winter | Vmag, [p.u.] | 2 | 2 | 1.012 | 1.0056 | 1.0038 | 1.0041 | 1.0024 | 1.0031 | 1.024 | 1.0297 | 1.0384 | 1.0296 | 1.0353 | 1.0299 | 1.0275 | 1.0259 | 1.025 | 1.022 | 1.0155 | 1.0316 | 1.0244 | 1.0267 | 1.0215 | 1.0162 | 1.0125 | 1.0077
TSO | - | 42 | 2025 | Winter | Vang, [º] | 2 | 2 | -3.2573 | -2.9875 | -2.7794 | -2.7202 | -2.7001 | -3.2875 | -4.6234 | -4.5765 | -4.509 | -4.4693 | -4.5468 | -4.928 | -4.574 | -4.723 | -4.3838 | -4.1004 | -4.0821 | -4.8288 | -4.6843 | -4.5837 | -4.5153 | -4.2558 | -4.1268 | -3.848
TSO | - | 55 | 2025 | Winter | Vmag, [p.u.] | 2 | 2 | 1.0301 | 1.0253 | 1.0237 | 1.024 | 1.0229 | 1.0249 | 1.0406 | 1.0437 | 1.0491 | 1.0428 | 1.0457 | 1.0423 | 1.0408 | 1.0397 | 1.0394 | 1.0368 | 1.0322 | 1.0433 | 1.038 | 1.0402 | 1.037 | 1.0331 | 1.0307 | 1.0271
TSO | - | 55 | 2025 | Winter | Vang, [º] | 2 | 2 | -3.2481 | -2.9734 | -2.7612 | -2.6882 | -2.6773 | -3.0299 | -4.8049 | -4.605 | -4.61 | -4.6524 | -4.819 | -5.3748 | -4.8301 | -5.1252 | -4.6421 | -4.3057 | -4.2077 | -5.0119 | -4.8182 | -4.6631 | -4.5566 | -4.2544 | -4.09 | -3.9107
TSO | - | 68 | 2025 | Winter | Vmag, [p.u.] | 2 | 2 | 1.0305 | 1.0273 | 1.027 | 1.0271 | 1.026 | 1.0221 | 1.0325 | 1.0347 | 1.0417 | 1.0384 | 1.0416 | 1.0379 | 1.0367 | 1.036 | 1.0364 | 1.0353 | 1.0315 | 1.0396 | 1.0356 | 1.0373 | 1.0349 | 1.0318 | 1.0298 | 1.0276
TSO | - | 68 | 2025 | Winter | Vang, [º] | 2 | 2 | -3.7803 | -3.4589 | -3.1792 | -3.1303 | -3.1087 | -4.1607 | -6.2009 | -5.9458 | -5.6243 | -5.3903 | -5.5598 | -6.2106 | -5.5928 | -5.8929 | -5.3593 | -4.9204 | -4.8374 | -5.8463 | -5.5657 | -5.4216 | -5.2998 | -4.9264 | -4.8214 | -4.5753
TSO | - | 72 | 2025 | Winter | Vmag, [p.u.] | 2 | 2 | 1.0014 | 0.99111 | 0.98747 | 0.98795 | 0.98578 | 0.99082 | 1.0242 | 1.0337 | 1.0449 | 1.0324 | 1.0386 | 1.0325 | 1.0292 | 1.0266 | 1.024 | 1.0181 | 1.0089 | 1.0341 | 1.0244 | 1.0273 | 1.0199 | 1.0116 | 1.0057 | 0.99751
TSO | - | 72 | 2025 | Winter | Vang, [º] | 2 | 2 | -1.8261 | -1.6228 | -1.5158 | -1.4628 | -1.4344 | -1.6043 | -2.2295 | -2.3297 | -2.4628 | -2.5426 | -2.5654 | -2.6802 | -2.5459 | -2.6083 | -2.4497 | -2.3225 | -2.339 | -2.7452 | -2.6955 | -2.6482 | -2.6304 | -2.4894 | -2.3588 | -2.1573
TSO | - | 103 | 2025 | Winter | Vmag, [p.u.] | 2 | 2 | 1.0084 | 0.99922 | 0.99587 | 0.99655 | 0.99443 | 0.99923 | 1.0294 | 1.0368 | 1.0464 | 1.0342 | 1.0407 | 1.0355 | 1.0321 | 1.03 | 1.0278 | 1.0227 | 1.0145 | 1.0365 | 1.0269 | 1.0296 | 1.0231 | 1.0157 | 1.0112 | 1.0041
TSO | - | 103 | 2025 | Winter | Vang, [º] | 2 | 2 | -1.9157 | -1.7071 | -1.6037 | -1.5333 | -1.5237 | -1.6748 | -2.3284 | -2.4021 | -2.5728 | -2.702 | -2.7063 | -2.8349 | -2.6764 | -2.7431 | -2.5894 | -2.4221 | -2.4224 | -2.8197 | -2.78 | -2.7134 | -2.6574 | -2.5341 | -2.401 | -2.2115
TSO | - | 1 | 2025 | Winter | Vmag, [p.u.] | Expected | - | 1.0482 | 1.0467 | 1.0465 | 1.0465 | 1.046 | 1.046 | 1.0514 | 1.0512 | 1.0519 | 1.0499 | 1.0521 | 1.0504 | 1.0501 | 1.0502 | 1.0511 | 1.0506 | 1.0484 | 1.0514 | 1.0508 | 1.0505 | 1.049 | 1.0483 | 1.0476 | 1.047
TSO | - | 1 | 2025 | Winter | Vang, [º] | Expected | - | -3.943 | -3.6117 | -3.3266 | -3.2514 | -3.2464 | -3.7682 | -6.3204 | -5.8859 | -5.7925 | -5.748 | -6.0022 | -6.8683 | -6.0248 | -6.4637 | -5.7456 | -5.2717 | -5.1205 | -6.2327 | -5.8681 | -5.7013 | -5.5404 | -5.0934 | -4.9348 | -4.7634
TSO | - | 2 | 2025 | Winter | Vmag, [p.u.] | Expected | - | 0.90001 | 0.90001 | 0.90001 | 0.90001 | 0.90001 | 0.90001 | 0.90001 | 0.90002 | 0.90003 | 0.90001 | 0.90002 | 0.90001 | 0.90001 | 0.90001 | 0.90001 | 0.90001 | 0.90001 | 0.90001 | 0.90001 | 0.90001 | 0.90001 | 0.90001 | 0.90001 | 0.90001
TSO | - | 2 | 2025 | Winter | Vang, [º] | Expected | - | -8.0868 | -7.5463 | -7.03 | -6.9031 | -6.8421 | -7.5986 | -10.8723 | -10.8564 | -11.1642 | -11.2087 | -11.2896 | -12.1939 | -11.3923 | -11.8437 | -10.8652 | -10.2611 | -10.2021 | -11.9501 | -11.4656 | -11.1487 | -10.965 | -10.1404 | -9.7386 | -9.2693
TSO | - | 3 | 2025 | Winter | Vmag, [p.u.] | Expected | - | 1.0765 | 1.0742 | 1.0736 | 1.0735 | 1.0734 | 1.0762 | 1.0843 | 1.0847 | 1.0852 | 1.0846 | 1.0856 | 1.0851 | 1.085 | 1.0849 | 1.0851 | 1.0845 | 1.0834 | 1.0846 | 1.0846 | 1.0843 | 1.0837 | 1.0821 | 1.08 | 1.0771
TSO | - | 3 | 2025 | Winter | Vang, [º] | Expected | - | -2.5161 | -2.2827 | -2.0806 | -2.0333 | -2.0302 | -2.2032 | -4.624 | -3.6623 | -3.62 | -3.7601 | -4.0717 | -5.0578 | -3.9503 | -4.5943 | -3.8781 | -3.3752 | -3.2573 | -4.085 | -3.6987 | -3.5974 | -3.5356 | -3.2255 | -3.1254 | -3.2836
TSO | - | 4 | 2025 | Winter | Vmag, [p.u.] | Expected | - | 1.0077 | 0.9986 | 0.9956 | 0.9962 | 0.9942 | 0.99918 | 1.0289 | 1.0368 | 1.0435 | 1.0315 | 1.041 | 1.0357 | 1.0323 | 1.0307 | 1.0286 | 1.0239 | 1.0154 | 1.0371 | 1.0308 | 1.029 | 1.0213 | 1.0154 | 1.011 | 1.0047
TSO | - | 4 | 2025 | Winter | Vang, [º] | Expected | - | -1.9105 | -1.7056 | -1.6 | -1.5345 | -1.5266 | -1.6687 | -2.3163 | -2.3705 | -2.5447 | -2.6789 | -2.6681 | -2.7965 | -2.6421 | -2.7083 | -2.5555 | -2.3949 | -2.399 | -2.7889 | -2.7332 | -2.6911 | -2.6453 | -2.5136 | -2.3897 | -2.2012
TSO | - | 5 | 2025 | Winter | Vmag, [p.u.] | Expected | - | 1.0309 | 1.0277 | 1.0276 | 1.0277 | 1.0267 | 1.0229 | 1.0327 | 1.035 | 1.0398 | 1.0365 | 1.0421 | 1.0383 | 1.0371 | 1.0367 | 1.0373 | 1.0366 | 1.0326 | 1.0404 | 1.0386 | 1.0374 | 1.0339 | 1.0319 | 1.0301 | 1.0286
TSO | - | 5 | 2025 | Winter | Vang, [º] | Expected | - | -3.7272 | -3.4075 | -3.1291 | -3.0769 | -3.0571 | -4.1128 | -6.1574 | -5.9018 | -5.6143 | -5.3847 | -5.5097 | -6.1637 | -5.5455 | -5.8348 | -5.2964 | -4.8596 | -4.7835 | -5.7849 | -5.4749 | -5.3781 | -5.2689 | -4.8806 | -4.7701 | -4.5076
TSO | - | 7 | 2025 | Winter | Vmag, [p.u.] | Expected | - | 1.0897 | 1.0869 | 1.0854 | 1.0856 | 1.0856 | 1.0895 | 1.1 | 1.1 | 1.1 | 1.1 | 1.1 | 1.1 | 1.1 | 1.1 | 1.1 | 1.1 | 1.0998 | 1.1 | 1.1 | 1.0996 | 1.1 | 1.0974 | 1.0952 | 1.091
TSO | - | 7 | 2025 | Winter | Vang, [º] | Expected | - | -1.595 | -1.4376 | -1.3498 | -1.2709 | -1.2742 | -1.3223 | -3.3863 | -2.1941 | -2.1318 | -2.2989 | -2.6904 | -3.6278 | -2.4918 | -3.2362 | -2.5566 | -2.1099 | -2.0279 | -2.6486 | -2.313 | -2.2682 | -2.2752 | -2.1384 | -2.0241 | -2.2935
TSO | - | 8 | 2025 | Winter | Vmag, [p.u.] | Expected | - | 0.90027 | 0.90026 | 0.9003 | 0.90033 | 0.90038 | 0.90034 | 0.9002 | 0.90022 | 0.90017 | 0.90017 | 0.90015 | 0.90012 | 0.90015 | 0.90015 | 0.90017 | 0.90018 | 0.90016 | 0.90012 | 0.90011 | 0.90011 | 0.90012 | 0.90014 | 0.90015 | 0.90019
TSO | - | 8 | 2025 | Winter | Vang, [º] | Expected | - | -0.75865 | -0.78484 | -0.7518 | -0.71743 | -0.67458 | -0.70462 | -0.88684 | -0.80582 | -0.8675 | -0.8688 | -0.99015 | -1.1177 | -1.0236 | -1.0328 | -0.96188 | -0.92202 | -0.96211 | -1.0385 | -1.0449 | -1.0149 | -1.0486 | -1.0074 | -0.99096 | -0.88972
TSO | - | 9 | 2025 | Winter | Vmag, [p.u.] | Expected | - | 1.081 | 1.0783 | 1.0769 | 1.077 | 1.077 | 1.081 | 1.0919 | 1.093 | 1.0934 | 1.0928 | 1.0932 | 1.0932 | 1.093 | 1.0925 | 1.0924 | 1.0919 | 1.0912 | 1.0929 | 1.0927 | 1.0923 | 1.0918 | 1.0892 | 1.0866 | 1.0823
TSO | - | 9 | 2025 | Winter | Vang, [º] | Expected | - | -2.0748 | -1.9022 | -1.7802 | -1.7233 | -1.7314 | -1.7779 | -3.8689 | -2.6921 | -2.5936 | -2.7886 | -3.1919 | -4.1284 | -2.9897 | -3.7267 | -3.046 | -2.5846 | -2.4806 | -3.145 | -2.7806 | -2.7057 | -2.6908 | -2.5272 | -2.4985 | -2.7756
TSO | - | 10 | 2025 | Winter | Vmag, [p.u.] | Expected | - | 1.0383 | 1.0322 | 1.03 | 1.0314 | 1.0298 | 1.0343 | 1.0558 | 1.0617 | 1.0649 | 1.0571 | 1.0633 | 1.0602 | 1.0586 | 1.0574 | 1.0558 | 1.052 | 1.0477 | 1.0602 | 1.0561 | 1.0545 | 1.0501 | 1.0463 | 1.0425 | 1.0372
TSO | - | 10 | 2025 | Winter | Vang, [º] | Expected | - | -2.2763 | -2.0741 | -1.9321 | -1.8741 | -1.8343 | -1.9352 | -3.2502 | -2.8097 | -3.0027 | -3.2393 | -3.3896 | -3.8736 | -3.3081 | -3.6464 | -3.2835 | -2.9735 | -2.9351 | -3.5016 | -3.1324 | -3.0621 | -3.0677 | -2.8921 | -2.7782 | -2.7394
TSO | - | 11 | 2025 | Winter | Vmag, [p.u.] | Expected | - | 0.90021 | 0.90023 | 0.90025 | 0.90026 | 0.90032 | 0.90032 | 0.90035 | 0.90019 | 0.90016 | 0.90018 | 0.90016 | 0.90017 | 0.90015 | 0.90017 | 0.90019 | 0.90015 | 0.90011 | 0.90009 | 0.90008 | 0.90008 | 0.90007 | 0.90008 | 0.9001 | 0.90014
TSO | - | 11 | 2025 | Winter | Vang, [º] | Expected | - | 0.17847 | 0.17577 | 0.17022 | 0.16878 | 0.15257 | 0.15136 | 0.13897 | 0.17882 | 0.18791 | 0.17826 | 0.19591 | 0.19369 | 0.20875 | 0.19821 | 0.1916 | 0.20942 | 0.23073 | 0.24659 | 0.25144 | 0.25539 | 0.28236 | 0.26772 | 0.25444 | 0.21897
TSO | - | 12 | 2025 | Winter | Vmag, [p.u.] | Expected | - | 1.0002 | 0.98993 | 0.98666 | 0.98703 | 0.98507 | 0.99037 | 1.0227 | 1.0324 | 1.0404 | 1.0277 | 1.0375 | 1.0312 | 1.0278 | 1.0259 | 1.0235 | 1.0183 | 1.0087 | 1.0335 | 1.0272 | 1.0252 | 1.0164 | 1.0098 | 1.0045 | 0.99736
TSO | - | 12 | 2025 | Winter | Vang, [º] | Expected | - | -2.1271 | -1.9317 | -1.8158 | -1.7575 | -1.7012 | -1.8672 | -2.469 | -2.6072 | -2.7648 | -2.8365 | -2.8788 | -3.0055 | -2.8845 | -2.931 | -2.7592 | -2.6577 | -2.7157 | -3.1253 | -3.0748 | -3.0507 | -3.0873 | -2.9237 | -2.779 | -2.5186
TSO | - | 13 | 2025 | Winter | Vmag, [p.u.] | Expected | - | 0.90021 | 0.90023 | 0.90025 | 0.90026 | 0.90032 | 0.90032 | 0.90035 | 0.90019 | 0.90016 | 0.90018 | 0.90016 | 0.90017 | 0.90015 | 0.90017 | 0.90019 | 0.90015 | 0.90011 | 0.90009 | 0.90008 | 0.90008 | 0.90007 | 0.90008 | 0.9001 | 0.90014
TSO | - | 13 | 2025 | Winter | Vang, [º] | Expected | - | -2.7295e-07 | -2.7067e-07 | -2.748e-07 | -2.7653e-07 | -2.7528e-07 | -2.7017e-07 | -4.0413e-07 | -4.6467e-07 | -4.775e-07 | -4.6072e-07 | -4.4751e-07 | -4.0457e-07 | -4.4347e-07 | -4.0888e-07 | -4.417e-07 | -4.6851e-07 | -4.1828e-07 | -4.3857e-07 | -4.5558e-07 | -4.0794e-07 | -4.514e-07 | -3.0746e-07 | -2.8429e-07 | -2.708e-07
TSO | - | 14 | 2025 | Winter | Vmag, [p.u.] | Expected | - | 0.90027 | 0.90026 | 0.90029 | 0.90033 | 0.90037 | 0.90034 | 0.9002 | 0.90021 | 0.90017 | 0.90017 | 0.90014 | 0.90012 | 0.90014 | 0.90014 | 0.90017 | 0.90018 | 0.90015 | 0.90012 | 0.9001 | 0.90011 | 0.90011 | 0.90013 | 0.90014 | 0.90019
TSO | - | 14 | 2025 | Winter | Vang, [º] | Expected | - | -0.72736 | -0.75247 | -0.72079 | -0.68784 | -0.64675 | -0.67556 | -0.85026 | -0.77258 | -0.83172 | -0.83296 | -0.94932 | -1.0716 | -0.98135 | -0.99016 | -0.92221 | -0.88399 | -0.92243 | -0.99567 | -1.0018 | -0.97307 | -1.0054 | -0.9658 | -0.95009 | -0.85303
TSO | - | 15 | 2025 | Winter | Vmag, [p.u.] | Expected | - | 1.0089 | 0.9993 | 0.9962 | 0.9968 | 0.99484 | 1.0001 | 1.0313 | 1.0399 | 1.0471 | 1.0356 | 1.0449 | 1.0395 | 1.0361 | 1.0346 | 1.0321 | 1.0268 | 1.0183 | 1.041 | 1.0349 | 1.0329 | 1.0249 | 1.0187 | 1.0136 | 1.0068
TSO | - | 15 | 2025 | Winter | Vang, [º] | Expected | - | -1.471 | -1.3093 | -1.2236 | -1.1738 | -1.1642 | -1.2749 | -1.8458 | -1.8596 | -1.998 | -2.1036 | -2.1079 | -2.2328 | -2.0824 | -2.1523 | -2.0153 | -1.8771 | -1.8704 | -2.1952 | -2.1304 | -2.0945 | -2.0591 | -1.9493 | -1.85 | -1.7122
TSO | - | 16 | 2025 | Winter | Vmag, [p.u.] | Expected | - | 1.0774 | 1.0757 | 1.075 | 1.0747 | 1.0747 | 1.0774 | 1.0852 | 1.0848 | 1.0848 | 1.0847 | 1.0856 | 1.0851 | 1.0854 | 1.085 | 1.0857 | 1.0853 | 1.0843 | 1.0853 | 1.0854 | 1.0853 | 1.0848 | 1.0835 | 1.0817 | 1.0788
TSO | - | 16 | 2025 | Winter | Vang, [º] | Expected | - | -2.6194 | -2.4218 | -2.2498 | -2.1883 | -2.2007 | -2.3627 | -4.7142 | -3.7044 | -3.6313 | -3.7645 | -4.1165 | -5.0669 | -3.9333 | -4.6326 | -3.914 | -3.4386 | -3.339 | -4.1317 | -3.7343 | -3.6332 | -3.5882 | -3.2932 | -3.2197 | -3.388
TSO | - | 17 | 2025 | Winter | Vmag, [p.u.] | Expected | - | 1.0774 | 1.0757 | 1.0751 | 1.0748 | 1.0748 | 1.0772 | 1.0845 | 1.0842 | 1.0843 | 1.084 | 1.0851 | 1.0845 | 1.0847 | 1.0844 | 1.085 | 1.0846 | 1.0834 | 1.0846 | 1.0846 | 1.0845 | 1.0839 | 1.0827 | 1.0811 | 1.0784
TSO | - | 17 | 2025 | Winter | Vang, [º] | Expected | - | -2.6224 | -2.4058 | -2.2107 | -2.1508 | -2.16 | -2.3611 | -4.7686 | -3.8277 | -3.7572 | -3.8795 | -4.202 | -5.1579 | -4.0475 | -4.7138 | -3.9954 | -3.5174 | -3.4191 | -4.2552 | -3.8547 | -3.7493 | -3.6912 | -3.364 | -3.272 | -3.4049
TSO | - | 18 | 2025 | Winter | Vmag, [p.u.] | Expected | - | 1.0086 | 0.99931 | 0.99624 | 0.99684 | 0.99486 | 0.99994 | 1.0301 | 1.0382 | 1.0451 | 1.0332 | 1.0428 | 1.0374 | 1.034 | 1.0324 | 1.0302 | 1.0253 | 1.0168 | 1.039 | 1.0327 | 1.0309 | 1.023 | 1.017 | 1.0124 | 1.0059
TSO | - | 18 | 2025 | Winter | Vang, [º] | Expected | - | -1.7005 | -1.5154 | -1.4206 | -1.3605 | -1.3509 | -1.4813 | -2.0969 | -2.1397 | -2.3003 | -2.4209 | -2.418 | -2.5445 | -2.3909 | -2.4578 | -2.3113 | -2.1578 | -2.1563 | -2.5172 | -2.4574 | -2.4167 | -2.3739 | -2.2508 | -2.1334 | -1.9662
TSO | - | 19 | 2025 | Winter | Vmag, [p.u.] | Expected | - | 1.0431 | 1.0432 | 1.0434 | 1.0436 | 1.0434 | 1.0433 | 1.0427 | 1.0418 | 1.0402 | 1.0415 | 1.0394 | 1.0404 | 1.0402 | 1.0406 | 1.0408 | 1.041 | 1.0417 | 1.0413 | 1.0417 | 1.0416 | 1.0416 | 1.0413 | 1.0413 | 1.0428
TSO | - | 19 | 2025 | Winter | Vang, [º] | Expected | - | -4.916 | -4.56 | -4.2502 | -4.1593 | -4.1563 | -4.6875 | -7.6718 | -7.2468 | -7.089 | -6.7787 | -7.2592 | -8.2697 | -7.4554 | -7.8944 | -7.0253 | -6.5093 | -6.1614 | -7.5992 | -7.1714 | -6.9596 | -6.6473 | -6.1626 | -6.0193 | -5.8141
TSO | - | 20 | 2025 | Winter | Vmag, [p.u.] | Expected | - | 1.0999 | 1.0999 | 1.0998 | 1.0998 | 1.0998 | 1.0998 | 1.1 | 1.0999 | 1.0999 | 1.0999 | 1.1 | 1.1 | 1.1 | 1.1 | 1.1 | 1.1 | 1.0999 | 1.1 | 1.1 | 1.1 | 1.1 | 1.1 | 1.1 | 1.0999
TSO | - | 20 | 2025 | Winter | Vang, [º] | Expected | - | -6.0399 | -5.688 | -5.365 | -5.2537 | -5.346 | -5.7934 | -8.8103 | -8.1337 | -7.849 | -7.4508 | -8.0552 | -9.1845 | -8.4695 | -9.0155 | -8.1045 | -7.4583 | -7.1085 | -8.6573 | -8.221 | -7.972 | -7.6727 | -7.3133 | -7.1856 | -6.8993
TSO | - | 21 | 2025 | Winter | Vmag, [p.u.] | Expected | - | 1.1 | 1.1 | 1.0999 | 1.0999 | 1.0999 | 1.0999 | 1.1 | 1.1 | 1.1 | 1.1 | 1.1 | 1.1 | 1.1 | 1.1 | 1.1 | 1.1 | 1.1 | 1.1 | 1.1 | 1.1 | 1.1 | 1.1 | 1.1 | 1.1
TSO | - | 21 | 2025 | Winter | Vang, [º] | Expected | - | -6.9183 | -6.4524 | -6.016 | -5.8977 | -5.8408 | -6.5031 | -10.345 | -10.2105 | -10.2336 | -9.9536 | -10.2743 | -11.426 | -10.6528 | -11.1015 | -9.911 | -9.2332 | -8.9753 | -10.9407 | -10.3017 | -10.0238 | -9.6698 | -8.9522 | -8.5709 | -8.1213
TSO | - | 26 | 2025 | Winter | Vmag, [p.u.] | Expected | - | 1.0105 | 1.0021 | 0.99945 | 1 | 0.99833 | 1.0028 | 1.0299 | 1.0369 | 1.0428 | 1.0316 | 1.0405 | 1.0354 | 1.0324 | 1.031 | 1.0292 | 1.025 | 1.0172 | 1.0373 | 1.0314 | 1.0298 | 1.0226 | 1.0172 | 1.0132 | 1.0076
TSO | - | 26 | 2025 | Winter | Vang, [º] | Expected | - | -2.2229 | -2.0041 | -1.8781 | -1.8112 | -1.7978 | -1.9701 | -2.8077 | -2.8154 | -2.979 | -3.1026 | -3.11 | -3.3114 | -3.0928 | -3.1966 | -2.9905 | -2.807 | -2.7841 | -3.2282 | -3.1556 | -3.1023 | -3.0601 | -2.8935 | -2.7707 | -2.5804
TSO | - | 29 | 2025 | Winter | Vmag, [p.u.] | Expected | - | 1.0649 | 1.0634 | 1.063 | 1.063 | 1.0626 | 1.0637 | 1.0693 | 1.0687 | 1.0693 | 1.0684 | 1.0701 | 1.0687 | 1.0685 | 1.0685 | 1.0691 | 1.0687 | 1.067 | 1.0691 | 1.0689 | 1.069 | 1.0678 | 1.067 | 1.0661 | 1.0647
TSO | - | 29 | 2025 | Winter | Vang, [º] | Expected | - | -3.2853 | -2.9896 | -2.735 | -2.6676 | -2.6646 | -3.0372 | -5.5958 | -4.9408 | -4.8614 | -4.8896 | -5.1582 | -6.0942 | -5.1222 | -5.6598 | -4.946 | -4.4576 | -4.3391 | -5.3211 | -4.9495 | -4.7857 | -4.6683 | -4.2534 | -4.1234 | -4.0836
TSO | - | 30 | 2025 | Winter | Vmag, [p.u.] | Expected | - | 1.1 | 1.1 | 1.1 | 1.1 | 1.1 | 1.1 | 1.1 | 1.1 | 1.1 | 1.1 | 1.1 | 1.1 | 1.1 | 1.1 | 1.1 | 1.1 | 1.1 | 1.1 | 1.1 | 1.1 | 1.1 | 1.1 | 1.1 | 1.1
TSO | - | 30 | 2025 | Winter | Vang, [º] | Expected | - | -6.287 | -5.85 | -5.5586 | -5.4754 | -5.4463 | -5.9268 | -9.2672 | -8.7548 | -8.7959 | -8.727 | -8.9691 | -10.0933 | -9.0938 | -9.6994 | -8.8534 | -8.303 | -8.111 | -9.2757 | -8.769 | -8.4662 | -8.3964 | -7.7323 | -7.3739 | -7.2493
TSO | - | 34 | 2025 | Winter | Vmag, [p.u.] | Expected | - | 1.0777 | 1.0759 | 1.0753 | 1.0752 | 1.075 | 1.0769 | 1.0837 | 1.0836 | 1.084 | 1.0834 | 1.0847 | 1.0838 | 1.0838 | 1.0838 | 1.0842 | 1.0836 | 1.0822 | 1.0837 | 1.0837 | 1.0835 | 1.0826 | 1.0815 | 1.0801 | 1.0779
TSO | - | 34 | 2025 | Winter | Vang, [º] | Expected | - | -2.4412 | -2.1835 | -1.9542 | -1.8936 | -1.8953 | -2.1727 | -4.6876 | -3.8886 | -3.8252 | -3.9129 | -4.1953 | -5.1551 | -4.1084 | -4.7027 | -3.9778 | -3.4859 | -3.3728 | -4.2917 | -3.9 | -3.7712 | -3.6801 | -3.3103 | -3.1883 | -3.2367
TSO | - | 35 | 2025 | Winter | Vmag, [p.u.] | Expected | - | 1.0672 | 1.0653 | 1.0649 | 1.0648 | 1.0645 | 1.0659 | 1.0721 | 1.0723 | 1.0727 | 1.072 | 1.0737 | 1.0726 | 1.0725 | 1.0727 | 1.0731 | 1.0724 | 1.0705 | 1.0723 | 1.0722 | 1.0719 | 1.0706 | 1.0699 | 1.0686 | 1.067
TSO | - | 35 | 2025 | Winter | Vang, [º] | Expected | - | -2.7482 | -2.472 | -2.2129 | -2.1459 | -2.1504 | -2.4971 | -5.134 | -4.4747 | -4.4113 | -4.477 | -4.7077 | -5.6708 | -4.667 | -5.2057 | -4.4563 | -3.961 | -3.8478 | -4.8591 | -4.4523 | -4.3103 | -4.1904 | -3.7728 | -3.6159 | -3.5767
TSO | - | 36 | 2025 | Winter | Vmag, [p.u.] | Expected | - | 1.0604 | 1.0587 | 1.0583 | 1.0582 | 1.0578 | 1.0588 | 1.0647 | 1.0647 | 1.0651 | 1.064 | 1.066 | 1.0647 | 1.0645 | 1.0647 | 1.0653 | 1.0647 | 1.0626 | 1.0648 | 1.0646 | 1.0642 | 1.0629 | 1.0622 | 1.0612 | 1.0599
TSO | - | 36 | 2025 | Winter | Vang, [º] | Expected | - | -2.7092 | -2.4342 | -2.1684 | -2.101 | -2.1118 | -2.483 | -5.0941 | -4.5134 | -4.436 | -4.465 | -4.7068 | -5.6378 | -4.6839 | -5.1843 | -4.4536 | -3.965 | -3.84 | -4.8878 | -4.4937 | -4.3475 | -4.2059 | -3.7804 | -3.6226 | -3.5327
TSO | - | 42 | 2025 | Winter | Vmag, [p.u.] | Expected | - | 1.0118 | 1.0054 | 1.004 | 1.0042 | 1.0027 | 1.0035 | 1.0235 | 1.0293 | 1.0352 | 1.0263 | 1.0351 | 1.0296 | 1.0272 | 1.026 | 1.0254 | 1.023 | 1.0162 | 1.0319 | 1.0277 | 1.0259 | 1.0195 | 1.0156 | 1.0123 | 1.0085
TSO | - | 42 | 2025 | Winter | Vang, [º] | Expected | - | -3.2574 | -2.9875 | -2.7786 | -2.7197 | -2.6991 | -3.2876 | -4.6308 | -4.5823 | -4.5396 | -4.5061 | -4.5505 | -4.9333 | -4.5785 | -4.7204 | -4.3786 | -4.0921 | -4.0798 | -4.8246 | -4.6514 | -4.5916 | -4.5327 | -4.2582 | -4.1276 | -3.8381
TSO | - | 55 | 2025 | Winter | Vmag, [p.u.] | Expected | - | 1.0299 | 1.0252 | 1.0238 | 1.0241 | 1.0231 | 1.0252 | 1.0402 | 1.0434 | 1.0465 | 1.0402 | 1.0455 | 1.042 | 1.0406 | 1.0398 | 1.0397 | 1.0375 | 1.0327 | 1.0436 | 1.0406 | 1.0397 | 1.0355 | 1.0326 | 1.0305 | 1.0276
TSO | - | 55 | 2025 | Winter | Vang, [º] | Expected | - | -3.2471 | -2.9728 | -2.7604 | -2.6878 | -2.6764 | -3.0318 | -4.814 | -4.6119 | -4.6416 | -4.6933 | -4.8235 | -5.3814 | -4.8356 | -5.122 | -4.6355 | -4.297 | -4.2077 | -5.0069 | -4.7845 | -4.6709 | -4.5727 | -4.2548 | -4.0902 | -3.8983
TSO | - | 68 | 2025 | Winter | Vmag, [p.u.] | Expected | - | 1.0303 | 1.0272 | 1.0272 | 1.0271 | 1.0262 | 1.0224 | 1.0321 | 1.0344 | 1.0392 | 1.0359 | 1.0414 | 1.0377 | 1.0365 | 1.0361 | 1.0367 | 1.036 | 1.0321 | 1.0399 | 1.0381 | 1.0368 | 1.0334 | 1.0314 | 1.0296 | 1.0281
TSO | - | 68 | 2025 | Winter | Vang, [º] | Expected | - | -3.7794 | -3.4584 | -3.178 | -3.1297 | -3.1072 | -4.1621 | -6.2122 | -5.9545 | -5.6649 | -5.4403 | -5.5652 | -6.2185 | -5.5993 | -5.8891 | -5.3515 | -4.9096 | -4.8368 | -5.8403 | -5.5238 | -5.4316 | -5.3202 | -4.9275 | -4.8218 | -4.5605
TSO | - | 72 | 2025 | Winter | Vmag, [p.u.] | Expected | - | 1.001 | 0.99094 | 0.98774 | 0.98811 | 0.98612 | 0.99134 | 1.0235 | 1.0332 | 1.0411 | 1.0285 | 1.0383 | 1.0321 | 1.0288 | 1.0268 | 1.0244 | 1.0192 | 1.0098 | 1.0345 | 1.0282 | 1.0262 | 1.0175 | 1.0108 | 1.0055 | 0.99843
TSO | - | 72 | 2025 | Winter | Vang, [º] | Expected | - | -1.8264 | -1.6228 | -1.5157 | -1.4628 | -1.4343 | -1.6044 | -2.2323 | -2.332 | -2.4766 | -2.5592 | -2.5669 | -2.6825 | -2.5477 | -2.6072 | -2.4475 | -2.3187 | -2.3375 | -2.7433 | -2.6796 | -2.6519 | -2.6394 | -2.491 | -2.3592 | -2.1535
TSO | - | 103 | 2025 | Winter | Vmag, [p.u.] | Expected | - | 1.0081 | 0.9991 | 0.99606 | 0.99666 | 0.99468 | 0.99962 | 1.0288 | 1.0363 | 1.0429 | 1.0307 | 1.0405 | 1.0351 | 1.0318 | 1.0302 | 1.0282 | 1.0237 | 1.0152 | 1.0368 | 1.0304 | 1.0287 | 1.021 | 1.0151 | 1.011 | 1.0048
TSO | - | 103 | 2025 | Winter | Vang, [º] | Expected | - | -1.9161 | -1.7071 | -1.6034 | -1.5332 | -1.5234 | -1.6747 | -2.3318 | -2.4048 | -2.5883 | -2.7212 | -2.7081 | -2.8376 | -2.6786 | -2.7418 | -2.5868 | -2.4178 | -2.4203 | -2.8176 | -2.7629 | -2.7174 | -2.6667 | -2.536 | -2.4016 | -2.2062
DSO | 29 | 1 | 2025 | Winter | Vmag, [p.u.] | 0 | 0 | 1.0633 | 1.0619 | 1.0616 | 1.0615 | 1.0612 | 1.0623 | 1.0675 | 1.0673 | 1.0679 | 1.0669 | 1.0686 | 1.0673 | 1.067 | 1.0667 | 1.0674 | 1.0669 | 1.0653 | 1.0676 | 1.0674 | 1.0675 | 1.0662 | 1.0654 | 1.0645 | 1.0631
DSO | 29 | 1 | 2025 | Winter | Vang, [º] | 0 | 0 | -1.2518e-06 | -1.1995e-06 | -1.1729e-06 | -1.1511e-06 | -1.1657e-06 | -1.156e-06 | -1.0859e-06 | -1.1157e-06 | -9.114e-07 | -8.0142e-07 | -7.8358e-07 | -8.2872e-07 | -8.2332e-07 | -7.9598e-07 | -1.0788e-06 | -1.068e-06 | -1.2358e-06 | -9.907e-07 | -1.2011e-06 | -9.6305e-07 | -9.2014e-07 | -8.4079e-07 | -1.1003e-06 | -1.0717e-06
DSO | 29 | 2 | 2025 | Winter | Vmag, [p.u.] | 0 | 0 | 1.0994 | 1.0993 | 1.0992 | 1.0991 | 1.0992 | 1.0992 | 1.099 | 1.0991 | 1.0985 | 1.0981 | 1.098 | 1.0982 | 1.0982 | 1.098 | 1.099 | 1.099 | 1.0994 | 1.0988 | 1.0993 | 1.0987 | 1.0985 | 1.0982 | 1.099 | 1.0989
DSO | 29 | 2 | 2025 | Winter | Vang, [º] | 0 | 0 | -2.0789 | -1.9868 | -1.9322 | -1.9235 | -1.9128 | -1.8827 | -1.8009 | -1.8317 | -1.6012 | -1.486 | -1.4699 | -1.5146 | -1.5082 | -1.4797 | -1.7885 | -1.773 | -1.9972 | -1.6187 | -1.9395 | -1.6397 | -1.6014 | -1.5212 | -1.8086 | -1.7741
DSO | 29 | 3 | 2025 | Winter | Vmag, [p.u.] | 0 | 0 | 1.0998 | 1.0997 | 1.0997 | 1.0997 | 1.0997 | 1.0997 | 1.0996 | 1.0997 | 1.0995 | 1.0993 | 1.0993 | 1.0994 | 1.0994 | 1.0993 | 1.0996 | 1.0996 | 1.0997 | 1.0994 | 1.0997 | 1.0995 | 1.0995 | 1.0994 | 1.0996 | 1.0996
DSO | 29 | 3 | 2025 | Winter | Vang, [º] | 0 | 0 | -3.7674 | -3.5923 | -3.4758 | -3.4779 | -3.4321 | -3.3581 | -3.1995 | -3.2547 | -2.8256 | -2.6114 | -2.5811 | -2.6648 | -2.6527 | -2.5994 | -3.1742 | -3.145 | -3.5614 | -2.7854 | -3.4423 | -2.8793 | -2.8191 | -2.6752 | -3.2118 | -3.1509
DSO | 29 | 4 | 2025 | Winter | Vmag, [p.u.] | 0 | 0 | 1.0982 | 1.0981 | 1.0981 | 1.0981 | 1.098 | 1.098 | 1.0979 | 1.0979 | 1.0974 | 1.0971 | 1.097 | 1.0972 | 1.0972 | 1.0971 | 1.0978 | 1.0978 | 1.0981 | 1.0975 | 1.098 | 1.0976 | 1.0975 | 1.0972 | 1.0979 | 1.0978
DSO | 29 | 4 | 2025 | Winter | Vang, [º] | 0 | 0 | -2.1724 | -2.0779 | -2.0239 | -2.0117 | -2.0048 | -1.9767 | -1.8933 | -1.9219 | -1.6874 | -1.5687 | -1.5517 | -1.5988 | -1.5918 | -1.5628 | -1.8794 | -1.8628 | -2.0976 | -1.7163 | -2.0386 | -1.7306 | -1.6899 | -1.6047 | -1.9025 | -1.8666
DSO | 29 | 5 | 2025 | Winter | Vmag, [p.u.] | 0 | 0 | 1.0982 | 1.0981 | 1.098 | 1.098 | 1.098 | 1.098 | 1.0978 | 1.0978 | 1.0974 | 1.0971 | 1.097 | 1.0972 | 1.0972 | 1.0971 | 1.0978 | 1.0978 | 1.0981 | 1.0975 | 1.098 | 1.0975 | 1.0974 | 1.0972 | 1.0979 | 1.0978
DSO | 29 | 5 | 2025 | Winter | Vang, [º] | 0 | 0 | -2.1733 | -2.0787 | -2.0248 | -2.0125 | -2.0057 | -1.9776 | -1.8942 | -1.9227 | -1.6882 | -1.5695 | -1.5524 | -1.5996 | -1.5926 | -1.5636 | -1.8803 | -1.8636 | -2.0986 | -1.7172 | -2.0395 | -1.7314 | -1.6907 | -1.6055 | -1.9034 | -1.8674
DSO | 29 | 6 | 2025 | Winter | Vmag, [p.u.] | 0 | 0 | 1.0984 | 1.0982 | 1.0983 | 1.0981 | 1.0983 | 1.0984 | 1.0983 | 1.0983 | 1.0979 | 1.0976 | 1.0975 | 1.0977 | 1.0976 | 1.0976 | 1.0983 | 1.0982 | 1.0986 | 1.0985 | 1.0986 | 1.0981 | 1.0979 | 1.0977 | 1.0983 | 1.0982
DSO | 29 | 6 | 2025 | Winter | Vang, [º] | 0 | 0 | -2.9541 | -2.8375 | -2.7895 | -2.747 | -2.7757 | -2.7656 | -2.6674 | -2.7041 | -2.4045 | -2.2511 | -2.2291 | -2.2904 | -2.2807 | -2.2439 | -2.6512 | -2.6295 | -2.9374 | -2.547 | -2.8779 | -2.4868 | -2.4183 | -2.2987 | -2.6827 | -2.6312
DSO | 29 | 7 | 2025 | Winter | Vmag, [p.u.] | 0 | 0 | 1.0982 | 1.0981 | 1.098 | 1.098 | 1.098 | 1.098 | 1.0978 | 1.0978 | 1.0974 | 1.0971 | 1.097 | 1.0972 | 1.0972 | 1.0971 | 1.0978 | 1.0978 | 1.0981 | 1.0975 | 1.098 | 1.0975 | 1.0974 | 1.0972 | 1.0979 | 1.0978
DSO | 29 | 7 | 2025 | Winter | Vang, [º] | 0 | 0 | -2.1733 | -2.0787 | -2.0248 | -2.0125 | -2.0057 | -1.9776 | -1.8942 | -1.9227 | -1.6882 | -1.5695 | -1.5524 | -1.5996 | -1.5926 | -1.5636 | -1.8803 | -1.8636 | -2.0986 | -1.7172 | -2.0395 | -1.7314 | -1.6907 | -1.6055 | -1.9034 | -1.8674
DSO | 29 | 1 | 2025 | Winter | Vmag, [p.u.] | 0 | 1 | 1.0633 | 1.0619 | 1.0616 | 1.0615 | 1.0612 | 1.0623 | 1.0675 | 1.0673 | 1.0679 | 1.0669 | 1.0686 | 1.0673 | 1.067 | 1.0667 | 1.0674 | 1.0669 | 1.0653 | 1.0676 | 1.0674 | 1.0675 | 1.0662 | 1.0654 | 1.0645 | 1.0631
DSO | 29 | 1 | 2025 | Winter | Vang, [º] | 0 | 1 | -1.0111e-08 | -9.6944e-09 | -9.4457e-09 | -9.4395e-09 | -9.3913e-09 | -9.225e-09 | -8.7087e-09 | -8.8502e-09 | -7.9015e-09 | -7.3886e-09 | -7.2968e-09 | -7.5259e-09 | -7.4829e-09 | -7.3382e-09 | -8.645e-09 | -8.5804e-09 | -9.8658e-09 | -8.0586e-09 | -9.5796e-09 | -8.1224e-09 | -7.9454e-09 | -7.5435e-09 | -8.8669e-09 | -8.6602e-09
DSO | 29 | 2 | 2025 | Winter | Vmag, [p.u.] | 0 | 1 | 0.9027 | 0.90336 | 0.90431 | 0.90608 | 0.90601 | 0.90594 | 0.9042 | 0.9038 | 0.90285 | 0.90308 | 0.9031 | 0.90297 | 0.90286 | 0.90279 | 0.90292 | 0.90267 | 0.9027 | 0.90309 | 0.90284 | 0.90275 | 0.90264 | 0.90238 | 0.90195 | 0.9024
DSO | 29 | 2 | 2025 | Winter | Vang, [º] | 0 | 1 | -2.9053 | -2.7648 | -2.6784 | -2.6549 | -2.6397 | -2.5958 | -2.4848 | -2.5306 | -2.1951 | -2.0225 | -1.9981 | -2.0659 | -2.0564 | -2.0144 | -2.4725 | -2.4503 | -2.7856 | -2.2205 | -2.699 | -2.2533 | -2.1968 | -2.0774 | -2.5089 | -2.455
DSO | 29 | 3 | 2025 | Winter | Vmag, [p.u.] | 0 | 1 | 0.90007 | 0.90008 | 0.90008 | 0.90008 | 0.90008 | 0.90008 | 0.9001 | 0.90009 | 0.90034 | 0.90055 | 0.90061 | 0.90049 | 0.90047 | 0.90048 | 0.90011 | 0.90011 | 0.90014 | 0.9004 | 0.90017 | 0.90032 | 0.90033 | 0.90036 | 0.90014 | 0.90012
DSO | 29 | 3 | 2025 | Winter | Vang, [º] | 0 | 1 | -5.4972 | -5.265 | -5.1351 | -5.1567 | -5.121 | -5.0263 | -4.7142 | -4.7703 | -3.4693 | -3.025 | -2.9552 | -3.129 | -3.1444 | -3.0838 | -4.5935 | -4.5102 | -4.6994 | -3.3854 | -4.4568 | -3.5607 | -3.4765 | -3.2923 | -4.4356 | -4.495
DSO | 29 | 4 | 2025 | Winter | Vmag, [p.u.] | 0 | 1 | 0.90225 | 0.90306 | 0.90411 | 0.90608 | 0.90599 | 0.90593 | 0.90395 | 0.9034 | 0.90036 | 0.90031 | 0.9003 | 0.90032 | 0.90034 | 0.90036 | 0.90242 | 0.90205 | 0.90037 | 0.90029 | 0.90033 | 0.90035 | 0.90038 | 0.90044 | 0.90088 | 0.90175
DSO | 29 | 4 | 2025 | Winter | Vang, [º] | 0 | 1 | -3.0137 | -2.8651 | -2.7717 | -2.74 | -2.7254 | -2.6822 | -2.5811 | -2.6296 | -2.3673 | -2.2058 | -2.1849 | -2.2503 | -2.2367 | -2.1917 | -2.5814 | -2.5635 | -2.962 | -2.415 | -2.8844 | -2.4361 | -2.3764 | -2.2534 | -2.6543 | -2.5736
DSO | 29 | 5 | 2025 | Winter | Vmag, [p.u.] | 0 | 1 | 0.90224 | 0.90305 | 0.90411 | 0.90607 | 0.90598 | 0.90592 | 0.90394 | 0.90339 | 0.90032 | 0.90026 | 0.90025 | 0.90028 | 0.9003 | 0.90032 | 0.90241 | 0.90204 | 0.90033 | 0.90024 | 0.90028 | 0.90031 | 0.90034 | 0.90041 | 0.90086 | 0.90173
DSO | 29 | 5 | 2025 | Winter | Vang, [º] | 0 | 1 | -3.0149 | -2.8662 | -2.7727 | -2.7411 | -2.7264 | -2.6833 | -2.5822 | -2.6307 | -2.3687 | -2.2073 | -2.1864 | -2.2518 | -2.2382 | -2.1932 | -2.5826 | -2.5647 | -2.9634 | -2.4166 | -2.8859 | -2.4377 | -2.3779 | -2.255 | -2.6557 | -2.5749
DSO | 29 | 6 | 2025 | Winter | Vmag, [p.u.] | 0 | 1 | 0.90068 | 0.90083 | 0.90098 | 0.9012 | 0.90119 | 0.90116 | 0.90091 | 0.90082 | 0.90014 | 0.90012 | 0.90011 | 0.90012 | 0.90013 | 0.90014 | 0.90066 | 0.90059 | 0.90015 | 0.90011 | 0.90013 | 0.90014 | 0.90015 | 0.90017 | 0.90032 | 0.90054
DSO | 29 | 6 | 2025 | Winter | Vang, [º] | 0 | 1 | -3.7566 | -3.527 | -3.369 | -3.2474 | -3.238 | -3.1997 | -3.2083 | -3.3059 | -3.9432 | -3.9096 | -3.9172 | -3.9348 | -3.8691 | -3.7854 | -3.3394 | -3.3748 | -4.5298 | -4.194 | -4.5466 | -4.0575 | -3.9495 | -3.7333 | -3.7586 | -3.4241
DSO | 29 | 7 | 2025 | Winter | Vmag, [p.u.] | 0 | 1 | 0.90224 | 0.90305 | 0.90411 | 0.90607 | 0.90598 | 0.90592 | 0.90394 | 0.90339 | 0.90032 | 0.90026 | 0.90025 | 0.90028 | 0.9003 | 0.90032 | 0.90241 | 0.90204 | 0.90033 | 0.90024 | 0.90028 | 0.90031 | 0.90034 | 0.90041 | 0.90086 | 0.90173
DSO | 29 | 7 | 2025 | Winter | Vang, [º] | 0 | 1 | -3.0149 | -2.8662 | -2.7727 | -2.7411 | -2.7264 | -2.6833 | -2.5822 | -2.6307 | -2.3687 | -2.2073 | -2.1864 | -2.2518 | -2.2382 | -2.1932 | -2.5826 | -2.5647 | -2.9634 | -2.4166 | -2.8859 | -2.4377 | -2.3779 | -2.255 | -2.6558 | -2.5749
DSO | 29 | 1 | 2025 | Winter | Vmag, [p.u.] | 0 | 2 | 1.0633 | 1.0619 | 1.0616 | 1.0615 | 1.0612 | 1.0623 | 1.0675 | 1.0673 | 1.0679 | 1.0669 | 1.0686 | 1.0673 | 1.067 | 1.0667 | 1.0674 | 1.0669 | 1.0653 | 1.0676 | 1.0674 | 1.0675 | 1.0662 | 1.0654 | 1.0645 | 1.0631
DSO | 29 | 1 | 2025 | Winter | Vang, [º] | 0 | 2 | -3.6936e-08 | -3.6224e-08 | -3.602e-08 | -3.6078e-08 | -3.6041e-08 | -3.6644e-08 | -4.0365e-08 | -3.6119e-08 | -1.4639e-07 | -1.8999e-07 | -1.9331e-07 | -1.8244e-07 | -1.8286e-07 | -1.9078e-07 | -4.0968e-08 | -4.2784e-08 | -3.7679e-08 | -1.4371e-07 | -5.99e-08 | -1.4477e-07 | -1.5384e-07 | -1.7438e-07 | -4.1352e-08 | -4.5725e-08
DSO | 29 | 2 | 2025 | Winter | Vmag, [p.u.] | 0 | 2 | 0.90487 | 0.90529 | 0.90588 | 0.9061 | 0.9063 | 0.90759 | 0.91284 | 0.9094 | 0.93767 | 0.93991 | 0.94023 | 0.93936 | 0.93957 | 0.93993 | 0.91402 | 0.9159 | 0.90661 | 0.93785 | 0.92265 | 0.93737 | 0.93781 | 0.93945 | 0.91314 | 0.91681
DSO | 29 | 2 | 2025 | Winter | Vang, [º] | 0 | 2 | -3.1119 | -2.9735 | -2.8894 | -2.8749 | -2.858 | -2.8057 | -2.6551 | -2.7176 | -2.2413 | -2.0722 | -2.0484 | -2.1144 | -2.1041 | -2.0635 | -2.6291 | -2.5955 | -2.9817 | -2.2649 | -2.7972 | -2.2962 | -2.2412 | -2.1221 | -2.6649 | -2.5938
DSO | 29 | 3 | 2025 | Winter | Vmag, [p.u.] | 0 | 2 | 1.0527 | 1.0538 | 1.0548 | 1.055 | 1.0551 | 1.0567 | 1.0632 | 1.0566 | 1.0923 | 1.0944 | 1.0944 | 1.0943 | 1.0941 | 1.0944 | 1.0635 | 1.0652 | 1.0563 | 1.0918 | 1.0749 | 1.0922 | 1.0929 | 1.0934 | 1.0639 | 1.0681
DSO | 29 | 3 | 2025 | Winter | Vang, [º] | 0 | 2 | -4.9635 | -4.7304 | -4.5852 | -4.559 | -4.5297 | -4.4337 | -4.1678 | -4.2838 | -3.4426 | -3.1475 | -3.1066 | -3.2199 | -3.2031 | -3.1328 | -4.1246 | -4.0667 | -4.7253 | -3.4835 | -4.3836 | -3.5341 | -3.4402 | -3.2363 | -4.1825 | -4.06
DSO | 29 | 4 | 2025 | Winter | Vmag, [p.u.] | 0 | 2 | 0.90337 | 0.90384 | 0.90444 | 0.90466 | 0.90486 | 0.90614 | 0.91139 | 0.90791 | 0.93622 | 0.93847 | 0.9388 | 0.93793 | 0.93814 | 0.9385 | 0.91256 | 0.91443 | 0.9051 | 0.93636 | 0.92105 | 0.9359 | 0.93637 | 0.93801 | 0.91169 | 0.91538
DSO | 29 | 4 | 2025 | Winter | Vang, [º] | 0 | 2 | -3.2575 | -3.1151 | -3.0295 | -3.0151 | -2.9979 | -2.9461 | -2.7944 | -2.8561 | -2.3774 | -2.2073 | -2.1831 | -2.2501 | -2.2395 | -2.1986 | -2.7679 | -2.7337 | -3.1272 | -2.4005 | -2.9443 | -2.4337 | -2.3782 | -2.2571 | -2.8052 | -2.7332
DSO | 29 | 5 | 2025 | Winter | Vmag, [p.u.] | 0 | 2 | 0.90334 | 0.90381 | 0.90441 | 0.90463 | 0.90483 | 0.90611 | 0.91136 | 0.90788 | 0.93619 | 0.93845 | 0.93877 | 0.9379 | 0.93811 | 0.93848 | 0.91253 | 0.9144 | 0.90507 | 0.93633 | 0.92102 | 0.93587 | 0.93634 | 0.93798 | 0.91166 | 0.91535
DSO | 29 | 5 | 2025 | Winter | Vang, [º] | 0 | 2 | -3.2588 | -3.1165 | -3.0308 | -3.0164 | -2.9992 | -2.9474 | -2.7957 | -2.8574 | -2.3786 | -2.2085 | -2.1844 | -2.2513 | -2.2408 | -2.1999 | -2.7692 | -2.735 | -3.1285 | -2.4017 | -2.9457 | -2.435 | -2.3795 | -2.2584 | -2.8065 | -2.7345
DSO | 29 | 6 | 2025 | Winter | Vmag, [p.u.] | 0 | 2 | 1.0555 | 1.056 | 1.0567 | 1.057 | 1.0572 | 1.0587 | 1.0648 | 1.0605 | 1.0935 | 1.0959 | 1.0961 | 1.0954 | 1.0956 | 1.0959 | 1.0661 | 1.0682 | 1.0575 | 1.0935 | 1.0759 | 1.0932 | 1.0938 | 1.0954 | 1.0652 | 1.0695
DSO | 29 | 6 | 2025 | Winter | Vang, [º] | 0 | 2 | -4.1524 | -3.9855 | -3.8906 | -3.8768 | -3.8588 | -3.8107 | -3.6528 | -3.7185 | -3.2149 | -3.0372 | -3.0119 | -3.0825 | -3.071 | -3.0275 | -3.6255 | -3.5896 | -4.0227 | -3.242 | -3.8581 | -3.2804 | -3.2182 | -3.088 | -3.6663 | -3.5877
DSO | 29 | 7 | 2025 | Winter | Vmag, [p.u.] | 0 | 2 | 0.90334 | 0.90381 | 0.90441 | 0.90463 | 0.90483 | 0.90611 | 0.91136 | 0.90788 | 0.93619 | 0.93845 | 0.93877 | 0.9379 | 0.93811 | 0.93848 | 0.91253 | 0.9144 | 0.90507 | 0.93633 | 0.92102 | 0.93587 | 0.93634 | 0.93798 | 0.91166 | 0.91535
DSO | 29 | 7 | 2025 | Winter | Vang, [º] | 0 | 2 | -3.2588 | -3.1165 | -3.0308 | -3.0164 | -2.9992 | -2.9474 | -2.7957 | -2.8574 | -2.3786 | -2.2085 | -2.1844 | -2.2513 | -2.2408 | -2.1999 | -2.7692 | -2.735 | -3.1285 | -2.4017 | -2.9457 | -2.435 | -2.3795 | -2.2584 | -2.8065 | -2.7345
DSO | 29 | 1 | 2025 | Winter | Vmag, [p.u.] | Expected | - | 1.0633 | 1.0619 | 1.0616 | 1.0615 | 1.0612 | 1.0623 | 1.0675 | 1.0673 | 1.0679 | 1.0669 | 1.0686 | 1.0673 | 1.067 | 1.0667 | 1.0674 | 1.0669 | 1.0653 | 1.0676 | 1.0674 | 1.0675 | 1.0662 | 1.0654 | 1.0645 | 1.0631
DSO | 29 | 1 | 2025 | Winter | Vang, [º] | Expected | - | -4.3295e-07 | -4.1513e-07 | -4.0613e-07 | -3.9889e-07 | -4.0369e-07 | -4.0061e-07 | -3.7832e-07 | -3.869e-07 | -3.5523e-07 | -3.3293e-07 | -3.2806e-07 | -3.3956e-07 | -3.3789e-07 | -3.3137e-07 | -3.7615e-07 | -3.7313e-07 | -4.2779e-07 | -3.8082e-07 | -4.2354e-07 | -3.7198e-07 | -3.6064e-07 | -3.409e-07 | -3.835e-07 | -3.7536e-07
DSO | 29 | 2 | 2025 | Winter | Vmag, [p.u.] | Expected | - | 0.96899 | 0.9693 | 0.96979 | 0.97044 | 0.97049 | 0.9709 | 0.97202 | 0.97078 | 0.97967 | 0.98035 | 0.98045 | 0.98017 | 0.9802 | 0.98025 | 0.97198 | 0.97252 | 0.96956 | 0.97992 | 0.97493 | 0.97959 | 0.97965 | 0.98002 | 0.97137 | 0.97272
DSO | 29 | 2 | 2025 | Winter | Vang, [º] | Expected | - | -2.6987 | -2.575 | -2.5 | -2.4844 | -2.4701 | -2.4281 | -2.3136 | -2.3599 | -2.0125 | -1.8602 | -1.8388 | -1.8983 | -1.8895 | -1.8525 | -2.2967 | -2.2729 | -2.5882 | -2.0347 | -2.4786 | -2.0631 | -2.0131 | -1.9069 | -2.3275 | -2.2743
DSO | 29 | 3 | 2025 | Winter | Vmag, [p.u.] | Expected | - | 1.0175 | 1.0179 | 1.0182 | 1.0183 | 1.0183 | 1.0188 | 1.021 | 1.0188 | 1.0307 | 1.0314 | 1.0314 | 1.0314 | 1.0313 | 1.0314 | 1.0211 | 1.0217 | 1.0187 | 1.0305 | 1.0249 | 1.0307 | 1.0309 | 1.0311 | 1.0212 | 1.0226
DSO | 29 | 3 | 2025 | Winter | Vang, [º] | Expected | - | -4.7427 | -4.5293 | -4.3987 | -4.3979 | -4.3609 | -4.2727 | -4.0271 | -4.103 | -3.2458 | -2.9279 | -2.881 | -3.0046 | -3 | -2.9386 | -3.9641 | -3.9073 | -4.3287 | -3.2181 | -4.0943 | -3.3247 | -3.2453 | -3.0679 | -3.9433 | -3.902
DSO | 29 | 4 | 2025 | Winter | Vmag, [p.u.] | Expected | - | 0.96795 | 0.96835 | 0.96887 | 0.9696 | 0.96963 | 0.97002 | 0.97106 | 0.96972 | 0.97801 | 0.97863 | 0.97871 | 0.97848 | 0.97855 | 0.97865 | 0.97093 | 0.97142 | 0.96786 | 0.97805 | 0.97313 | 0.97793 | 0.97807 | 0.97855 | 0.97015 | 0.97165
DSO | 29 | 4 | 2025 | Winter | Vang, [º] | Expected | - | -2.8145 | -2.686 | -2.6083 | -2.589 | -2.5761 | -2.535 | -2.423 | -2.4692 | -2.144 | -1.9939 | -1.9732 | -2.0331 | -2.0227 | -1.9844 | -2.4096 | -2.3867 | -2.7289 | -2.1773 | -2.6224 | -2.2002 | -2.1482 | -2.0384 | -2.454 | -2.3911
DSO | 29 | 5 | 2025 | Winter | Vmag, [p.u.] | Expected | - | 0.96793 | 0.96833 | 0.96885 | 0.96958 | 0.96961 | 0.97 | 0.97104 | 0.9697 | 0.97798 | 0.9786 | 0.97868 | 0.97845 | 0.97852 | 0.97862 | 0.97091 | 0.9714 | 0.96783 | 0.97802 | 0.9731 | 0.9779 | 0.97804 | 0.97853 | 0.97013 | 0.97163
DSO | 29 | 5 | 2025 | Winter | Vang, [º] | Expected | - | -2.8157 | -2.6871 | -2.6094 | -2.59 | -2.5771 | -2.5361 | -2.424 | -2.4703 | -2.1452 | -1.9951 | -1.9744 | -2.0342 | -2.0238 | -1.9856 | -2.4107 | -2.3878 | -2.7302 | -2.1785 | -2.6237 | -2.2014 | -2.1494 | -2.0396 | -2.4552 | -2.3923
DSO | 29 | 6 | 2025 | Winter | Vmag, [p.u.] | Expected | - | 1.0182 | 1.0184 | 1.0186 | 1.0188 | 1.0189 | 1.0194 | 1.0213 | 1.0199 | 1.0305 | 1.0312 | 1.0313 | 1.0311 | 1.0311 | 1.0312 | 1.0217 | 1.0223 | 1.0188 | 1.0307 | 1.0249 | 1.0305 | 1.0306 | 1.0311 | 1.0213 | 1.0228
DSO | 29 | 6 | 2025 | Winter | Vang, [º] | Expected | - | -3.621 | -3.45 | -3.3497 | -3.2904 | -3.2908 | -3.2587 | -3.1762 | -3.2428 | -3.1875 | -3.066 | -3.0527 | -3.1026 | -3.0736 | -3.0189 | -3.2054 | -3.198 | -3.83 | -3.3277 | -3.7609 | -3.2749 | -3.1954 | -3.04 | -3.3692 | -3.2144
DSO | 29 | 7 | 2025 | Winter | Vmag, [p.u.] | Expected | - | 0.96793 | 0.96833 | 0.96885 | 0.96958 | 0.96961 | 0.97 | 0.97104 | 0.9697 | 0.97798 | 0.9786 | 0.97868 | 0.97845 | 0.97852 | 0.97862 | 0.97091 | 0.9714 | 0.96783 | 0.97802 | 0.9731 | 0.9779 | 0.97804 | 0.97853 | 0.97013 | 0.97163
DSO | 29 | 7 | 2025 | Winter | Vang, [º] | Expected | - | -2.8157 | -2.6871 | -2.6094 | -2.59 | -2.5771 | -2.5361 | -2.424 | -2.4703 | -2.1452 | -1.9951 | -1.9744 | -2.0342 | -2.0238 | -1.9856 | -2.4107 | -2.3878 | -2.7302 | -2.1785 | -2.6237 | -2.2014 | -2.1494 | -2.0396 | -2.4552 | -2.3923
DSO | 1 | 8 | 2025 | Winter | Vmag, [p.u.] | 0 | 0 | 1.0574 | 1.085 | 1.0946 | 1.0933 | 1.093 | 1.0936 | 1.0303 | 1.0166 | 0.99976 | 0.95112 | 0.9276 | 0.923 | 0.92256 | 0.93159 | 0.93038 | 0.92825 | 0.92864 | 0.92731 | 0.92486 | 0.92405 | 0.92361 | 0.92221 | 0.93493 | 1.0419
DSO | 1 | 8 | 2025 | Winter | Vang, [º] | 0 | 0 | -2.3932 | -1.9437 | -1.7539 | -1.6878 | -1.6649 | -1.7707 | -2.9594 | -3.2461 | -3.401 | -3.9886 | -4.4001 | -4.3142 | -4.0631 | -3.7823 | -3.5469 | -3.5175 | -3.5219 | -4.1638 | -4.083 | -4.0311 | -3.9916 | -3.7646 | -3.3582 | -2.4067
DSO | 1 | 9 | 2025 | Winter | Vmag, [p.u.] | 0 | 0 | 1.06 | 1.0591 | 1.0587 | 1.0587 | 1.0582 | 1.0581 | 1.0637 | 1.0635 | 1.0638 | 1.0615 | 1.0642 | 1.0624 | 1.0621 | 1.0625 | 1.0629 | 1.0621 | 1.0602 | 1.0633 | 1.0628 | 1.0621 | 1.0612 | 1.06 | 1.0588 | 1.0591
DSO | 1 | 9 | 2025 | Winter | Vang, [º] | 0 | 0 | -3.6341e-05 | -3.1166e-05 | -2.8192e-05 | -3.1836e-06 | -1.2529e-06 | -8.0164e-07 | -2.2485e-05 | -1.2954e-06 | -1.0248e-05 | 2.2705e-05 | 5.3243e-07 | 8.6889e-07 | -3.7866e-07 | -4.2238e-06 | -4.4171e-06 | -4.2117e-06 | 9.1968e-08 | 8.5353e-07 | 8.0866e-07 | 6.7943e-07 | 8.8245e-07 | 1.2886e-06 | 4.1812e-05 | -3.4197e-05
DSO | 1 | 10 | 2025 | Winter | Vmag, [p.u.] | 0 | 0 | 1.0654 | 1.0867 | 1.097 | 1.0967 | 1.0962 | 1.0971 | 1.042 | 1.0295 | 1.013 | 0.96548 | 0.93821 | 0.9376 | 0.9371 | 0.93505 | 0.93298 | 0.93111 | 0.932 | 0.938 | 0.93482 | 0.93393 | 0.93333 | 0.93117 | 0.94094 | 1.045
DSO | 1 | 10 | 2025 | Winter | Vang, [º] | 0 | 0 | -1.8281 | -1.5603 | -1.459 | -1.4481 | -1.445 | -1.5478 | -2.2105 | -2.4287 | -2.5403 | -3.0649 | -3.241 | -3.3227 | -3.0666 | -3.0966 | -2.9264 | -2.8896 | -2.8771 | -3.0963 | -3.0916 | -3.0023 | -2.9616 | -2.7658 | -2.604 | -1.9273
DSO | 1 | 11 | 2025 | Winter | Vmag, [p.u.] | 0 | 0 | 1.0652 | 1.0867 | 1.097 | 1.0966 | 1.0962 | 1.097 | 1.0418 | 1.0293 | 1.0127 | 0.96516 | 0.93793 | 0.93728 | 0.93677 | 0.93493 | 0.93288 | 0.93101 | 0.93188 | 0.93773 | 0.93457 | 0.93367 | 0.93307 | 0.93093 | 0.94077 | 1.0449
DSO | 1 | 11 | 2025 | Winter | Vang, [º] | 0 | 0 | -1.8347 | -1.566 | -1.463 | -1.451 | -1.4476 | -1.5504 | -2.2187 | -2.4376 | -2.5497 | -3.0747 | -3.2557 | -3.3333 | -3.0773 | -3.1064 | -2.9355 | -2.8987 | -2.8863 | -3.1096 | -3.1039 | -3.0152 | -2.9746 | -2.7786 | -2.614 | -1.934
DSO | 1 | 12 | 2025 | Winter | Vmag, [p.u.] | 0 | 0 | 1.0574 | 1.085 | 1.0946 | 1.0933 | 1.093 | 1.0936 | 1.0303 | 1.0166 | 0.99979 | 0.95115 | 0.92763 | 0.92303 | 0.92259 | 0.9316 | 0.93039 | 0.92826 | 0.92865 | 0.92733 | 0.92489 | 0.92408 | 0.92363 | 0.92224 | 0.93494 | 1.0419
DSO | 1 | 12 | 2025 | Winter | Vang, [º] | 0 | 0 | -2.3925 | -1.9431 | -1.7535 | -1.6876 | -1.6646 | -1.7704 | -2.9585 | -3.2452 | -3.4 | -3.9876 | -4.3986 | -4.3131 | -4.062 | -3.7813 | -3.546 | -3.5167 | -3.521 | -4.1624 | -4.0817 | -4.0298 | -3.9903 | -3.7633 | -3.3572 | -2.406
DSO | 1 | 13 | 2025 | Winter | Vmag, [p.u.] | 0 | 0 | 1.0574 | 1.085 | 1.0946 | 1.0933 | 1.093 | 1.0936 | 1.0303 | 1.0166 | 0.99976 | 0.95112 | 0.9276 | 0.923 | 0.92256 | 0.93159 | 0.93038 | 0.92825 | 0.92864 | 0.92731 | 0.92486 | 0.92405 | 0.92361 | 0.92221 | 0.93493 | 1.0419
DSO | 1 | 13 | 2025 | Winter | Vang, [º] | 0 | 0 | -2.3932 | -1.9437 | -1.7539 | -1.6878 | -1.6649 | -1.7707 | -2.9594 | -3.2461 | -3.401 | -3.9886 | -4.4001 | -4.3142 | -4.0631 | -3.7823 | -3.5469 | -3.5175 | -3.5219 | -4.1638 | -4.083 | -4.0311 | -3.9916 | -3.7646 | -3.3582 | -2.4067
DSO | 1 | 14 | 2025 | Winter | Vmag, [p.u.] | 0 | 0 | 0.90015 | 0.94143 | 0.96118 | 0.96369 | 0.96764 | 0.96579 | 0.90007 | 0.90006 | 0.90006 | 0.90006 | 0.90006 | 0.90006 | 0.90006 | 0.90025 | 0.90732 | 0.90443 | 0.90067 | 0.90007 | 0.90008 | 0.90008 | 0.90008 | 0.90009 | 0.90015 | 0.91415
DSO | 1 | 14 | 2025 | Winter | Vang, [º] | 0 | 0 | -5.3097 | -3.4614 | -2.9965 | -2.8263 | -2.7088 | -2.8577 | -6.7813 | -7.336 | -7.545 | -8.096 | -8.6953 | -8.4375 | -8.1918 | -6.0621 | -5.5203 | -5.5405 | -5.6583 | -8.195 | -7.8084 | -7.8513 | -7.7983 | -7.4024 | -6.0934 | -4.3755
DSO | 1 | 15 | 2025 | Winter | Vmag, [p.u.] | 0 | 0 | 1.0654 | 1.0871 | 1.0978 | 1.0976 | 1.0972 | 1.0979 | 1.042 | 1.0296 | 1.0124 | 0.96534 | 0.93214 | 0.93171 | 0.93122 | 0.92947 | 0.92772 | 0.92615 | 0.92681 | 0.93162 | 0.92908 | 0.92844 | 0.92795 | 0.92618 | 0.93787 | 1.044
DSO | 1 | 15 | 2025 | Winter | Vang, [º] | 0 | 0 | -2.0112 | -1.7212 | -1.6013 | -1.586 | -1.5831 | -1.6909 | -2.4135 | -2.6375 | -2.7785 | -3.2979 | -3.6691 | -3.7515 | -3.503 | -3.5272 | -3.3507 | -3.3073 | -3.3011 | -3.5599 | -3.5376 | -3.441 | -3.401 | -3.1852 | -3.0053 | -2.1608
DSO | 1 | 16 | 2025 | Winter | Vmag, [p.u.] | 0 | 0 | 1.0654 | 1.088 | 1.0996 | 1.0998 | 1.0995 | 1.0997 | 1.0418 | 1.0297 | 1.0112 | 0.96503 | 0.91735 | 0.91736 | 0.91692 | 0.91592 | 0.91493 | 0.91407 | 0.91418 | 0.91609 | 0.9151 | 0.91509 | 0.91488 | 0.91406 | 0.93044 | 1.0416
DSO | 1 | 16 | 2025 | Winter | Vang, [º] | 0 | 0 | -2.46 | -2.1147 | -1.9486 | -1.9222 | -1.9202 | -2.0403 | -2.9115 | -3.1495 | -3.3642 | -3.8697 | -4.7458 | -4.8291 | -4.5999 | -4.6085 | -4.4145 | -4.3535 | -4.3641 | -4.7273 | -4.6582 | -4.5422 | -4.5036 | -4.2359 | -4.003 | -2.7358
DSO | 1 | 17 | 2025 | Winter | Vmag, [p.u.] | 0 | 0 | 0.98572 | 0.98935 | 0.99117 | 0.99113 | 0.9911 | 0.99133 | 0.9802 | 0.97794 | 0.97427 | 0.96763 | 0.94788 | 0.95095 | 0.94715 | 0.94495 | 0.94377 | 0.94393 | 0.94184 | 0.92832 | 0.93746 | 0.94329 | 0.94322 | 0.94547 | 0.95312 | 0.97923
DSO | 1 | 17 | 2025 | Winter | Vang, [º] | 0 | 0 | -2.6042 | -2.1887 | -1.9639 | -1.9084 | -1.9748 | -2.2042 | -3.4621 | -3.7456 | -3.9921 | -4.2031 | -5.9781 | -5.9027 | -5.8636 | -5.9437 | -5.7698 | -5.7024 | -5.8327 | -6.7068 | -6.3312 | -5.988 | -5.9463 | -5.5434 | -5.0914 | -3.3153
DSO | 1 | 18 | 2025 | Winter | Vmag, [p.u.] | 0 | 0 | 1.0653 | 1.0879 | 1.0996 | 1.0998 | 1.0995 | 1.0997 | 1.0418 | 1.0296 | 1.0111 | 0.96495 | 0.91703 | 0.91704 | 0.9166 | 0.91561 | 0.91464 | 0.9138 | 0.9139 | 0.91578 | 0.91481 | 0.9148 | 0.91459 | 0.91378 | 0.93023 | 1.0415
DSO | 1 | 18 | 2025 | Winter | Vang, [º] | 0 | 0 | -2.466 | -2.1202 | -1.9537 | -1.9272 | -1.9251 | -2.0452 | -2.9178 | -3.1559 | -3.3713 | -3.8771 | -4.7557 | -4.8394 | -4.6101 | -4.6185 | -4.4245 | -4.3634 | -4.3742 | -4.7378 | -4.6687 | -4.5527 | -4.5141 | -4.2461 | -4.0139 | -2.7426
DSO | 1 | 19 | 2025 | Winter | Vmag, [p.u.] | 0 | 0 | 1.0632 | 1.0868 | 1.0995 | 1.1 | 1.1 | 1.1 | 1.0405 | 1.0287 | 1.0087 | 0.96278 | 0.9 | 0.9 | 0.9 | 0.9 | 0.90001 | 0.90001 | 0.90001 | 0.9 | 0.9 | 0.9 | 0.9 | 0.9 | 0.92106 | 1.0375
DSO | 1 | 19 | 2025 | Winter | Vang, [º] | 0 | 0 | -2.9383 | -2.5335 | -2.3161 | -2.2781 | -2.2662 | -2.3904 | -3.3894 | -3.6349 | -3.9368 | -4.4554 | -5.8807 | -5.9865 | -5.7455 | -5.715 | -5.4911 | -5.4042 | -5.4275 | -5.873 | -5.7764 | -5.6632 | -5.6212 | -5.3048 | -5.0107 | -3.3124
DSO | 1 | 20 | 2025 | Winter | Vmag, [p.u.] | 0 | 0 | 0.96134 | 0.97133 | 0.97897 | 0.98049 | 0.98155 | 0.98098 | 0.96231 | 0.96185 | 0.94829 | 0.94549 | 0.90007 | 0.90007 | 0.90007 | 0.90008 | 0.90009 | 0.9001 | 0.9001 | 0.90008 | 0.90009 | 0.90009 | 0.90009 | 0.9001 | 0.90015 | 0.94022
DSO | 1 | 20 | 2025 | Winter | Vang, [º] | 0 | 0 | -4.2436 | -3.6489 | -3.2355 | -3.1418 | -3.0831 | -3.2342 | -4.5846 | -4.7951 | -5.3918 | -5.8026 | -9.3035 | -9.4555 | -9.1619 | -8.9864 | -8.6372 | -8.4414 | -8.4972 | -9.2354 | -9.0183 | -8.9097 | -8.8475 | -8.3784 | -7.7608 | -4.9977
DSO | 1 | 21 | 2025 | Winter | Vmag, [p.u.] | 0 | 0 | 1.0631 | 1.0844 | 1.0948 | 1.0944 | 1.0939 | 1.0946 | 1.0392 | 1.0262 | 1.01 | 0.96231 | 0.93659 | 0.93586 | 0.93536 | 0.93305 | 0.92996 | 0.92761 | 0.93012 | 0.93595 | 0.93263 | 0.93165 | 0.93141 | 0.92905 | 0.93877 | 1.0429
DSO | 1 | 21 | 2025 | Winter | Vang, [º] | 0 | 0 | -1.9272 | -1.6607 | -1.5586 | -1.5493 | -1.5475 | -1.6566 | -2.3397 | -2.5748 | -2.7182 | -3.2663 | -3.3693 | -3.463 | -3.2019 | -3.2375 | -3.1319 | -3.0628 | -3.0069 | -3.2259 | -3.2273 | -3.115 | -3.0883 | -2.8632 | -2.7108 | -2.0235
DSO | 1 | 22 | 2025 | Winter | Vmag, [p.u.] | 0 | 0 | 0.9515 | 0.95375 | 0.9563 | 0.95358 | 0.95299 | 0.94671 | 0.93235 | 0.90963 | 0.91474 | 0.91246 | 0.95111 | 0.94792 | 0.94705 | 0.94263 | 0.90648 | 0.90058 | 0.94442 | 0.94496 | 0.94147 | 0.94246 | 0.94549 | 0.94247 | 0.94356 | 0.95321
DSO | 1 | 22 | 2025 | Winter | Vang, [º] | 0 | 0 | -3.6889 | -3.5443 | -3.4249 | -3.4841 | -3.5066 | -3.7962 | -4.7637 | -5.5173 | -5.7612 | -6.4809 | -4.7861 | -5.0304 | -4.7867 | -4.8629 | -6.0921 | -5.937 | -4.4911 | -4.8854 | -4.978 | -4.6863 | -4.6337 | -4.2537 | -4.1211 | -3.6011
DSO | 1 | 23 | 2025 | Winter | Vmag, [p.u.] | 0 | 0 | 1.0647 | 1.086 | 1.0963 | 1.096 | 1.0955 | 1.0963 | 1.0412 | 1.0286 | 1.012 | 0.96434 | 0.93732 | 0.93673 | 0.93637 | 0.9339 | 0.93198 | 0.93018 | 0.93102 | 0.93723 | 0.93399 | 0.93312 | 0.93256 | 0.93051 | 0.9401 | 1.0442
DSO | 1 | 23 | 2025 | Winter | Vang, [º] | 0 | 0 | -1.8868 | -1.6149 | -1.5123 | -1.5022 | -1.4996 | -1.6059 | -2.2771 | -2.5003 | -2.6066 | -3.1461 | -3.3186 | -3.4086 | -3.143 | -3.1865 | -3.0096 | -2.9738 | -2.9625 | -3.1715 | -3.1708 | -3.0772 | -3.0365 | -2.8358 | -2.6794 | -1.9889
DSO | 1 | 24 | 2025 | Winter | Vmag, [p.u.] | 0 | 0 | 0.97824 | 0.982 | 0.98346 | 0.98364 | 0.98326 | 0.98194 | 0.97359 | 0.97323 | 0.97078 | 0.96392 | 0.96102 | 0.9594 | 0.95929 | 0.9485 | 0.9515 | 0.95279 | 0.95048 | 0.95974 | 0.95655 | 0.95624 | 0.95616 | 0.9572 | 0.9543 | 0.97423
DSO | 1 | 24 | 2025 | Winter | Vang, [º] | 0 | 0 | -2.9204 | -2.597 | -2.4944 | -2.4768 | -2.495 | -2.6761 | -3.4755 | -3.7439 | -3.5014 | -3.8719 | -4.1015 | -4.3223 | -4.0542 | -4.6901 | -4.1812 | -4.1613 | -4.3365 | -4.0912 | -4.1939 | -4.0655 | -4.0065 | -3.67 | -3.8546 | -3.0699
DSO | 1 | 25 | 2025 | Winter | Vmag, [p.u.] | 0 | 0 | 1.0648 | 1.0861 | 1.0964 | 1.0962 | 1.0957 | 1.0965 | 1.0415 | 1.0289 | 1.0119 | 0.96355 | 0.93631 | 0.93589 | 0.93591 | 0.93322 | 0.93211 | 0.9304 | 0.93047 | 0.93684 | 0.93363 | 0.93281 | 0.93219 | 0.93036 | 0.94007 | 1.044
DSO | 1 | 25 | 2025 | Winter | Vang, [º] | 0 | 0 | -1.9102 | -1.6333 | -1.5291 | -1.52 | -1.5173 | -1.6274 | -2.2944 | -2.5181 | -2.6199 | -3.1929 | -3.3757 | -3.4711 | -3.1855 | -3.2325 | -3.0249 | -2.9942 | -3.0029 | -3.2114 | -3.2107 | -3.1184 | -3.0722 | -2.8807 | -2.7154 | -2.0167
DSO | 1 | 26 | 2025 | Winter | Vmag, [p.u.] | 0 | 0 | 0.9842 | 0.98623 | 0.98765 | 0.9872 | 0.98693 | 0.98594 | 0.97912 | 0.97574 | 0.9719 | 0.95323 | 0.94908 | 0.94999 | 0.95743 | 0.95027 | 0.95945 | 0.95914 | 0.95349 | 0.96078 | 0.9596 | 0.95986 | 0.9597 | 0.95939 | 0.96131 | 0.97935
DSO | 1 | 26 | 2025 | Winter | Vang, [º] | 0 | 0 | -2.6927 | -2.39 | -2.2881 | -2.2943 | -2.3192 | -2.5483 | -3.0195 | -3.3273 | -3.4951 | -4.7368 | -4.9641 | -5.0671 | -3.9951 | -4.6888 | -3.6865 | -3.6337 | -4.2101 | -4.0246 | -4.0751 | -3.9183 | -3.8267 | -3.5627 | -3.3473 | -2.8584
DSO | 1 | 27 | 2025 | Winter | Vmag, [p.u.] | 0 | 0 | 1.0639 | 1.0853 | 1.0956 | 1.0952 | 1.0948 | 1.0955 | 1.0403 | 1.0275 | 1.0111 | 0.96356 | 0.93701 | 0.93636 | 0.93595 | 0.93352 | 0.93106 | 0.92903 | 0.9306 | 0.93667 | 0.93338 | 0.93248 | 0.93204 | 0.92984 | 0.93941 | 1.0435
DSO | 1 | 27 | 2025 | Winter | Vang, [º] | 0 | 0 | -1.9182 | -1.6476 | -1.545 | -1.5353 | -1.533 | -1.6402 | -2.3172 | -2.5446 | -2.6665 | -3.2031 | -3.3508 | -3.4426 | -3.1789 | -3.2199 | -3.0761 | -3.0266 | -2.9943 | -3.207 | -3.2082 | -3.1078 | -3.072 | -2.8608 | -2.7113 | -2.0186
DSO | 1 | 28 | 2025 | Winter | Vmag, [p.u.] | 0 | 0 | 0.98028 | 0.98321 | 0.98461 | 0.98446 | 0.98438 | 0.9844 | 0.97611 | 0.97417 | 0.97253 | 0.96736 | 0.96377 | 0.96345 | 0.96318 | 0.96185 | 0.95669 | 0.95557 | 0.96026 | 0.96263 | 0.96111 | 0.96104 | 0.96082 | 0.95914 | 0.95819 | 0.97733
DSO | 1 | 28 | 2025 | Winter | Vang, [º] | 0 | 0 | -3.1388 | -2.875 | -2.7813 | -2.7828 | -2.7816 | -2.8994 | -3.5953 | -3.8076 | -3.9361 | -3.957 | -4.0218 | -4.1481 | -3.9062 | -3.9768 | -4.3901 | -4.3058 | -3.8117 | -4.051 | -4.127 | -4.0035 | -3.9658 | -3.7259 | -3.9337 | -3.2223
DSO | 1 | 29 | 2025 | Winter | Vmag, [p.u.] | 0 | 0 | 1.0633 | 1.0856 | 1.0967 | 1.0969 | 1.0969 | 1.0977 | 1.0412 | 1.0289 | 1.0056 | 0.9472 | 0.91828 | 0.91771 | 0.91908 | 0.918 | 0.92951 | 0.92748 | 0.91739 | 0.9223 | 0.91995 | 0.9192 | 0.91905 | 0.92125 | 0.93211 | 1.0363
DSO | 1 | 29 | 2025 | Winter | Vang, [º] | 0 | 0 | -2.4437 | -2.104 | -1.9507 | -1.9227 | -1.9011 | -2.0125 | -2.7617 | -2.978 | -3.0393 | -4.274 | -4.6122 | -4.7196 | -4.3662 | -4.3428 | -3.7149 | -3.6921 | -4.0477 | -4.3191 | -4.3166 | -4.2336 | -4.1716 | -4.0735 | -3.8181 | -2.7826
DSO | 1 | 30 | 2025 | Winter | Vmag, [p.u.] | 0 | 0 | 0.96986 | 0.97759 | 0.98231 | 0.98398 | 0.98533 | 0.98555 | 0.97436 | 0.97337 | 0.96062 | 0.90018 | 0.90016 | 0.90016 | 0.90018 | 0.90022 | 0.94694 | 0.94525 | 0.90044 | 0.90023 | 0.90026 | 0.90025 | 0.90028 | 0.90916 | 0.91855 | 0.94597
DSO | 1 | 30 | 2025 | Winter | Vang, [º] | 0 | 0 | -3.3487 | -2.8874 | -2.6226 | -2.5409 | -2.4656 | -2.5798 | -3.4687 | -3.6482 | -3.9176 | -6.6261 | -7.1381 | -7.2662 | -6.7639 | -6.5643 | -4.6948 | -4.6951 | -6.078 | -6.5237 | -6.47 | -6.3935 | -6.2875 | -6.1029 | -5.6732 | -4.3546
DSO | 1 | 8 | 2025 | Winter | Vmag, [p.u.] | 0 | 1 | 0.96184 | 0.96137 | 0.96159 | 0.96161 | 0.9615 | 0.96179 | 0.96116 | 0.96126 | 0.9618 | 0.96229 | 0.96205 | 0.96218 | 0.96145 | 0.9617 | 0.96242 | 0.9625 | 0.96244 | 0.96348 | 0.96398 | 0.96272 | 0.96243 | 0.96253 | 0.9626 | 0.96248
DSO | 1 | 8 | 2025 | Winter | Vang, [º] | 0 | 1 | -2.8239 | -2.5487 | -2.4232 | -2.4028 | -2.4036 | -2.5669 | -3.2881 | -3.4977 | -3.5139 | -3.7932 | -3.7991 | -3.8651 | -3.6105 | -3.6294 | -3.4354 | -3.3806 | -3.3749 | -3.6524 | -3.6044 | -3.5044 | -3.4774 | -3.2493 | -3.1342 | -2.8698
DSO | 1 | 9 | 2025 | Winter | Vmag, [p.u.] | 0 | 1 | 1.06 | 1.0591 | 1.0587 | 1.0587 | 1.0582 | 1.0581 | 1.0637 | 1.0635 | 1.0638 | 1.0615 | 1.0642 | 1.0624 | 1.0621 | 1.0625 | 1.0629 | 1.0621 | 1.0602 | 1.0633 | 1.0628 | 1.0621 | 1.0612 | 1.06 | 1.0588 | 1.0591
DSO | 1 | 9 | 2025 | Winter | Vang, [º] | 0 | 1 | -3.4647e-07 | 1.6789e-06 | 2.3761e-06 | 1.2856e-06 | 1.5678e-06 | 2.4512e-06 | 5.2239e-07 | 1.8498e-05 | -5.1465e-08 | 5.64e-06 | -1.4127e-06 | -1.176e-06 | -3.8609e-06 | -5.6335e-06 | -7.1279e-06 | -6.6409e-06 | -2.601e-06 | -3.1644e-06 | -3.1506e-06 | -3.3914e-06 | -2.7475e-06 | -2.232e-06 | 7.1792e-06 | -1.2821e-05
DSO | 1 | 10 | 2025 | Winter | Vmag, [p.u.] | 0 | 1 | 0.96781 | 0.96626 | 0.96633 | 0.96651 | 0.9665 | 0.96731 | 0.97068 | 0.97175 | 0.97274 | 0.97338 | 0.97276 | 0.97342 | 0.97215 | 0.97198 | 0.97115 | 0.97119 | 0.97142 | 0.97346 | 0.97329 | 0.97257 | 0.97189 | 0.97118 | 0.97003 | 0.96885
DSO | 1 | 10 | 2025 | Winter | Vang, [º] | 0 | 1 | -2.2287 | -1.9879 | -1.8944 | -1.8785 | -1.8728 | -2.005 | -2.5601 | -2.7384 | -2.7662 | -3.026 | -3.025 | -3.0929 | -2.8598 | -2.8758 | -2.7106 | -2.6658 | -2.6582 | -2.8849 | -2.862 | -2.7786 | -2.7411 | -2.5524 | -2.4601 | -2.255
DSO | 1 | 11 | 2025 | Winter | Vmag, [p.u.] | 0 | 1 | 0.96766 | 0.96613 | 0.9662 | 0.96638 | 0.96637 | 0.96717 | 0.97046 | 0.97151 | 0.97249 | 0.97312 | 0.97251 | 0.97317 | 0.9719 | 0.97174 | 0.97094 | 0.97099 | 0.9712 | 0.97323 | 0.97307 | 0.97234 | 0.97167 | 0.97098 | 0.96985 | 0.96869
DSO | 1 | 11 | 2025 | Winter | Vang, [º] | 0 | 1 | -2.2362 | -1.9953 | -1.9013 | -1.8852 | -1.8796 | -2.0121 | -2.5685 | -2.747 | -2.7744 | -3.0345 | -3.0337 | -3.1014 | -2.8681 | -2.8843 | -2.7192 | -2.6743 | -2.6666 | -2.8938 | -2.8707 | -2.7868 | -2.7496 | -2.5606 | -2.4684 | -2.2627
DSO | 1 | 12 | 2025 | Winter | Vmag, [p.u.] | 0 | 1 | 0.96185 | 0.96138 | 0.9616 | 0.96162 | 0.96151 | 0.96181 | 0.96118 | 0.96128 | 0.96182 | 0.96231 | 0.96207 | 0.9622 | 0.96148 | 0.96172 | 0.96244 | 0.96252 | 0.96246 | 0.9635 | 0.96401 | 0.96274 | 0.96245 | 0.96255 | 0.96262 | 0.96249
DSO | 1 | 12 | 2025 | Winter | Vang, [º] | 0 | 1 | -2.8232 | -2.548 | -2.4225 | -2.4022 | -2.4029 | -2.5662 | -3.2873 | -3.4969 | -3.513 | -3.7923 | -3.7982 | -3.8643 | -3.6097 | -3.6286 | -3.4345 | -3.3798 | -3.3741 | -3.6515 | -3.6036 | -3.5035 | -3.4766 | -3.2485 | -3.1334 | -2.8691
DSO | 1 | 13 | 2025 | Winter | Vmag, [p.u.] | 0 | 1 | 0.96184 | 0.96137 | 0.96159 | 0.96161 | 0.9615 | 0.96179 | 0.96116 | 0.96126 | 0.9618 | 0.96229 | 0.96205 | 0.96218 | 0.96145 | 0.9617 | 0.96242 | 0.9625 | 0.96244 | 0.96348 | 0.96398 | 0.96272 | 0.96243 | 0.96253 | 0.9626 | 0.96248
DSO | 1 | 13 | 2025 | Winter | Vang, [º] | 0 | 1 | -2.8239 | -2.5487 | -2.4232 | -2.4028 | -2.4036 | -2.5669 | -3.2881 | -3.4977 | -3.5139 | -3.7932 | -3.7991 | -3.8651 | -3.6105 | -3.6294 | -3.4354 | -3.3806 | -3.3749 | -3.6524 | -3.6044 | -3.5044 | -3.4774 | -3.2493 | -3.1342 | -2.8698
DSO | 1 | 14 | 2025 | Winter | Vmag, [p.u.] | 0 | 1 | 0.96892 | 0.96909 | 0.96929 | 0.9692 | 0.96917 | 0.96923 | 0.96863 | 0.9687 | 0.96854 | 0.96859 | 0.96761 | 0.96806 | 0.96728 | 0.96767 | 0.96833 | 0.96841 | 0.9677 | 0.96653 | 0.96666 | 0.96607 | 0.96642 | 0.96734 | 0.96805 | 0.96869
DSO | 1 | 14 | 2025 | Winter | Vang, [º] | 0 | 1 | -4.8934 | -4.4339 | -4.2109 | -4.1928 | -4.2192 | -4.5086 | -6.0022 | -6.3736 | -6.3987 | -6.7442 | -6.7431 | -6.845 | -6.4895 | -6.4815 | -6.0828 | -5.9984 | -6.0249 | -6.5325 | -6.3638 | -6.2604 | -6.2272 | -5.8216 | -5.5411 | -5.0279
DSO | 1 | 15 | 2025 | Winter | Vmag, [p.u.] | 0 | 1 | 0.96593 | 0.9649 | 0.96505 | 0.9652 | 0.96526 | 0.96572 | 0.96832 | 0.96914 | 0.96974 | 0.97013 | 0.96936 | 0.97001 | 0.96891 | 0.96892 | 0.96827 | 0.96838 | 0.96821 | 0.96913 | 0.96896 | 0.96855 | 0.96817 | 0.96788 | 0.96719 | 0.96649
DSO | 1 | 15 | 2025 | Winter | Vang, [º] | 0 | 1 | -2.5173 | -2.2535 | -2.1505 | -2.1331 | -2.1203 | -2.2669 | -2.8668 | -3.0579 | -3.1107 | -3.3734 | -3.3864 | -3.4584 | -3.2185 | -3.2203 | -3.0464 | -2.9993 | -3.0049 | -3.2746 | -3.2575 | -3.1573 | -3.115 | -2.9049 | -2.7946 | -2.5617
DSO | 1 | 16 | 2025 | Winter | Vmag, [p.u.] | 0 | 1 | 0.96134 | 0.96157 | 0.96193 | 0.96201 | 0.96223 | 0.96185 | 0.96255 | 0.96277 | 0.96244 | 0.96224 | 0.96109 | 0.96174 | 0.96104 | 0.96146 | 0.96126 | 0.96152 | 0.96042 | 0.9586 | 0.95841 | 0.95877 | 0.95911 | 0.95984 | 0.96029 | 0.96073
DSO | 1 | 16 | 2025 | Winter | Vang, [º] | 0 | 1 | -3.2323 | -2.91 | -2.7833 | -2.7627 | -2.7319 | -2.9152 | -3.6283 | -3.8519 | -3.968 | -4.2387 | -4.2872 | -4.3691 | -4.1121 | -4.0779 | -3.8816 | -3.8286 | -3.8682 | -4.249 | -4.2464 | -4.1033 | -4.048 | -3.783 | -3.6265 | -3.3229
DSO | 1 | 17 | 2025 | Winter | Vmag, [p.u.] | 0 | 1 | 0.97121 | 0.97132 | 0.9714 | 0.97141 | 0.97152 | 0.9713 | 0.97123 | 0.97115 | 0.97101 | 0.97099 | 0.97075 | 0.97107 | 0.97094 | 0.97121 | 0.9712 | 0.97125 | 0.97064 | 0.96941 | 0.96958 | 0.96999 | 0.97025 | 0.97054 | 0.97086 | 0.97103
DSO | 1 | 17 | 2025 | Winter | Vang, [º] | 0 | 1 | -3.9857 | -3.4605 | -3.3408 | -3.2645 | -3.0072 | -3.3618 | -4.399 | -4.7567 | -5.1819 | -5.5901 | -5.7852 | -5.9468 | -5.3298 | -5.0072 | -4.6363 | -4.5646 | -4.8404 | -5.7313 | -5.7295 | -5.4373 | -5.3242 | -4.9318 | -4.4937 | -3.9554
DSO | 1 | 18 | 2025 | Winter | Vmag, [p.u.] | 0 | 1 | 0.96119 | 0.96145 | 0.96181 | 0.96188 | 0.9621 | 0.96171 | 0.96239 | 0.9626 | 0.96226 | 0.96206 | 0.96089 | 0.96155 | 0.96084 | 0.96126 | 0.96106 | 0.96132 | 0.96022 | 0.95837 | 0.95818 | 0.95854 | 0.95889 | 0.95964 | 0.9601 | 0.96055
DSO | 1 | 18 | 2025 | Winter | Vang, [º] | 0 | 1 | -3.2402 | -2.9176 | -2.7905 | -2.7699 | -2.7393 | -2.9228 | -3.6367 | -3.8606 | -3.9769 | -4.2473 | -4.296 | -4.3777 | -4.1212 | -4.087 | -3.8908 | -3.8377 | -3.8775 | -4.2589 | -4.2563 | -4.1127 | -4.0574 | -3.7919 | -3.6355 | -3.3315
DSO | 1 | 19 | 2025 | Winter | Vmag, [p.u.] | 0 | 1 | 0.95487 | 0.95621 | 0.95681 | 0.95669 | 0.9566 | 0.95568 | 0.95501 | 0.95493 | 0.95413 | 0.95349 | 0.95203 | 0.95268 | 0.9517 | 0.95193 | 0.9519 | 0.9523 | 0.95088 | 0.9475 | 0.94704 | 0.94765 | 0.94859 | 0.95021 | 0.95134 | 0.95267
DSO | 1 | 19 | 2025 | Winter | Vang, [º] | 0 | 1 | -3.944 | -3.5796 | -3.4195 | -3.4057 | -3.3933 | -3.5988 | -4.4114 | -4.6589 | -4.8023 | -5.0591 | -5.1223 | -5.1972 | -4.9836 | -4.953 | -4.7591 | -4.7013 | -4.754 | -5.2145 | -5.222 | -5.0372 | -4.9685 | -4.6497 | -4.4792 | -4.124
DSO | 1 | 20 | 2025 | Winter | Vmag, [p.u.] | 0 | 1 | 0.96806 | 0.96847 | 0.96867 | 0.96858 | 0.9685 | 0.96836 | 0.96846 | 0.96858 | 0.96844 | 0.96818 | 0.96742 | 0.96782 | 0.96727 | 0.96725 | 0.96728 | 0.9674 | 0.96677 | 0.96556 | 0.96516 | 0.96507 | 0.96552 | 0.96628 | 0.96672 | 0.96732
DSO | 1 | 20 | 2025 | Winter | Vang, [º] | 0 | 1 | -5.7229 | -5.2105 | -4.9715 | -4.9833 | -5.0259 | -5.3059 | -6.3956 | -6.7073 | -6.9303 | -7.186 | -7.294 | -7.3561 | -7.2429 | -7.2325 | -7.0319 | -6.9575 | -7.0523 | -7.7538 | -7.7981 | -7.52 | -7.3904 | -6.9161 | -6.6787 | -6.171
DSO | 1 | 21 | 2025 | Winter | Vmag, [p.u.] | 0 | 1 | 0.96558 | 0.96438 | 0.96453 | 0.96466 | 0.96471 | 0.96544 | 0.96823 | 0.96904 | 0.97008 | 0.97037 | 0.96988 | 0.97039 | 0.9693 | 0.96913 | 0.96863 | 0.96858 | 0.96891 | 0.97077 | 0.97069 | 0.97007 | 0.96952 | 0.96894 | 0.96782 | 0.96673
DSO | 1 | 21 | 2025 | Winter | Vang, [º] | 0 | 1 | -2.3632 | -2.1129 | -2.0109 | -1.9918 | -1.9866 | -2.1259 | -2.7114 | -2.8964 | -2.9141 | -3.1836 | -3.1781 | -3.2472 | -3.0032 | -3.0278 | -2.8566 | -2.8105 | -2.8008 | -3.0348 | -3.0078 | -2.916 | -2.8803 | -2.6828 | -2.5956 | -2.3839
DSO | 1 | 22 | 2025 | Winter | Vmag, [p.u.] | 0 | 1 | 0.96472 | 0.96526 | 0.96612 | 0.96603 | 0.96626 | 0.96624 | 0.96511 | 0.96457 | 0.96436 | 0.96378 | 0.96241 | 0.96242 | 0.96136 | 0.96255 | 0.96403 | 0.96374 | 0.96349 | 0.96111 | 0.96167 | 0.96216 | 0.96281 | 0.9641 | 0.96417 | 0.96471
DSO | 1 | 22 | 2025 | Winter | Vang, [º] | 0 | 1 | -4.1854 | -3.7157 | -3.5007 | -3.4806 | -3.456 | -3.6824 | -4.7698 | -5.1166 | -5.0181 | -5.4735 | -5.3879 | -5.5246 | -5.1507 | -5.2346 | -4.8607 | -4.8697 | -4.8011 | -5.1875 | -5.0702 | -4.8486 | -4.774 | -4.4517 | -4.4014 | -4.1062
DSO | 1 | 23 | 2025 | Winter | Vmag, [p.u.] | 0 | 1 | 0.96713 | 0.96571 | 0.96579 | 0.96597 | 0.96597 | 0.96674 | 0.9699 | 0.97088 | 0.97183 | 0.97229 | 0.97168 | 0.97229 | 0.97114 | 0.97097 | 0.97024 | 0.9703 | 0.97055 | 0.97253 | 0.97236 | 0.97165 | 0.97101 | 0.97038 | 0.96928 | 0.96817
DSO | 1 | 23 | 2025 | Winter | Vang, [º] | 0 | 1 | -2.2968 | -2.0512 | -1.9547 | -1.9372 | -1.9319 | -2.0679 | -2.6352 | -2.8182 | -2.8443 | -3.1136 | -3.1106 | -3.1804 | -2.9387 | -2.9578 | -2.7904 | -2.7425 | -2.7335 | -2.9638 | -2.9409 | -2.8549 | -2.818 | -2.6243 | -2.532 | -2.3226
DSO | 1 | 24 | 2025 | Winter | Vmag, [p.u.] | 0 | 1 | 0.96971 | 0.96966 | 0.96974 | 0.96982 | 0.9698 | 0.96989 | 0.97011 | 0.97015 | 0.96981 | 0.96952 | 0.96889 | 0.96887 | 0.96835 | 0.96886 | 0.96899 | 0.96939 | 0.9693 | 0.9688 | 0.96874 | 0.96854 | 0.96858 | 0.96922 | 0.96943 | 0.96955
DSO | 1 | 24 | 2025 | Winter | Vang, [º] | 0 | 1 | -3.1373 | -2.7632 | -2.6451 | -2.5966 | -2.609 | -2.8131 | -3.6162 | -3.9161 | -3.9759 | -4.4874 | -4.399 | -4.5457 | -4.1536 | -4.2179 | -4.0063 | -3.8514 | -3.812 | -4.1361 | -4.1235 | -4.0063 | -3.9632 | -3.6372 | -3.4895 | -3.1991
DSO | 1 | 25 | 2025 | Winter | Vmag, [p.u.] | 0 | 1 | 0.96708 | 0.96571 | 0.9658 | 0.96598 | 0.96597 | 0.96672 | 0.96979 | 0.97076 | 0.97166 | 0.97203 | 0.97134 | 0.97196 | 0.97093 | 0.97078 | 0.97007 | 0.97015 | 0.9704 | 0.97236 | 0.97216 | 0.97145 | 0.97083 | 0.97023 | 0.96916 | 0.96812
DSO | 1 | 25 | 2025 | Winter | Vang, [º] | 0 | 1 | -2.3238 | -2.0773 | -1.9795 | -1.9618 | -1.9564 | -2.0938 | -2.6632 | -2.8481 | -2.8752 | -3.1489 | -3.1498 | -3.2199 | -2.9725 | -2.9909 | -2.8222 | -2.7734 | -2.7638 | -2.9943 | -2.973 | -2.8874 | -2.8505 | -2.6557 | -2.5619 | -2.3492
DSO | 1 | 26 | 2025 | Winter | Vmag, [p.u.] | 0 | 1 | 0.9707 | 0.97054 | 0.97064 | 0.97068 | 0.97066 | 0.97075 | 0.97095 | 0.97107 | 0.97092 | 0.97077 | 0.96982 | 0.97 | 0.96995 | 0.97034 | 0.97047 | 0.97062 | 0.97059 | 0.97058 | 0.97049 | 0.97027 | 0.97028 | 0.97055 | 0.97063 | 0.97073
DSO | 1 | 26 | 2025 | Winter | Vang, [º] | 0 | 1 | -3.03 | -2.7042 | -2.5783 | -2.5481 | -2.5523 | -2.7605 | -3.5389 | -3.8141 | -3.8318 | -4.3055 | -4.3654 | -4.4604 | -3.9709 | -4.0334 | -3.7997 | -3.7026 | -3.6563 | -3.9036 | -3.9129 | -3.8172 | -3.7722 | -3.5024 | -3.3617 | -3.0463
DSO | 1 | 27 | 2025 | Winter | Vmag, [p.u.] | 0 | 1 | 0.96641 | 0.96508 | 0.96518 | 0.96534 | 0.96535 | 0.96611 | 0.96914 | 0.97006 | 0.97105 | 0.97145 | 0.97089 | 0.97146 | 0.97035 | 0.97016 | 0.96951 | 0.96953 | 0.96981 | 0.97175 | 0.97161 | 0.97093 | 0.97032 | 0.96971 | 0.9686 | 0.9675
DSO | 1 | 27 | 2025 | Winter | Vang, [º] | 0 | 1 | -2.3387 | -2.0912 | -1.9926 | -1.9745 | -1.9692 | -2.1064 | -2.6807 | -2.8644 | -2.8866 | -3.1564 | -3.1516 | -3.2211 | -2.9778 | -3 | -2.8313 | -2.7841 | -2.7746 | -3.0063 | -2.982 | -2.8936 | -2.8574 | -2.6622 | -2.5724 | -2.3622
DSO | 1 | 28 | 2025 | Winter | Vmag, [p.u.] | 0 | 1 | 0.96934 | 0.96905 | 0.96914 | 0.96917 | 0.96919 | 0.96939 | 0.96999 | 0.97028 | 0.97041 | 0.97057 | 0.97032 | 0.97049 | 0.97014 | 0.97014 | 0.97003 | 0.97003 | 0.97001 | 0.97023 | 0.97019 | 0.97004 | 0.96994 | 0.9699 | 0.96966 | 0.96949
DSO | 1 | 28 | 2025 | Winter | Vang, [º] | 0 | 1 | -3.4234 | -3.1562 | -3.0507 | -3.0309 | -3.0213 | -3.1613 | -3.7839 | -3.9596 | -3.9279 | -4.2242 | -4.1635 | -4.2318 | -3.9363 | -4.0346 | -3.8641 | -3.8197 | -3.7976 | -4.0367 | -4.0119 | -3.9113 | -3.8859 | -3.6809 | -3.6349 | -3.4229
DSO | 1 | 29 | 2025 | Winter | Vmag, [p.u.] | 0 | 1 | 0.96183 | 0.96163 | 0.96194 | 0.9621 | 0.96219 | 0.96274 | 0.96472 | 0.96547 | 0.96514 | 0.96381 | 0.96217 | 0.96258 | 0.96292 | 0.96341 | 0.96339 | 0.96352 | 0.96368 | 0.96444 | 0.96379 | 0.96305 | 0.96301 | 0.96295 | 0.96243 | 0.96276
DSO | 1 | 29 | 2025 | Winter | Vang, [º] | 0 | 1 | -3.0606 | -2.7574 | -2.6228 | -2.5936 | -2.5851 | -2.752 | -3.4139 | -3.6422 | -3.7233 | -4.0987 | -4.1652 | -4.2472 | -3.9099 | -3.8822 | -3.6776 | -3.612 | -3.5994 | -3.8773 | -3.8727 | -3.78 | -3.7362 | -3.4971 | -3.3749 | -3.0855
DSO | 1 | 30 | 2025 | Winter | Vmag, [p.u.] | 0 | 1 | 0.96977 | 0.96984 | 0.96992 | 0.96991 | 0.96995 | 0.97011 | 0.97057 | 0.97081 | 0.97057 | 0.97024 | 0.96952 | 0.96976 | 0.96966 | 0.96992 | 0.97001 | 0.97003 | 0.96987 | 0.96955 | 0.96927 | 0.96907 | 0.96925 | 0.96947 | 0.96953 | 0.96985
DSO | 1 | 30 | 2025 | Winter | Vang, [º] | 0 | 1 | -4.2341 | -3.8075 | -3.616 | -3.5734 | -3.557 | -3.771 | -4.6025 | -4.8976 | -5.1014 | -5.6789 | -5.8688 | -5.9751 | -5.4643 | -5.3501 | -5.0693 | -4.9797 | -4.9678 | -5.3613 | -5.3969 | -5.2945 | -5.2165 | -4.8959 | -4.7119 | -4.265
DSO | 1 | 8 | 2025 | Winter | Vmag, [p.u.] | 0 | 2 | 0.96676 | 0.95967 | 0.95497 | 0.9564 | 0.95711 | 0.96269 | 0.9746 | 0.97692 | 0.97948 | 0.98133 | 0.98301 | 0.98515 | 0.98392 | 0.98123 | 0.97838 | 0.97746 | 0.97859 | 0.98947 | 0.99842 | 0.98894 | 0.98721 | 0.98128 | 0.97774 | 0.97116
DSO | 1 | 8 | 2025 | Winter | Vang, [º] | 0 | 2 | -2.9155 | -2.6806 | -2.5953 | -2.5719 | -2.5648 | -2.6933 | -3.2342 | -3.4103 | -3.4266 | -3.6852 | -3.6697 | -3.7293 | -3.4895 | -3.5234 | -3.3692 | -3.3271 | -3.3136 | -3.4902 | -3.41 | -3.3764 | -3.3511 | -3.1885 | -3.1101 | -2.923
DSO | 1 | 9 | 2025 | Winter | Vmag, [p.u.] | 0 | 2 | 1.06 | 1.0591 | 1.0587 | 1.0587 | 1.0582 | 1.0581 | 1.0637 | 1.0635 | 1.0638 | 1.0615 | 1.0642 | 1.0624 | 1.0621 | 1.0625 | 1.0629 | 1.0621 | 1.0602 | 1.0633 | 1.0628 | 1.0621 | 1.0612 | 1.06 | 1.0588 | 1.0591
DSO | 1 | 9 | 2025 | Winter | Vang, [º] | 0 | 2 | -4.4703e-06 | 2.9116e-07 | 1.4174e-06 | 1.1691e-07 | -2.5402e-07 | -1.0429e-06 | -3.7108e-06 | 1.4234e-05 | -3.0286e-06 | 3.5606e-07 | -5.1653e-06 | -5.325e-06 | -5.1517e-06 | -9.734e-06 | -1.0984e-05 | -1.0174e-05 | -5.0655e-06 | -4.5744e-06 | -8.5084e-06 | -4.3253e-06 | -3.5589e-06 | -2.9945e-06 | 6.0635e-06 | -1.5301e-05
DSO | 1 | 10 | 2025 | Winter | Vmag, [p.u.] | 0 | 2 | 0.9738 | 0.96613 | 0.96137 | 0.96287 | 0.9636 | 0.96944 | 0.98207 | 0.98461 | 0.98728 | 0.98943 | 0.99111 | 0.99339 | 0.9919 | 0.98915 | 0.98604 | 0.98511 | 0.98624 | 0.99746 | 1.0064 | 0.99691 | 0.995 | 0.98885 | 0.9851 | 0.97824
DSO | 1 | 10 | 2025 | Winter | Vang, [º] | 0 | 2 | -2.2116 | -1.9991 | -1.9249 | -1.9035 | -1.8948 | -2.0066 | -2.511 | -2.6772 | -2.6952 | -2.9385 | -2.9238 | -2.9796 | -2.7567 | -2.7866 | -2.6392 | -2.6009 | -2.5887 | -2.7573 | -2.686 | -2.6541 | -2.6247 | -2.4717 | -2.3952 | -2.222
DSO | 1 | 11 | 2025 | Winter | Vmag, [p.u.] | 0 | 2 | 0.97361 | 0.96596 | 0.96121 | 0.9627 | 0.96344 | 0.96927 | 0.98188 | 0.98441 | 0.98708 | 0.98922 | 0.9909 | 0.99318 | 0.9917 | 0.98895 | 0.98585 | 0.98491 | 0.98605 | 0.99726 | 1.0062 | 0.99671 | 0.99481 | 0.98866 | 0.98491 | 0.97806
DSO | 1 | 11 | 2025 | Winter | Vang, [º] | 0 | 2 | -2.2205 | -2.0078 | -1.9334 | -1.9119 | -1.9033 | -2.0153 | -2.5201 | -2.6864 | -2.7043 | -2.9477 | -2.933 | -2.9889 | -2.7658 | -2.7957 | -2.6483 | -2.6099 | -2.5977 | -2.7664 | -2.6949 | -2.6631 | -2.6337 | -2.4806 | -2.4042 | -2.2308
DSO | 1 | 12 | 2025 | Winter | Vmag, [p.u.] | 0 | 2 | 0.96678 | 0.95969 | 0.95499 | 0.95641 | 0.95713 | 0.96271 | 0.97462 | 0.97694 | 0.97949 | 0.98135 | 0.98303 | 0.98517 | 0.98394 | 0.98125 | 0.9784 | 0.97748 | 0.9786 | 0.98949 | 0.99844 | 0.98896 | 0.98723 | 0.9813 | 0.97775 | 0.97118
DSO | 1 | 12 | 2025 | Winter | Vang, [º] | 0 | 2 | -2.9146 | -2.6798 | -2.5944 | -2.5711 | -2.564 | -2.6924 | -3.2333 | -3.4094 | -3.4257 | -3.6842 | -3.6688 | -3.7284 | -3.4886 | -3.5225 | -3.3683 | -3.3262 | -3.3127 | -3.4893 | -3.4092 | -3.3756 | -3.3502 | -3.1876 | -3.1092 | -2.9221
DSO | 1 | 13 | 2025 | Winter | Vmag, [p.u.] | 0 | 2 | 0.96676 | 0.95967 | 0.95497 | 0.9564 | 0.95711 | 0.96269 | 0.9746 | 0.97692 | 0.97948 | 0.98133 | 0.98301 | 0.98515 | 0.98392 | 0.98123 | 0.97838 | 0.97746 | 0.97859 | 0.98947 | 0.99842 | 0.98894 | 0.98721 | 0.98128 | 0.97774 | 0.97116
DSO | 1 | 13 | 2025 | Winter | Vang, [º] | 0 | 2 | -2.9155 | -2.6806 | -2.5953 | -2.5719 | -2.5648 | -2.6933 | -3.2342 | -3.4103 | -3.4266 | -3.6852 | -3.6697 | -3.7293 | -3.4895 | -3.5234 | -3.3692 | -3.3271 | -3.3136 | -3.4902 | -3.41 | -3.3764 | -3.3511 | -3.1885 | -3.1101 | -2.923
DSO | 1 | 14 | 2025 | Winter | Vmag, [p.u.] | 0 | 2 | 1.0629 | 1.0539 | 1.0483 | 1.0486 | 1.0492 | 1.0559 | 1.0764 | 1.0802 | 1.0843 | 1.0882 | 1.091 | 1.0941 | 1.0911 | 1.087 | 1.0811 | 1.0793 | 1.08 | 1.0923 | 1.0936 | 1.0897 | 1.0889 | 1.0812 | 1.0763 | 1.0671
DSO | 1 | 14 | 2025 | Winter | Vang, [º] | 0 | 2 | -4.9722 | -4.6551 | -4.5452 | -4.5265 | -4.5244 | -4.7034 | -5.3407 | -5.5468 | -5.5615 | -5.8651 | -5.8431 | -5.9163 | -5.6295 | -5.6745 | -5.4993 | -5.4516 | -5.4373 | -5.6472 | -5.5758 | -5.5164 | -5.485 | -5.2942 | -5.2032 | -4.9767
DSO | 1 | 15 | 2025 | Winter | Vmag, [p.u.] | 0 | 2 | 0.97135 | 0.96385 | 0.95912 | 0.96059 | 0.96133 | 0.96708 | 0.97949 | 0.98197 | 0.98461 | 0.98668 | 0.98835 | 0.9906 | 0.98918 | 0.98645 | 0.98341 | 0.98248 | 0.98361 | 0.99459 | 1.0033 | 0.99409 | 0.9923 | 0.98624 | 0.98255 | 0.97577
DSO | 1 | 15 | 2025 | Winter | Vang, [º] | 0 | 2 | -2.5202 | -2.3013 | -2.2228 | -2.2019 | -2.1929 | -2.31 | -2.8239 | -2.993 | -3.0107 | -3.2584 | -3.2435 | -3.3003 | -3.0731 | -3.1041 | -2.955 | -2.9156 | -2.9029 | -3.0786 | -3.0215 | -2.9732 | -2.9405 | -2.7837 | -2.7067 | -2.5297
DSO | 1 | 16 | 2025 | Winter | Vmag, [p.u.] | 0 | 2 | 0.96538 | 0.9583 | 0.95365 | 0.95504 | 0.95579 | 0.96132 | 0.97323 | 0.97555 | 0.9781 | 0.97998 | 0.98165 | 0.98381 | 0.98256 | 0.97989 | 0.97703 | 0.9761 | 0.97719 | 0.98762 | 0.99584 | 0.98725 | 0.98574 | 0.97987 | 0.97633 | 0.96975
DSO | 1 | 16 | 2025 | Winter | Vang, [º] | 0 | 2 | -3.2874 | -3.0522 | -2.9633 | -2.9435 | -2.9338 | -3.064 | -3.6023 | -3.7787 | -3.7958 | -4.0544 | -4.039 | -4.0985 | -3.8603 | -3.8941 | -3.7408 | -3.6987 | -3.6845 | -3.8785 | -3.8572 | -3.7674 | -3.7263 | -3.5599 | -3.4813 | -3.295
DSO | 1 | 17 | 2025 | Winter | Vmag, [p.u.] | 0 | 2 | 0.97962 | 0.9771 | 0.97579 | 0.97583 | 0.97554 | 0.97708 | 0.98118 | 0.98229 | 0.98402 | 0.986 | 0.9873 | 0.98804 | 0.98781 | 0.98582 | 0.98464 | 0.98382 | 0.9844 | 0.9918 | 0.99534 | 0.98972 | 0.98773 | 0.98449 | 0.98296 | 0.98055
DSO | 1 | 17 | 2025 | Winter | Vang, [º] | 0 | 2 | -4.0879 | -3.7446 | -3.6609 | -3.6126 | -3.5666 | -3.7726 | -4.475 | -4.7057 | -4.7381 | -5.0651 | -5.0487 | -5.1314 | -4.8307 | -4.8653 | -4.6707 | -4.6164 | -4.6027 | -5.0569 | -5.127 | -4.8488 | -4.703 | -4.4523 | -4.3439 | -4.092
DSO | 1 | 18 | 2025 | Winter | Vmag, [p.u.] | 0 | 2 | 0.96521 | 0.95813 | 0.95348 | 0.95488 | 0.95562 | 0.96115 | 0.97306 | 0.97538 | 0.97792 | 0.9798 | 0.98148 | 0.98363 | 0.98239 | 0.97971 | 0.97685 | 0.97593 | 0.97702 | 0.98745 | 0.99566 | 0.98708 | 0.98556 | 0.97969 | 0.97616 | 0.96958
DSO | 1 | 18 | 2025 | Winter | Vang, [º] | 0 | 2 | -3.2958 | -3.0606 | -2.9715 | -2.9517 | -2.9421 | -3.0724 | -3.6107 | -3.7871 | -3.8042 | -4.0628 | -4.0474 | -4.1069 | -3.8687 | -3.9025 | -3.7492 | -3.7071 | -3.6929 | -3.8868 | -3.8658 | -3.7757 | -3.7346 | -3.5683 | -3.4897 | -3.3034
DSO | 1 | 19 | 2025 | Winter | Vmag, [p.u.] | 0 | 2 | 0.95756 | 0.95065 | 0.94618 | 0.94744 | 0.9481 | 0.95355 | 0.96526 | 0.96754 | 0.97005 | 0.97186 | 0.97352 | 0.97563 | 0.97444 | 0.97178 | 0.96899 | 0.96807 | 0.96918 | 0.97982 | 0.98757 | 0.97921 | 0.97768 | 0.97185 | 0.96837 | 0.96189
DSO | 1 | 19 | 2025 | Winter | Vang, [º] | 0 | 2 | -4.07 | -3.8284 | -3.7256 | -3.714 | -3.7105 | -3.8459 | -4.3915 | -4.569 | -4.5847 | -4.8455 | -4.8296 | -4.8896 | -4.6472 | -4.6825 | -4.5281 | -4.4856 | -4.4717 | -4.654 | -4.6647 | -4.5483 | -4.5113 | -4.3456 | -4.2673 | -4.0785
DSO | 1 | 20 | 2025 | Winter | Vmag, [p.u.] | 0 | 2 | 1.0315 | 1.0269 | 1.0226 | 1.0243 | 1.0257 | 1.0302 | 1.0396 | 1.0412 | 1.0423 | 1.0431 | 1.0443 | 1.0459 | 1.0447 | 1.0434 | 1.0414 | 1.041 | 1.0417 | 1.0484 | 1.0571 | 1.0496 | 1.0491 | 1.0445 | 1.042 | 1.0369
DSO | 1 | 20 | 2025 | Winter | Vang, [º] | 0 | 2 | -5.8436 | -5.5743 | -5.4386 | -5.4467 | -5.4553 | -5.6069 | -6.1817 | -6.3653 | -6.3847 | -6.6563 | -6.6415 | -6.7063 | -6.454 | -6.4869 | -6.3244 | -6.2793 | -6.2658 | -6.4276 | -6.515 | -6.3385 | -6.3064 | -6.1369 | -6.0531 | -5.8512
DSO | 1 | 21 | 2025 | Winter | Vmag, [p.u.] | 0 | 2 | 0.97173 | 0.96453 | 0.95983 | 0.96128 | 0.96201 | 0.96764 | 0.97964 | 0.98199 | 0.98458 | 0.98645 | 0.98814 | 0.99031 | 0.98907 | 0.98634 | 0.98346 | 0.98254 | 0.98367 | 0.99464 | 1.0036 | 0.99414 | 0.99236 | 0.98638 | 0.98279 | 0.97615
DSO | 1 | 21 | 2025 | Winter | Vang, [º] | 0 | 2 | -2.3376 | -2.1113 | -2.0286 | -2.005 | -1.9974 | -2.1209 | -2.6496 | -2.8226 | -2.838 | -3.0919 | -3.0765 | -3.1344 | -2.8993 | -2.9331 | -2.7824 | -2.7409 | -2.7275 | -2.901 | -2.8241 | -2.7895 | -2.7642 | -2.6047 | -2.5283 | -2.3458
DSO | 1 | 22 | 2025 | Winter | Vmag, [p.u.] | 0 | 2 | 1.0002 | 0.9915 | 0.987 | 0.98727 | 0.98734 | 0.99269 | 1.0078 | 1.0115 | 1.0142 | 1.0187 | 1.0207 | 1.0236 | 1.0204 | 1.0174 | 1.012 | 1.0111 | 1.0113 | 1.0194 | 1.0192 | 1.0164 | 1.0155 | 1.0106 | 1.0078 | 1.0023
DSO | 1 | 22 | 2025 | Winter | Vang, [º] | 0 | 2 | -3.9736 | -3.4583 | -3.2891 | -3.2809 | -3.2977 | -3.6114 | -4.4557 | -4.7065 | -4.7272 | -5.0974 | -5.0737 | -5.1801 | -4.812 | -4.8624 | -4.6485 | -4.5878 | -4.5716 | -4.8385 | -4.7432 | -4.6746 | -4.6411 | -4.4027 | -4.2816 | -3.963
DSO | 1 | 23 | 2025 | Winter | Vmag, [p.u.] | 0 | 2 | 0.97323 | 0.96573 | 0.961 | 0.9625 | 0.96324 | 0.96903 | 0.98125 | 0.98364 | 0.98624 | 0.98818 | 0.98986 | 0.99208 | 0.99076 | 0.98803 | 0.98509 | 0.98417 | 0.9853 | 0.99635 | 1.0054 | 0.99586 | 0.99402 | 0.988 | 0.98437 | 0.97764
DSO | 1 | 23 | 2025 | Winter | Vang, [º] | 0 | 2 | -2.2732 | -2.0566 | -1.9793 | -1.9557 | -1.9466 | -2.0614 | -2.5839 | -2.7564 | -2.7729 | -3.0256 | -3.0103 | -3.0667 | -2.8349 | -2.8678 | -2.7166 | -2.6757 | -2.6627 | -2.8367 | -2.7613 | -2.7285 | -2.6998 | -2.5405 | -2.4632 | -2.284
DSO | 1 | 24 | 2025 | Winter | Vmag, [p.u.] | 0 | 2 | 0.97662 | 0.97419 | 0.9728 | 0.97274 | 0.97287 | 0.97453 | 0.98276 | 0.98633 | 0.98916 | 0.99397 | 0.99532 | 0.99629 | 0.99334 | 0.99159 | 0.98758 | 0.9861 | 0.9864 | 0.9927 | 0.99254 | 0.99035 | 0.98914 | 0.98378 | 0.98187 | 0.97868
DSO | 1 | 24 | 2025 | Winter | Vang, [º] | 0 | 2 | -2.8715 | -2.5528 | -2.4368 | -2.3738 | -2.3484 | -2.5171 | -3.5862 | -3.9823 | -4.0265 | -4.5791 | -4.5398 | -4.6102 | -4.17 | -4.2379 | -3.8938 | -3.8022 | -3.7771 | -4.1854 | -4.0049 | -3.9427 | -3.8708 | -3.4963 | -3.3111 | -2.9704
DSO | 1 | 25 | 2025 | Winter | Vmag, [p.u.] | 0 | 2 | 0.97311 | 0.96566 | 0.96093 | 0.96243 | 0.96318 | 0.96895 | 0.98105 | 0.98342 | 0.98601 | 0.98792 | 0.9896 | 0.99179 | 0.99052 | 0.98779 | 0.98489 | 0.98396 | 0.9851 | 0.99612 | 1.0051 | 0.99565 | 0.99382 | 0.98782 | 0.9842 | 0.97752
DSO | 1 | 25 | 2025 | Winter | Vang, [º] | 0 | 2 | -2.302 | -2.0855 | -2.007 | -1.9822 | -1.9727 | -2.0875 | -2.6129 | -2.7854 | -2.8013 | -3.0549 | -3.0397 | -3.0974 | -2.8631 | -2.8965 | -2.7457 | -2.7046 | -2.6914 | -2.8649 | -2.7897 | -2.7572 | -2.7288 | -2.5695 | -2.4925 | -2.3114
DSO | 1 | 26 | 2025 | Winter | Vmag, [p.u.] | 0 | 2 | 0.97797 | 0.97642 | 0.97465 | 0.97451 | 0.97454 | 0.97583 | 0.98146 | 0.9829 | 0.98429 | 0.98716 | 0.98899 | 0.99074 | 0.9875 | 0.98619 | 0.98417 | 0.98321 | 0.98314 | 0.98669 | 0.98785 | 0.98614 | 0.98588 | 0.98306 | 0.98178 | 0.97903
DSO | 1 | 26 | 2025 | Winter | Vang, [º] | 0 | 2 | -2.9057 | -2.5585 | -2.4208 | -2.3599 | -2.3281 | -2.4836 | -3.4749 | -3.7782 | -3.8094 | -4.2673 | -4.2469 | -4.3886 | -3.9252 | -3.9814 | -3.712 | -3.639 | -3.6166 | -3.923 | -3.7915 | -3.745 | -3.6971 | -3.4125 | -3.2668 | -2.9013
DSO | 1 | 27 | 2025 | Winter | Vmag, [p.u.] | 0 | 2 | 0.97257 | 0.96519 | 0.96047 | 0.96195 | 0.9627 | 0.96843 | 0.98053 | 0.98288 | 0.98547 | 0.98736 | 0.98905 | 0.99124 | 0.98997 | 0.98724 | 0.98435 | 0.98343 | 0.98456 | 0.99556 | 1.0046 | 0.99507 | 0.99326 | 0.98728 | 0.98367 | 0.97698
DSO | 1 | 27 | 2025 | Winter | Vang, [º] | 0 | 2 | -2.3122 | -2.0923 | -2.0127 | -1.9886 | -1.9796 | -2.097 | -2.6241 | -2.7979 | -2.8137 | -3.0684 | -3.0528 | -3.1098 | -2.8755 | -2.9092 | -2.7575 | -2.716 | -2.7027 | -2.8772 | -2.8004 | -2.7669 | -2.7397 | -2.5795 | -2.5027 | -2.3219
DSO | 1 | 28 | 2025 | Winter | Vmag, [p.u.] | 0 | 2 | 0.97643 | 0.97496 | 0.9737 | 0.97378 | 0.97374 | 0.9747 | 0.97804 | 0.97873 | 0.97936 | 0.98035 | 0.98083 | 0.9813 | 0.98055 | 0.98008 | 0.97906 | 0.97867 | 0.97877 | 0.9812 | 0.98254 | 0.98072 | 0.98059 | 0.979 | 0.97844 | 0.97717
DSO | 1 | 28 | 2025 | Winter | Vang, [º] | 0 | 2 | -3.241 | -2.9948 | -2.8844 | -2.8391 | -2.8037 | -2.8999 | -3.6267 | -3.8805 | -3.8982 | -4.2682 | -4.246 | -4.321 | -3.9888 | -4.0396 | -3.8157 | -3.7542 | -3.7343 | -3.9895 | -3.8698 | -3.8267 | -3.7982 | -3.567 | -3.4764 | -3.2532
DSO | 1 | 29 | 2025 | Winter | Vmag, [p.u.] | 0 | 2 | 0.96545 | 0.9584 | 0.95369 | 0.95511 | 0.95581 | 0.96135 | 0.97318 | 0.97548 | 0.97803 | 0.97985 | 0.98154 | 0.98366 | 0.98246 | 0.97977 | 0.97694 | 0.97602 | 0.97714 | 0.98799 | 0.99691 | 0.98747 | 0.98576 | 0.97986 | 0.97639 | 0.96984
DSO | 1 | 29 | 2025 | Winter | Vang, [º] | 0 | 2 | -3.0979 | -2.8636 | -2.7775 | -2.7539 | -2.7464 | -2.8759 | -3.4112 | -3.5858 | -3.6007 | -3.8571 | -3.8417 | -3.9001 | -3.6619 | -3.6967 | -3.545 | -3.5029 | -3.4894 | -3.6637 | -3.586 | -3.5516 | -3.5268 | -3.3661 | -3.2924 | -3.1062
DSO | 1 | 30 | 2025 | Winter | Vmag, [p.u.] | 0 | 2 | 1.0001 | 0.99628 | 0.99403 | 0.99452 | 0.99482 | 0.99799 | 1.0047 | 1.0066 | 1.0089 | 1.0105 | 1.0118 | 1.0132 | 1.0121 | 1.01 | 1.0081 | 1.0073 | 1.0079 | 1.0141 | 1.0167 | 1.0134 | 1.0124 | 1.009 | 1.0067 | 1.0026
DSO | 1 | 30 | 2025 | Winter | Vang, [º] | 0 | 2 | -4.3791 | -4.1011 | -3.9995 | -3.9826 | -3.98 | -4.1419 | -4.7102 | -4.8905 | -4.9061 | -5.1692 | -5.1542 | -5.2173 | -4.9715 | -5.0057 | -4.8482 | -4.8048 | -4.7925 | -4.984 | -4.9214 | -4.8687 | -4.8421 | -4.6708 | -4.5934 | -4.3911
DSO | 1 | 8 | 2025 | Winter | Vmag, [p.u.] | Expected | - | 0.99534 | 1.002 | 1.0037 | 1.0038 | 1.0039 | 1.006 | 0.98867 | 0.98492 | 0.98034 | 0.96491 | 0.95755 | 0.95677 | 0.95598 | 0.95817 | 0.95706 | 0.95607 | 0.95655 | 0.96009 | 0.96242 | 0.95857 | 0.95775 | 0.95534 | 0.95842 | 0.99185
DSO | 1 | 8 | 2025 | Winter | Vang, [º] | Expected | - | -2.7109 | -2.391 | -2.2574 | -2.2209 | -2.2111 | -2.3436 | -3.1606 | -3.3847 | -3.4472 | -3.8223 | -3.9563 | -3.9695 | -3.721 | -3.645 | -3.4505 | -3.4084 | -3.4034 | -3.7688 | -3.6992 | -3.6373 | -3.6067 | -3.4008 | -3.2008 | -2.7332
DSO | 1 | 9 | 2025 | Winter | Vmag, [p.u.] | Expected | - | 1.06 | 1.0591 | 1.0587 | 1.0587 | 1.0582 | 1.0581 | 1.0637 | 1.0635 | 1.0638 | 1.0615 | 1.0642 | 1.0624 | 1.0621 | 1.0625 | 1.0629 | 1.0621 | 1.0602 | 1.0633 | 1.0628 | 1.0621 | 1.0612 | 1.06 | 1.0588 | 1.0591
DSO | 1 | 9 | 2025 | Winter | Vang, [º] | Expected | - | -1.3719e-05 | -9.7319e-06 | -8.1327e-06 | -5.9369e-07 | 2.0291e-08 | 2.0221e-07 | -8.5576e-06 | 1.0479e-05 | -4.4428e-06 | 9.5669e-06 | -2.0152e-06 | -1.8774e-06 | -3.1304e-06 | -6.5304e-06 | -7.5096e-06 | -7.009e-06 | -2.5248e-06 | -2.2951e-06 | -3.6168e-06 | -2.3458e-06 | -1.808e-06 | -1.3126e-06 | 1.8352e-05 | -2.0773e-05
DSO | 1 | 10 | 2025 | Winter | Vmag, [p.u.] | Expected | - | 1.0023 | 1.0064 | 1.0082 | 1.0087 | 1.0088 | 1.0113 | 0.99827 | 0.9953 | 0.99099 | 0.97609 | 0.96736 | 0.96814 | 0.96705 | 0.96539 | 0.96339 | 0.96247 | 0.96322 | 0.96964 | 0.97151 | 0.9678 | 0.96674 | 0.96373 | 0.96536 | 0.99737
DSO | 1 | 10 | 2025 | Winter | Vang, [º] | Expected | - | -2.0894 | -1.8491 | -1.7594 | -1.7434 | -1.7375 | -1.8531 | -2.4272 | -2.6148 | -2.6672 | -3.0098 | -3.0633 | -3.1317 | -2.8944 | -2.9196 | -2.7587 | -2.7187 | -2.708 | -2.9129 | -2.8799 | -2.8117 | -2.7758 | -2.5966 | -2.4864 | -2.1348
DSO | 1 | 11 | 2025 | Winter | Vmag, [p.u.] | Expected | - | 1.0022 | 1.0063 | 1.0081 | 1.0086 | 1.0087 | 1.0111 | 0.99804 | 0.99506 | 0.99074 | 0.97584 | 0.96711 | 0.96787 | 0.96679 | 0.96521 | 0.96322 | 0.9623 | 0.96305 | 0.96941 | 0.97128 | 0.96757 | 0.96652 | 0.96352 | 0.96518 | 0.99722
DSO | 1 | 11 | 2025 | Winter | Vang, [º] | Expected | - | -2.0971 | -1.8564 | -1.7659 | -1.7494 | -1.7435 | -1.8593 | -2.4357 | -2.6236 | -2.6761 | -3.019 | -3.0742 | -3.1412 | -2.9038 | -2.9288 | -2.7677 | -2.7276 | -2.7169 | -2.9233 | -2.8898 | -2.8217 | -2.786 | -2.6066 | -2.4955 | -2.1425
DSO | 1 | 12 | 2025 | Winter | Vmag, [p.u.] | Expected | - | 0.99535 | 1.002 | 1.0037 | 1.0038 | 1.0039 | 1.006 | 0.98869 | 0.98494 | 0.98037 | 0.96494 | 0.95757 | 0.9568 | 0.956 | 0.95819 | 0.95708 | 0.95609 | 0.95657 | 0.96011 | 0.96244 | 0.95859 | 0.95777 | 0.95536 | 0.95844 | 0.99186
DSO | 1 | 12 | 2025 | Winter | Vang, [º] | Expected | - | -2.7101 | -2.3903 | -2.2568 | -2.2203 | -2.2105 | -2.343 | -3.1597 | -3.3838 | -3.4463 | -3.8214 | -3.9552 | -3.9686 | -3.7201 | -3.6441 | -3.4496 | -3.4075 | -3.4026 | -3.7677 | -3.6982 | -3.6363 | -3.6057 | -3.3998 | -3.1999 | -2.7324
DSO | 1 | 13 | 2025 | Winter | Vmag, [p.u.] | Expected | - | 0.99534 | 1.002 | 1.0037 | 1.0038 | 1.0039 | 1.006 | 0.98867 | 0.98492 | 0.98034 | 0.96491 | 0.95755 | 0.95677 | 0.95598 | 0.95817 | 0.95706 | 0.95607 | 0.95655 | 0.96009 | 0.96242 | 0.95857 | 0.95775 | 0.95534 | 0.95842 | 0.99185
DSO | 1 | 13 | 2025 | Winter | Vang, [º] | Expected | - | -2.7109 | -2.391 | -2.2574 | -2.2209 | -2.2111 | -2.3436 | -3.1606 | -3.3847 | -3.4472 | -3.8223 | -3.9563 | -3.9695 | -3.721 | -3.645 | -3.4505 | -3.4084 | -3.4034 | -3.7688 | -3.6992 | -3.6373 | -3.6067 | -3.4008 | -3.2008 | -2.7332
DSO | 1 | 14 | 2025 | Winter | Vmag, [p.u.] | Expected | - | 0.97732 | 0.98815 | 0.99291 | 0.99384 | 0.99534 | 0.99696 | 0.98168 | 0.98299 | 0.98429 | 0.98561 | 0.98623 | 0.98741 | 0.98616 | 0.98496 | 0.9856 | 0.98405 | 0.9828 | 0.98629 | 0.98677 | 0.9853 | 0.98513 | 0.98289 | 0.98151 | 0.98331
DSO | 1 | 14 | 2025 | Winter | Vang, [º] | Expected | - | -5.0584 | -4.1835 | -3.9175 | -3.8485 | -3.8175 | -4.0232 | -6.0414 | -6.4188 | -6.5018 | -6.9017 | -7.0938 | -7.0663 | -6.7703 | -6.0727 | -5.7008 | -5.6635 | -5.7068 | -6.7916 | -6.5827 | -6.5427 | -6.5035 | -6.1727 | -5.6126 | -4.7934
DSO | 1 | 15 | 2025 | Winter | Vmag, [p.u.] | Expected | - | 1.0009 | 1.0053 | 1.0073 | 1.0078 | 1.0079 | 1.0102 | 0.9966 | 0.99356 | 0.98893 | 0.97405 | 0.96328 | 0.96411 | 0.96311 | 0.96162 | 0.9598 | 0.959 | 0.95954 | 0.96511 | 0.96712 | 0.96369 | 0.96281 | 0.9601 | 0.96254 | 0.99543
DSO | 1 | 15 | 2025 | Winter | Vang, [º] | Expected | - | -2.3495 | -2.092 | -1.9915 | -1.9737 | -1.9654 | -2.0893 | -2.7014 | -2.8962 | -2.9667 | -3.3099 | -3.433 | -3.5034 | -3.2649 | -3.2839 | -3.1174 | -3.0741 | -3.0696 | -3.3044 | -3.2722 | -3.1905 | -3.1522 | -2.9579 | -2.8355 | -2.4174
DSO | 1 | 16 | 2025 | Winter | Vmag, [p.u.] | Expected | - | 0.99737 | 1.0026 | 1.0051 | 1.0056 | 1.0058 | 1.0076 | 0.99254 | 0.98933 | 0.98392 | 0.96908 | 0.95336 | 0.9543 | 0.95351 | 0.95242 | 0.95107 | 0.95057 | 0.9506 | 0.9541 | 0.95645 | 0.9537 | 0.95324 | 0.95126 | 0.95569 | 0.99071
DSO | 1 | 16 | 2025 | Winter | Vang, [º] | Expected | - | -2.9932 | -2.6923 | -2.5651 | -2.5428 | -2.5286 | -2.6732 | -3.3807 | -3.5934 | -3.7093 | -4.0542 | -4.3573 | -4.4323 | -4.1907 | -4.1935 | -4.0123 | -3.9603 | -3.9723 | -4.2849 | -4.2539 | -4.1377 | -4.0926 | -3.8596 | -3.7036 | -3.1179
DSO | 1 | 17 | 2025 | Winter | Vmag, [p.u.] | Expected | - | 0.97885 | 0.97926 | 0.97945 | 0.97946 | 0.97939 | 0.97991 | 0.97754 | 0.97712 | 0.97643 | 0.97487 | 0.96864 | 0.97002 | 0.96864 | 0.96733 | 0.96654 | 0.96633 | 0.96563 | 0.96318 | 0.96746 | 0.96767 | 0.96707 | 0.96684 | 0.96898 | 0.97693
DSO | 1 | 17 | 2025 | Winter | Vang, [º] | Expected | - | -3.5593 | -3.1313 | -2.9885 | -2.9285 | -2.8495 | -3.1129 | -4.112 | -4.4026 | -4.6374 | -4.9527 | -5.604 | -5.6603 | -5.3413 | -5.2721 | -5.0256 | -4.9612 | -5.0919 | -5.8317 | -5.7292 | -5.4247 | -5.3245 | -4.9758 | -4.643 | -3.7876
DSO | 1 | 18 | 2025 | Winter | Vmag, [p.u.] | Expected | - | 0.99724 | 1.0025 | 1.005 | 1.0055 | 1.0057 | 1.0075 | 0.9924 | 0.98919 | 0.98377 | 0.96894 | 0.95313 | 0.95407 | 0.95328 | 0.95219 | 0.95085 | 0.95035 | 0.95038 | 0.95387 | 0.95622 | 0.95347 | 0.95301 | 0.95104 | 0.9555 | 0.99056
DSO | 1 | 18 | 2025 | Winter | Vang, [º] | Expected | - | -3.0007 | -2.6995 | -2.5719 | -2.5496 | -2.5355 | -2.6801 | -3.3884 | -3.6012 | -3.7175 | -4.0624 | -4.3664 | -4.4414 | -4.2 | -4.2027 | -4.0215 | -3.9694 | -3.9815 | -4.2945 | -4.2636 | -4.1471 | -4.1021 | -3.8688 | -3.713 | -3.1258
DSO | 1 | 19 | 2025 | Winter | Vmag, [p.u.] | Expected | - | 0.99189 | 0.9979 | 1.0008 | 1.0014 | 1.0016 | 1.0031 | 0.98691 | 0.98372 | 0.97762 | 0.96271 | 0.94185 | 0.94277 | 0.94204 | 0.94124 | 0.9403 | 0.94013 | 0.94002 | 0.94244 | 0.94487 | 0.94229 | 0.94209 | 0.94069 | 0.94692 | 0.98403
DSO | 1 | 19 | 2025 | Winter | Vang, [º] | Expected | - | -3.6508 | -3.3138 | -3.1537 | -3.1326 | -3.1233 | -3.2784 | -4.0641 | -4.2876 | -4.4413 | -4.7867 | -5.2775 | -5.3578 | -5.1255 | -5.1169 | -4.9261 | -4.8637 | -4.8844 | -5.2471 | -5.221 | -5.0829 | -5.0336 | -4.7667 | -4.5857 | -3.8383
DSO | 1 | 20 | 2025 | Winter | Vmag, [p.u.] | Expected | - | 0.98697 | 0.98891 | 0.99007 | 0.99112 | 0.99191 | 0.99317 | 0.99012 | 0.99053 | 0.98633 | 0.9856 | 0.97059 | 0.97125 | 0.97069 | 0.97023 | 0.9696 | 0.9695 | 0.96954 | 0.97133 | 0.97413 | 0.9716 | 0.97156 | 0.97028 | 0.96961 | 0.98149
DSO | 1 | 20 | 2025 | Winter | Vang, [º] | Expected | - | -5.27 | -4.8112 | -4.5485 | -4.524 | -4.5214 | -4.7157 | -5.7206 | -5.9559 | -6.2356 | -6.5483 | -7.7463 | -7.8393 | -7.6196 | -7.5686 | -7.3312 | -7.2261 | -7.2718 | -7.8056 | -7.7771 | -7.5894 | -7.5147 | -7.1438 | -6.8309 | -5.6733
DSO | 1 | 21 | 2025 | Winter | Vmag, [p.u.] | Expected | - | 1.0001 | 1.0045 | 1.0064 | 1.0068 | 1.0069 | 1.0092 | 0.99568 | 0.99241 | 0.98823 | 0.97304 | 0.96487 | 0.96552 | 0.96458 | 0.96284 | 0.96069 | 0.95958 | 0.9609 | 0.96712 | 0.96899 | 0.96529 | 0.96443 | 0.96146 | 0.96313 | 0.99525
DSO | 1 | 21 | 2025 | Winter | Vang, [º] | Expected | - | -2.2093 | -1.9616 | -1.866 | -1.8487 | -1.8439 | -1.9678 | -2.5669 | -2.7646 | -2.8234 | -3.1806 | -3.208 | -3.2815 | -3.0348 | -3.0661 | -2.9236 | -2.8714 | -2.8451 | -3.0539 | -3.0197 | -2.9402 | -2.9109 | -2.7169 | -2.6115 | -2.2511
DSO | 1 | 22 | 2025 | Winter | Vmag, [p.u.] | Expected | - | 0.97214 | 0.97017 | 0.96981 | 0.96896 | 0.96887 | 0.96855 | 0.96841 | 0.96188 | 0.96444 | 0.96499 | 0.97807 | 0.97799 | 0.97626 | 0.97421 | 0.96083 | 0.95849 | 0.97306 | 0.97514 | 0.97412 | 0.97367 | 0.97461 | 0.97238 | 0.97183 | 0.9734
DSO | 1 | 22 | 2025 | Winter | Vang, [º] | Expected | - | -3.9493 | -3.5728 | -3.4049 | -3.4152 | -3.4201 | -3.6967 | -4.6631 | -5.1135 | -5.1688 | -5.6839 | -5.0826 | -5.245 | -4.9165 | -4.9867 | -5.2005 | -5.1315 | -4.6212 | -4.9705 | -4.9305 | -4.7365 | -4.6829 | -4.3693 | -4.268 | -3.8901
DSO | 1 | 23 | 2025 | Winter | Vmag, [p.u.] | Expected | - | 1.0017 | 1.0058 | 1.0077 | 1.0082 | 1.0082 | 1.0107 | 0.99746 | 0.99438 | 0.99002 | 0.97493 | 0.96629 | 0.96703 | 0.96609 | 0.9643 | 0.96244 | 0.96155 | 0.96229 | 0.9687 | 0.97057 | 0.96688 | 0.96587 | 0.96296 | 0.96458 | 0.99666
DSO | 1 | 23 | 2025 | Winter | Vang, [º] | Expected | - | -2.1523 | -1.9076 | -1.8155 | -1.7984 | -1.7927 | -1.9117 | -2.4987 | -2.6917 | -2.7412 | -3.0951 | -3.1465 | -3.2186 | -2.9722 | -3.004 | -2.8389 | -2.7973 | -2.7862 | -2.9906 | -2.9577 | -2.8869 | -2.8514 | -2.6668 | -2.5582 | -2.1985
DSO | 1 | 24 | 2025 | Winter | Vmag, [p.u.] | Expected | - | 0.97485 | 0.97528 | 0.97533 | 0.9754 | 0.97531 | 0.97545 | 0.97549 | 0.97657 | 0.97658 | 0.9758 | 0.97508 | 0.97485 | 0.97366 | 0.96965 | 0.96936 | 0.96943 | 0.96873 | 0.97375 | 0.97261 | 0.97171 | 0.97129 | 0.97006 | 0.96853 | 0.97415
DSO | 1 | 24 | 2025 | Winter | Vang, [º] | Expected | - | -2.9764 | -2.6377 | -2.5254 | -2.4824 | -2.4842 | -2.6687 | -3.5593 | -3.8807 | -3.8346 | -4.3128 | -4.3468 | -4.4927 | -4.1259 | -4.382 | -4.0271 | -3.9383 | -3.9752 | -4.1376 | -4.1074 | -4.0048 | -3.9468 | -3.6012 | -3.5517 | -3.0798
DSO | 1 | 25 | 2025 | Winter | Vmag, [p.u.] | Expected | - | 1.0017 | 1.0058 | 1.0077 | 1.0082 | 1.0083 | 1.0107 | 0.99744 | 0.99436 | 0.98985 | 0.9745 | 0.96575 | 0.96654 | 0.96579 | 0.96393 | 0.96235 | 0.96151 | 0.96199 | 0.96844 | 0.97031 | 0.96664 | 0.96561 | 0.9628 | 0.96448 | 0.99655
DSO | 1 | 25 | 2025 | Winter | Vang, [º] | Expected | - | -2.1786 | -1.932 | -1.8385 | -1.8213 | -1.8154 | -1.9362 | -2.5235 | -2.7172 | -2.7655 | -3.1322 | -3.1884 | -3.2628 | -3.0071 | -3.04 | -2.8643 | -2.8241 | -2.8194 | -3.0235 | -2.9911 | -2.921 | -2.8839 | -2.702 | -2.5899 | -2.2258
DSO | 1 | 26 | 2025 | Winter | Vmag, [p.u.] | Expected | - | 0.97763 | 0.97773 | 0.97765 | 0.97746 | 0.97738 | 0.97751 | 0.97717 | 0.97657 | 0.97571 | 0.97039 | 0.9693 | 0.97024 | 0.97163 | 0.96893 | 0.97136 | 0.97099 | 0.96907 | 0.97268 | 0.97265 | 0.97209 | 0.97195 | 0.971 | 0.97124 | 0.97637
DSO | 1 | 26 | 2025 | Winter | Vang, [º] | Expected | - | -2.8761 | -2.5509 | -2.4291 | -2.4008 | -2.3999 | -2.5975 | -3.3445 | -3.6399 | -3.7121 | -4.4365 | -4.5255 | -4.6387 | -3.9637 | -4.2345 | -3.7327 | -3.6585 | -3.8277 | -3.9504 | -3.9265 | -3.8268 | -3.7653 | -3.4925 | -3.3253 | -2.9353
DSO | 1 | 27 | 2025 | Winter | Vmag, [p.u.] | Expected | - | 1.001 | 1.0052 | 1.0071 | 1.0075 | 1.0076 | 1.01 | 0.99665 | 0.9935 | 0.98922 | 0.97412 | 0.96565 | 0.96636 | 0.96542 | 0.96364 | 0.96164 | 0.96066 | 0.96166 | 0.96799 | 0.96986 | 0.96616 | 0.96521 | 0.96228 | 0.96389 | 0.996
DSO | 1 | 27 | 2025 | Winter | Vang, [º] | Expected | - | -2.1897 | -1.9437 | -1.8501 | -1.8328 | -1.8272 | -1.9479 | -2.5407 | -2.7356 | -2.7889 | -3.1426 | -3.1851 | -3.2578 | -3.0107 | -3.0431 | -2.8883 | -2.8422 | -2.8239 | -3.0302 | -2.9968 | -2.9228 | -2.8897 | -2.7008 | -2.5954 | -2.2343
DSO | 1 | 28 | 2025 | Winter | Vmag, [p.u.] | Expected | - | 0.97535 | 0.97574 | 0.97582 | 0.9758 | 0.97577 | 0.97616 | 0.97471 | 0.97439 | 0.9741 | 0.97276 | 0.97164 | 0.97175 | 0.97129 | 0.97069 | 0.96859 | 0.96809 | 0.96968 | 0.97135 | 0.97128 | 0.9706 | 0.97045 | 0.96935 | 0.96877 | 0.97466
DSO | 1 | 28 | 2025 | Winter | Vang, [º] | Expected | - | -3.2677 | -3.0086 | -2.9054 | -2.8843 | -2.8688 | -2.9869 | -3.6686 | -3.8826 | -3.9207 | -4.1498 | -4.1438 | -4.2336 | -3.9438 | -4.017 | -4.0233 | -3.9599 | -3.7812 | -4.0257 | -4.0029 | -3.9138 | -3.8833 | -3.6579 | -3.6817 | -3.2995
DSO | 1 | 29 | 2025 | Winter | Vmag, [p.u.] | Expected | - | 0.99688 | 1.0019 | 1.0041 | 1.0047 | 1.005 | 1.0073 | 0.99304 | 0.98994 | 0.98293 | 0.96362 | 0.954 | 0.95465 | 0.95482 | 0.95373 | 0.95661 | 0.95567 | 0.95274 | 0.95824 | 0.96021 | 0.95657 | 0.95594 | 0.95469 | 0.95698 | 0.98963
DSO | 1 | 29 | 2025 | Winter | Vang, [º] | Expected | - | -2.8674 | -2.575 | -2.4503 | -2.4234 | -2.4109 | -2.5468 | -3.1956 | -3.402 | -3.4545 | -4.0766 | -4.2064 | -4.289 | -3.9793 | -3.9739 | -3.6458 | -3.6023 | -3.7122 | -3.9533 | -3.9251 | -3.8551 | -3.8115 | -3.6455 | -3.4951 | -2.9914
DSO | 1 | 30 | 2025 | Winter | Vmag, [p.u.] | Expected | - | 0.97991 | 0.98124 | 0.98209 | 0.9828 | 0.98336 | 0.98455 | 0.98322 | 0.98358 | 0.98004 | 0.96032 | 0.9605 | 0.96103 | 0.96067 | 0.96006 | 0.97503 | 0.97419 | 0.95942 | 0.9613 | 0.96206 | 0.96092 | 0.96064 | 0.96255 | 0.96492 | 0.9728
DSO | 1 | 30 | 2025 | Winter | Vang, [º] | Expected | - | -3.9873 | -3.5986 | -3.4127 | -3.3657 | -3.3342 | -3.4976 | -4.2605 | -4.4788 | -4.6417 | -5.8247 | -6.0537 | -6.1528 | -5.7332 | -5.64 | -4.8707 | -4.8266 | -5.2794 | -5.623 | -5.5961 | -5.5189 | -5.4487 | -5.2232 | -4.9928 | -4.3369
DSO | 19 | 31 | 2025 | Winter | Vmag, [p.u.] | 0 | 0 | 1.0329 | 1.0323 | 1.0327 | 1.0328 | 1.0327 | 1.0327 | 1.032 | 1.0309 | 1.0296 | 1.0313 | 1.0286 | 1.0297 | 1.0295 | 1.0298 | 1.0305 | 1.0311 | 1.0316 | 1.0307 | 1.0311 | 1.0314 | 1.0312 | 1.0313 | 1.0317 | 1.0324
DSO | 19 | 31 | 2025 | Winter | Vang, [º] | 0 | 0 | -5.5409e-06 | -1.9533e-06 | -1.0854e-06 | -1.8373e-06 | -1.0706e-06 | -1.0649e-06 | 4.0077e-07 | 3.8125e-07 | 1.8822e-07 | -7.106e-07 | -2.4409e-06 | -1.7055e-08 | -1.1203e-07 | -4.7993e-07 | -2.641e-06 | -6.115e-08 | -1.6084e-07 | -2.6151e-06 | 1.0741e-06 | 3.0563e-05 | -5.8203e-06 | -2.7601e-06 | -5.8642e-06 | -5.293e-06
DSO | 19 | 32 | 2025 | Winter | Vmag, [p.u.] | 0 | 0 | 0.98565 | 0.98725 | 0.98896 | 0.98988 | 0.98958 | 0.98887 | 0.98738 | 0.98801 | 0.98155 | 0.98218 | 0.97928 | 0.98663 | 0.98752 | 0.98853 | 0.98573 | 0.98587 | 0.98559 | 0.98528 | 0.98543 | 0.98404 | 0.98563 | 0.9861 | 0.9862 | 0.98838
DSO | 19 | 32 | 2025 | Winter | Vang, [º] | 0 | 0 | -0.25541 | -0.26653 | -0.25791 | -0.24055 | -0.23597 | -0.26422 | -0.41941 | -0.45767 | -0.44703 | -0.37493 | -0.42148 | -0.57446 | -0.54743 | -0.51343 | -0.42147 | -0.44377 | -0.35439 | -0.50558 | -0.52397 | -0.55456 | -0.40953 | -0.38947 | -0.37219 | -0.3305
DSO | 19 | 33 | 2025 | Winter | Vmag, [p.u.] | 0 | 0 | 1.0024 | 1.0002 | 1.0015 | 1.002 | 1.0004 | 0.99922 | 1.0324 | 1.0346 | 1.0174 | 0.99973 | 1.0106 | 1.0309 | 1.0347 | 1.0354 | 1.0247 | 1.0244 | 1.0052 | 1.024 | 1.0186 | 1.0111 | 1.0056 | 1.0041 | 1.0059 | 1.0059
DSO | 19 | 33 | 2025 | Winter | Vang, [º] | 0 | 0 | -3.5699 | -3.3745 | -3.3179 | -3.2592 | -3.2113 | -3.2174 | -5.3982 | -5.4185 | -5.232 | -3.3488 | -5.1887 | -5.4037 | -5.4219 | -5.3013 | -4.8912 | -4.8432 | -3.3484 | -4.9477 | -4.7027 | -4.5196 | -3.4982 | -3.3437 | -3.6593 | -3.6457
DSO | 19 | 34 | 2025 | Winter | Vmag, [p.u.] | 0 | 0 | 0.98555 | 0.98715 | 0.98888 | 0.98982 | 0.98953 | 0.98874 | 0.98703 | 0.98761 | 0.98112 | 0.98185 | 0.97886 | 0.98607 | 0.98701 | 0.98808 | 0.98539 | 0.98549 | 0.98531 | 0.98478 | 0.98492 | 0.98351 | 0.98528 | 0.98578 | 0.98591 | 0.98817
DSO | 19 | 34 | 2025 | Winter | Vang, [º] | 0 | 0 | -0.28488 | -0.29813 | -0.2894 | -0.27104 | -0.26625 | -0.29402 | -0.4565 | -0.497 | -0.48298 | -0.40676 | -0.45474 | -0.62057 | -0.59325 | -0.55768 | -0.45941 | -0.48303 | -0.38674 | -0.545 | -0.56623 | -0.59952 | -0.44564 | -0.42449 | -0.40675 | -0.36397
DSO | 19 | 35 | 2025 | Winter | Vmag, [p.u.] | 0 | 0 | 1.0017 | 0.99958 | 1.0008 | 1.0014 | 0.99983 | 0.99863 | 1.0317 | 1.034 | 1.0167 | 0.99915 | 1.0098 | 1.0303 | 1.034 | 1.0347 | 1.024 | 1.0237 | 1.0047 | 1.0233 | 1.0179 | 1.0103 | 1.005 | 1.0035 | 1.0052 | 1.0052
DSO | 19 | 35 | 2025 | Winter | Vang, [º] | 0 | 0 | -3.6015 | -3.4085 | -3.351 | -3.2922 | -3.2453 | -3.2535 | -5.4328 | -5.4526 | -5.2627 | -3.3801 | -5.2153 | -5.4373 | -5.4536 | -5.3334 | -4.9195 | -4.874 | -3.3763 | -4.98 | -4.7359 | -4.5526 | -3.5253 | -3.369 | -3.6865 | -3.6799
DSO | 19 | 36 | 2025 | Winter | Vmag, [p.u.] | 0 | 0 | 0.98655 | 0.98881 | 0.99058 | 0.99163 | 0.99092 | 0.99054 | 0.99679 | 0.99773 | 0.98508 | 0.98148 | 0.9804 | 0.9954 | 0.99692 | 0.99823 | 0.99191 | 0.99233 | 0.98456 | 0.99201 | 0.99107 | 0.98726 | 0.98614 | 0.98561 | 0.98827 | 0.99236
DSO | 19 | 36 | 2025 | Winter | Vang, [º] | 0 | 0 | -6.8458 | -6.64 | -6.558 | -6.4923 | -6.4225 | -6.4833 | -8.8297 | -8.8326 | -8.5806 | -6.4075 | -8.5244 | -8.8172 | -8.7895 | -8.6673 | -8.1788 | -8.201 | -5.9289 | -8.344 | -8.1404 | -8.0161 | -6.327 | -6.2058 | -6.8607 | -6.9557
DSO | 19 | 37 | 2025 | Winter | Vmag, [p.u.] | 0 | 0 | 0.97722 | 0.9821 | 0.98513 | 0.9863 | 0.98588 | 0.98445 | 0.991 | 0.99348 | 0.96797 | 0.96801 | 0.9576 | 0.9876 | 0.99215 | 0.99476 | 0.98228 | 0.98171 | 0.97556 | 0.97979 | 0.97831 | 0.97195 | 0.97667 | 0.97774 | 0.97939 | 0.98624
DSO | 19 | 37 | 2025 | Winter | Vang, [º] | 0 | 0 | -4.9651 | -4.8137 | -4.7682 | -4.675 | -4.6295 | -4.6189 | -8.0409 | -8.0963 | -7.4842 | -4.3982 | -7.2739 | -7.9997 | -8.0766 | -7.8974 | -7.0475 | -6.9272 | -4.6377 | -7.0764 | -6.6848 | -6.3266 | -4.8604 | -4.622 | -5.116 | -5.2798
DSO | 19 | 38 | 2025 | Winter | Vmag, [p.u.] | 0 | 0 | 0.986 | 0.98798 | 0.99006 | 0.99049 | 0.98968 | 0.98832 | 1.0249 | 1.0288 | 0.99416 | 0.97848 | 0.97955 | 1.0236 | 1.029 | 1.0304 | 1.0109 | 1.0094 | 0.98743 | 1.0087 | 1.0018 | 0.9866 | 0.98811 | 0.98739 | 0.9905 | 0.99552
DSO | 19 | 38 | 2025 | Winter | Vang, [º] | 0 | 0 | -6.9656 | -6.6485 | -6.5608 | -6.4213 | -6.3483 | -6.3359 | -11.43 | -11.5161 | -10.8769 | -6.3595 | -10.6856 | -11.4423 | -11.5343 | -11.249 | -10.1294 | -9.96 | -6.7244 | -10.1948 | -9.607 | -9.1164 | -6.9844 | -6.5989 | -7.2204 | -7.3292
DSO | 19 | 39 | 2025 | Winter | Vmag, [p.u.] | 0 | 0 | 0.97719 | 0.98199 | 0.98502 | 0.98617 | 0.9858 | 0.98446 | 0.99114 | 0.99397 | 0.96869 | 0.96908 | 0.95845 | 0.98854 | 0.99305 | 0.99555 | 0.98293 | 0.98232 | 0.9764 | 0.98052 | 0.97903 | 0.97257 | 0.97733 | 0.97827 | 0.97962 | 0.98632
DSO | 19 | 39 | 2025 | Winter | Vang, [º] | 0 | 0 | -4.8776 | -4.733 | -4.6893 | -4.5978 | -4.549 | -4.5331 | -7.9517 | -7.992 | -7.3552 | -4.2491 | -7.1214 | -7.8632 | -7.945 | -7.7777 | -6.9244 | -6.8021 | -4.4951 | -6.9391 | -6.5453 | -6.1882 | -4.7221 | -4.4905 | -5.0063 | -5.1848
DSO | 19 | 40 | 2025 | Winter | Vmag, [p.u.] | 0 | 0 | 0.9725 | 0.97332 | 0.97382 | 0.97399 | 0.97393 | 0.9737 | 0.97579 | 0.97633 | 0.97166 | 0.97104 | 0.96974 | 0.97539 | 0.9762 | 0.97659 | 0.97408 | 0.97392 | 0.97233 | 0.97365 | 0.97323 | 0.9717 | 0.97255 | 0.97266 | 0.973 | 0.97421
DSO | 19 | 40 | 2025 | Winter | Vang, [º] | 0 | 0 | -4.8116 | -4.6737 | -4.6313 | -4.5412 | -4.4886 | -4.4664 | -7.8783 | -7.8974 | -7.2397 | -4.1095 | -6.9871 | -7.7328 | -7.8184 | -7.6629 | -6.8129 | -6.6902 | -4.3648 | -6.815 | -6.42 | -6.0673 | -4.5996 | -4.3765 | -4.9166 | -5.1088
DSO | 19 | 31 | 2025 | Winter | Vmag, [p.u.] | 0 | 1 | 1.0329 | 1.0323 | 1.0327 | 1.0328 | 1.0327 | 1.0327 | 1.032 | 1.0309 | 1.0296 | 1.0313 | 1.0286 | 1.0297 | 1.0295 | 1.0298 | 1.0305 | 1.0311 | 1.0316 | 1.0307 | 1.0311 | 1.0314 | 1.0312 | 1.0313 | 1.0317 | 1.0324
DSO | 19 | 31 | 2025 | Winter | Vang, [º] | 0 | 1 | 3.6656e-07 | -2.8936e-06 | -2.0287e-06 | -2.044e-06 | -1.8711e-06 | -1.7983e-06 | -3.0569e-06 | -2.9392e-06 | -3.3589e-06 | -1.3175e-06 | -4.4477e-06 | -2.0611e-06 | -3.144e-06 | -2.6275e-06 | -4.7163e-06 | -2.8992e-06 | -1.6919e-06 | -3.9473e-06 | -6.7319e-06 | 1.8093e-05 | -3.198e-06 | -1.4715e-06 | -1.8149e-06 | -2.2081e-06
DSO | 19 | 32 | 2025 | Winter | Vmag, [p.u.] | 0 | 1 | 0.98061 | 0.98289 | 0.98622 | 0.98837 | 0.9888 | 0.9892 | 0.98368 | 0.98569 | 0.9732 | 0.97226 | 0.96544 | 0.9872 | 0.98559 | 0.98465 | 0.97444 | 0.97365 | 0.97599 | 0.97634 | 0.97802 | 0.97562 | 0.97604 | 0.97515 | 0.97738 | 0.98665
DSO | 19 | 32 | 2025 | Winter | Vang, [º] | 0 | 1 | -0.21845 | -0.18588 | -0.16197 | -0.14429 | -0.13213 | -0.16557 | -0.49966 | -0.53773 | -0.56897 | -0.26785 | -0.60953 | -0.58725 | -0.58609 | -0.58806 | -0.57548 | -0.56975 | -0.33834 | -0.6659 | -0.61054 | -0.50705 | -0.39081 | -0.3559 | -0.36065 | -0.30686
DSO | 19 | 33 | 2025 | Winter | Vmag, [p.u.] | 0 | 1 | 1.1 | 1.1 | 1.1 | 1.1 | 1.1 | 1.1 | 1.1 | 1.1 | 1.1 | 1.1 | 1.1 | 1.1 | 1.1 | 1.1 | 1.1 | 1.1 | 1.1 | 1.1 | 1.1 | 1.1 | 1.1 | 1.1 | 1.1 | 1.1
DSO | 19 | 33 | 2025 | Winter | Vang, [º] | 0 | 1 | -3.0111 | -2.8671 | -2.8383 | -2.7927 | -2.7495 | -2.7431 | -4.7097 | -4.7456 | -4.4177 | -2.8778 | -4.2837 | -4.7516 | -4.7851 | -4.6589 | -4.1603 | -4.138 | -2.8335 | -4.1961 | -3.9955 | -3.8875 | -2.9642 | -2.8388 | -3.0934 | -3.0794
DSO | 19 | 34 | 2025 | Winter | Vmag, [p.u.] | 0 | 1 | 0.98059 | 0.98293 | 0.9863 | 0.98848 | 0.98893 | 0.98925 | 0.98324 | 0.98523 | 0.97256 | 0.97198 | 0.96474 | 0.98667 | 0.98506 | 0.98409 | 0.97382 | 0.97304 | 0.97568 | 0.97557 | 0.97735 | 0.9751 | 0.97567 | 0.97484 | 0.97708 | 0.98649
DSO | 19 | 34 | 2025 | Winter | Vang, [º] | 0 | 1 | -0.24804 | -0.21517 | -0.19033 | -0.1719 | -0.15897 | -0.1927 | -0.54278 | -0.58503 | -0.60852 | -0.288 | -0.65137 | -0.63714 | -0.63585 | -0.63593 | -0.6172 | -0.61169 | -0.36643 | -0.71121 | -0.65479 | -0.54566 | -0.42318 | -0.38635 | -0.39302 | -0.34049
DSO | 19 | 35 | 2025 | Winter | Vmag, [p.u.] | 0 | 1 | 1.0995 | 1.0997 | 1.0998 | 1.0998 | 1.0998 | 1.0999 | 1.0993 | 1.0993 | 1.0993 | 1.0996 | 1.0992 | 1.0993 | 1.0993 | 1.0993 | 1.0992 | 1.0992 | 1.0996 | 1.0992 | 1.0992 | 1.0992 | 1.0995 | 1.0995 | 1.0995 | 1.0996
DSO | 19 | 35 | 2025 | Winter | Vang, [º] | 0 | 1 | -3.0246 | -2.887 | -2.8576 | -2.8117 | -2.7688 | -2.7626 | -4.7371 | -4.7709 | -4.4237 | -2.8781 | -4.2932 | -4.7795 | -4.8101 | -4.6853 | -4.1777 | -4.1543 | -2.8406 | -4.213 | -4.0133 | -3.9034 | -2.9735 | -2.8474 | -3.1057 | -3.1038
DSO | 19 | 36 | 2025 | Winter | Vmag, [p.u.] | 0 | 1 | 1.0544 | 1.0488 | 1.0429 | 1.0422 | 1.0391 | 1.0389 | 1.094 | 1.0911 | 1.0699 | 1.0307 | 1.0884 | 1.0934 | 1.0921 | 1.0934 | 1.0907 | 1.0906 | 1.0407 | 1.0909 | 1.0894 | 1.0713 | 1.0511 | 1.0478 | 1.0598 | 1.0674
DSO | 19 | 36 | 2025 | Winter | Vang, [º] | 0 | 1 | -4.7697 | -4.5745 | -4.3551 | -4.2776 | -4.1451 | -4.0686 | -7.5723 | -7.5453 | -6.3712 | -3.9483 | -6.6176 | -7.6259 | -7.597 | -7.5045 | -6.7748 | -6.7184 | -4.1555 | -6.7946 | -6.629 | -6.5412 | -4.5594 | -4.3551 | -4.9105 | -5.1689
DSO | 19 | 37 | 2025 | Winter | Vmag, [p.u.] | 0 | 1 | 1.0739 | 1.0773 | 1.0773 | 1.0777 | 1.0785 | 1.0782 | 1.0622 | 1.0623 | 1.0576 | 1.0709 | 1.0549 | 1.0593 | 1.0606 | 1.0627 | 1.0639 | 1.0643 | 1.0735 | 1.0632 | 1.0664 | 1.0669 | 1.0731 | 1.0741 | 1.073 | 1.0772
DSO | 19 | 37 | 2025 | Winter | Vang, [º] | 0 | 1 | -4.4516 | -4.3129 | -4.3235 | -4.256 | -4.2294 | -4.2307 | -6.9982 | -7.0954 | -6.62 | -4.3203 | -6.1296 | -6.9979 | -7.1171 | -6.9195 | -6.0539 | -6.0341 | -4.2377 | -6.1094 | -5.8015 | -5.6262 | -4.3854 | -4.1983 | -4.5565 | -4.581
DSO | 19 | 38 | 2025 | Winter | Vmag, [p.u.] | 0 | 1 | 1.0998 | 1.0998 | 1.0998 | 1.0998 | 1.0998 | 1.0998 | 1.0999 | 1.0999 | 1.0999 | 1.0998 | 1.0999 | 1.0999 | 1.0999 | 1.0999 | 1.0999 | 1.0999 | 1.0998 | 1.0999 | 1.0999 | 1.0999 | 1.0998 | 1.0998 | 1.0998 | 1.0998
DSO | 19 | 38 | 2025 | Winter | Vang, [º] | 0 | 1 | -6.402 | -6.1858 | -6.2315 | -6.1383 | -6.1107 | -6.1323 | -9.8889 | -10.0501 | -9.5614 | -6.3942 | -8.8426 | -9.9543 | -10.1145 | -9.8113 | -8.622 | -8.5977 | -6.2199 | -8.7181 | -8.2584 | -8.0127 | -6.3857 | -6.1209 | -6.5685 | -6.5216
DSO | 19 | 39 | 2025 | Winter | Vmag, [p.u.] | 0 | 1 | 1.0742 | 1.0776 | 1.0776 | 1.078 | 1.0789 | 1.0787 | 1.0622 | 1.0627 | 1.058 | 1.072 | 1.0552 | 1.0601 | 1.0613 | 1.0633 | 1.0643 | 1.0647 | 1.0745 | 1.0638 | 1.0671 | 1.0676 | 1.074 | 1.0749 | 1.0735 | 1.0777
DSO | 19 | 39 | 2025 | Winter | Vang, [º] | 0 | 1 | -4.3611 | -4.2277 | -4.2377 | -4.1699 | -4.1403 | -4.1359 | -6.9416 | -7.0256 | -6.5324 | -4.1781 | -6.025 | -6.9093 | -7.0308 | -6.8291 | -5.9476 | -5.9216 | -4.0952 | -5.9923 | -5.6791 | -5.5057 | -4.2465 | -4.0621 | -4.4419 | -4.4779
DSO | 19 | 40 | 2025 | Winter | Vmag, [p.u.] | 0 | 1 | 0.99087 | 0.99146 | 0.99156 | 0.9917 | 0.9919 | 0.99193 | 0.98906 | 0.98938 | 0.98826 | 0.99097 | 0.98791 | 0.98927 | 0.98937 | 0.98974 | 0.98971 | 0.98982 | 0.99149 | 0.98977 | 0.99039 | 0.99021 | 0.99135 | 0.99143 | 0.99101 | 0.99177
DSO | 19 | 40 | 2025 | Winter | Vang, [º] | 0 | 1 | -4.2747 | -4.1457 | -4.1537 | -4.0849 | -4.0504 | -4.0378 | -6.8936 | -6.9572 | -6.4492 | -4.0248 | -5.9284 | -6.8099 | -6.9361 | -6.7367 | -5.8442 | -5.814 | -3.9427 | -5.8765 | -5.5547 | -5.3839 | -4.1005 | -3.9208 | -4.3279 | -4.374
DSO | 19 | 31 | 2025 | Winter | Vmag, [p.u.] | 0 | 2 | 1.0329 | 1.0323 | 1.0327 | 1.0328 | 1.0327 | 1.0327 | 1.032 | 1.0309 | 1.0296 | 1.0313 | 1.0286 | 1.0297 | 1.0295 | 1.0298 | 1.0305 | 1.0311 | 1.0316 | 1.0307 | 1.0311 | 1.0314 | 1.0312 | 1.0313 | 1.0317 | 1.0324
DSO | 19 | 31 | 2025 | Winter | Vang, [º] | 0 | 2 | 2.6758e-06 | -1.6718e-06 | -7.8521e-07 | -6.8781e-07 | -3.3689e-07 | -8.3961e-08 | -1.2798e-06 | -8.7604e-07 | -2.1069e-06 | -2.7713e-07 | -2.5027e-06 | 3.098e-06 | -2.5599e-06 | -4.9458e-07 | -1.0046e-06 | -1.105e-06 | -5.5788e-07 | -1.1373e-06 | -2.8848e-06 | 1.5591e-05 | -2.7134e-06 | -5.947e-07 | -9.5823e-07 | -8.0131e-07
DSO | 19 | 32 | 2025 | Winter | Vmag, [p.u.] | 0 | 2 | 0.96492 | 0.96155 | 0.9575 | 0.95491 | 0.95481 | 0.9538 | 0.96534 | 0.9636 | 0.98142 | 0.9702 | 0.99319 | 0.96577 | 0.96576 | 0.96517 | 0.97514 | 0.97418 | 0.96554 | 0.97194 | 0.96805 | 0.96986 | 0.96711 | 0.96692 | 0.96593 | 0.95685
DSO | 19 | 32 | 2025 | Winter | Vang, [º] | 0 | 2 | -0.42056 | -0.4003 | -0.40492 | -0.40855 | -0.41904 | -0.49423 | -0.32141 | -0.31863 | -0.34782 | -0.65342 | -0.22309 | -0.24141 | -0.26858 | -0.2978 | -0.31331 | -0.47267 | -0.61688 | -0.51413 | -0.65489 | -0.60009 | -0.58871 | -0.58839 | -0.56183 | -0.52346
DSO | 19 | 33 | 2025 | Winter | Vmag, [p.u.] | 0 | 2 | 0.92542 | 0.91587 | 0.91405 | 0.91331 | 0.9111 | 0.91037 | 0.94207 | 0.9419 | 0.9532 | 0.93056 | 0.9596 | 0.94547 | 0.94504 | 0.94255 | 0.94699 | 0.94574 | 0.92599 | 0.9469 | 0.94192 | 0.94164 | 0.92815 | 0.92651 | 0.92838 | 0.91745
DSO | 19 | 33 | 2025 | Winter | Vang, [º] | 0 | 2 | -3.9983 | -3.8812 | -3.8303 | -3.7495 | -3.682 | -3.6373 | -6.5887 | -6.6941 | -6.0216 | -3.5484 | -5.9037 | -6.7771 | -6.7975 | -6.6326 | -5.8122 | -5.6271 | -3.6538 | -5.7552 | -5.3518 | -5.1482 | -3.9044 | -3.7039 | -4.084 | -4.1851
DSO | 19 | 34 | 2025 | Winter | Vmag, [p.u.] | 0 | 2 | 0.96465 | 0.96124 | 0.95718 | 0.95458 | 0.95446 | 0.95332 | 0.96505 | 0.96329 | 0.98121 | 0.96962 | 0.99315 | 0.96556 | 0.96553 | 0.96491 | 0.975 | 0.97384 | 0.96499 | 0.97148 | 0.96743 | 0.96933 | 0.9666 | 0.96642 | 0.96546 | 0.95636
DSO | 19 | 34 | 2025 | Winter | Vang, [º] | 0 | 2 | -0.4629 | -0.43642 | -0.44114 | -0.44481 | -0.45542 | -0.53264 | -0.34804 | -0.34332 | -0.38343 | -0.70853 | -0.25204 | -0.26138 | -0.29135 | -0.32281 | -0.3485 | -0.51728 | -0.66854 | -0.55729 | -0.70758 | -0.65064 | -0.63892 | -0.63898 | -0.6106 | -0.56548
DSO | 19 | 35 | 2025 | Winter | Vmag, [p.u.] | 0 | 2 | 0.92465 | 0.91508 | 0.91326 | 0.91252 | 0.91031 | 0.90958 | 0.94131 | 0.94113 | 0.95245 | 0.92979 | 0.95887 | 0.94471 | 0.94428 | 0.94179 | 0.94623 | 0.94498 | 0.92522 | 0.94615 | 0.94115 | 0.94088 | 0.92738 | 0.92573 | 0.9276 | 0.91667
DSO | 19 | 35 | 2025 | Winter | Vang, [º] | 0 | 2 | -4.0395 | -3.9231 | -3.8723 | -3.7916 | -3.7242 | -3.6796 | -6.6285 | -6.7339 | -6.0609 | -3.5896 | -5.9431 | -6.8168 | -6.8371 | -6.6724 | -5.8519 | -5.6669 | -3.695 | -5.7949 | -5.3918 | -5.1883 | -3.9454 | -3.7452 | -4.1247 | -4.2268
DSO | 19 | 36 | 2025 | Winter | Vmag, [p.u.] | 0 | 2 | 0.98384 | 0.98685 | 0.98725 | 0.98759 | 0.98287 | 0.97858 | 0.98718 | 0.98797 | 0.98007 | 0.96962 | 0.98659 | 0.99047 | 0.99273 | 0.99133 | 0.99407 | 0.98738 | 0.97474 | 0.98311 | 0.97989 | 0.98374 | 0.98408 | 0.98958 | 1.0088 | 0.98261
DSO | 19 | 36 | 2025 | Winter | Vang, [º] | 0 | 2 | -7.5824 | -7.4416 | -7.3875 | -7.3044 | -7.27 | -7.2567 | -10.1475 | -10.2465 | -9.6354 | -7.2414 | -9.4783 | -10.3133 | -10.3178 | -10.1618 | -9.3251 | -9.1875 | -7.3046 | -9.3463 | -8.9652 | -8.7341 | -7.4871 | -7.2476 | -7.4912 | -7.7752
DSO | 19 | 37 | 2025 | Winter | Vmag, [p.u.] | 0 | 2 | 0.90006 | 0.90003 | 0.90003 | 0.90003 | 0.90003 | 0.90004 | 0.9 | 0.9 | 0.9 | 0.90002 | 0.9 | 0.9 | 0.9 | 0.9 | 0.9 | 0.9 | 0.90003 | 0.9 | 0.9 | 0.9 | 0.90002 | 0.90003 | 0.90013 | 0.90003
DSO | 19 | 37 | 2025 | Winter | Vang, [º] | 0 | 2 | -5.4256 | -5.4917 | -5.4501 | -5.3185 | -5.2582 | -5.1955 | -9.9684 | -10.1752 | -8.5901 | -4.3854 | -8.1907 | -10.2492 | -10.2986 | -10.0413 | -8.3415 | -8.0132 | -4.7369 | -8.2323 | -7.5793 | -7.1897 | -5.1582 | -4.8188 | -5.5057 | -6.0258
DSO | 19 | 38 | 2025 | Winter | Vmag, [p.u.] | 0 | 2 | 0.90018 | 0.90024 | 0.90026 | 0.90029 | 0.90045 | 0.90074 | 0.90004 | 0.90004 | 0.90004 | 0.90016 | 0.90003 | 0.90004 | 0.90004 | 0.90004 | 0.90005 | 0.90005 | 0.90019 | 0.90005 | 0.90006 | 0.90007 | 0.90016 | 0.9002 | 0.90016 | 0.90019
DSO | 19 | 38 | 2025 | Winter | Vang, [º] | 0 | 2 | -7.5932 | -7.508 | -7.4184 | -7.2193 | -7.1001 | -7.0107 | -14.3996 | -14.7151 | -12.7456 | -6.3021 | -12.3037 | -14.9219 | -14.9809 | -14.5466 | -12.1857 | -11.6905 | -6.7046 | -12.0556 | -11.0244 | -10.449 | -7.3025 | -6.7523 | -7.7468 | -8.2751
DSO | 19 | 39 | 2025 | Winter | Vmag, [p.u.] | 0 | 2 | 0.90004 | 0.90035 | 0.90041 | 0.90043 | 0.90056 | 0.90078 | 0.90023 | 0.90065 | 0.90112 | 0.90152 | 0.90126 | 0.90104 | 0.90109 | 0.90101 | 0.90028 | 0.90019 | 0.90117 | 0.90051 | 0.90058 | 0.90038 | 0.90058 | 0.90013 | 0.90002 | 0.90013
DSO | 19 | 39 | 2025 | Winter | Vang, [º] | 0 | 2 | -5.2933 | -5.3807 | -5.3371 | -5.2036 | -5.1384 | -5.0647 | -9.8944 | -10.0884 | -8.3902 | -4.159 | -7.9708 | -10.1409 | -10.196 | -9.9517 | -8.2204 | -7.8852 | -4.5296 | -8.0804 | -7.4224 | -7.0372 | -4.9883 | -4.6789 | -5.3878 | -5.9376
DSO | 19 | 40 | 2025 | Winter | Vmag, [p.u.] | 0 | 2 | 0.95662 | 0.95677 | 0.95676 | 0.95675 | 0.95676 | 0.95676 | 0.95743 | 0.9575 | 0.95691 | 0.95594 | 0.9569 | 0.95731 | 0.95741 | 0.95763 | 0.95689 | 0.95676 | 0.95623 | 0.95666 | 0.95654 | 0.95616 | 0.95627 | 0.95617 | 0.95646 | 0.9567
DSO | 19 | 40 | 2025 | Winter | Vang, [º] | 0 | 2 | -5.2037 | -5.2968 | -5.2504 | -5.1153 | -5.0434 | -4.957 | -9.8375 | -10.0123 | -8.2274 | -3.9686 | -7.7911 | -10.0405 | -10.0984 | -9.8647 | -8.131 | -7.7934 | -4.3609 | -7.9649 | -7.3015 | -6.9243 | -4.8593 | -4.5813 | -5.3103 | -5.8743
DSO | 19 | 31 | 2025 | Winter | Vmag, [p.u.] | Expected | - | 1.0329 | 1.0323 | 1.0327 | 1.0328 | 1.0327 | 1.0327 | 1.032 | 1.0309 | 1.0296 | 1.0313 | 1.0286 | 1.0297 | 1.0295 | 1.0298 | 1.0305 | 1.0311 | 1.0316 | 1.0307 | 1.0311 | 1.0314 | 1.0312 | 1.0313 | 1.0317 | 1.0324
DSO | 19 | 31 | 2025 | Winter | Vang, [º] | Expected | - | -8.3286e-07 | -2.1729e-06 | -1.2998e-06 | -1.523e-06 | -1.0929e-06 | -9.8239e-07 | -1.312e-06 | -1.1447e-06 | -1.7592e-06 | -7.684e-07 | -3.1304e-06 | 3.3994e-07 | -1.9387e-06 | -1.2007e-06 | -2.7873e-06 | -1.3551e-06 | -8.0355e-07 | -2.5665e-06 | -2.8475e-06 | 2.1416e-05 | -3.9106e-06 | -1.6088e-06 | -2.8791e-06 | -2.7675e-06
DSO | 19 | 32 | 2025 | Winter | Vmag, [p.u.] | Expected | - | 0.97706 | 0.97723 | 0.97756 | 0.97772 | 0.97773 | 0.97729 | 0.9788 | 0.9791 | 0.97872 | 0.97488 | 0.9793 | 0.97987 | 0.97962 | 0.97945 | 0.97844 | 0.9779 | 0.97571 | 0.97786 | 0.97717 | 0.97651 | 0.97626 | 0.97606 | 0.9765 | 0.97729
DSO | 19 | 32 | 2025 | Winter | Vang, [º] | Expected | - | -0.29814 | -0.28423 | -0.27494 | -0.26447 | -0.26238 | -0.30801 | -0.41349 | -0.43801 | -0.45461 | -0.43207 | -0.41803 | -0.46771 | -0.46737 | -0.46643 | -0.43675 | -0.4954 | -0.43654 | -0.56187 | -0.59647 | -0.5539 | -0.46301 | -0.44459 | -0.43156 | -0.38694
DSO | 19 | 33 | 2025 | Winter | Vmag, [p.u.] | Expected | - | 1.0093 | 1.0054 | 1.0052 | 1.0051 | 1.0038 | 1.0032 | 1.0248 | 1.0255 | 1.0235 | 1.0101 | 1.0234 | 1.0255 | 1.0266 | 1.026 | 1.0239 | 1.0234 | 1.0104 | 1.0236 | 1.0202 | 1.0176 | 1.0112 | 1.0102 | 1.0114 | 1.0078
DSO | 19 | 33 | 2025 | Winter | Vang, [º] | Expected | - | -3.5264 | -3.3743 | -3.3288 | -3.2671 | -3.2143 | -3.1993 | -5.5655 | -5.6194 | -5.2238 | -3.2583 | -5.1254 | -5.6441 | -5.6682 | -5.5309 | -4.9546 | -4.8694 | -3.2785 | -4.9663 | -4.6833 | -4.5184 | -3.4556 | -3.2955 | -3.6122 | -3.6367
DSO | 19 | 34 | 2025 | Winter | Vmag, [p.u.] | Expected | - | 0.97693 | 0.97711 | 0.97745 | 0.97763 | 0.97764 | 0.97711 | 0.97844 | 0.97871 | 0.97829 | 0.97448 | 0.97892 | 0.97943 | 0.9792 | 0.97903 | 0.97807 | 0.97746 | 0.97532 | 0.97728 | 0.97657 | 0.97598 | 0.97585 | 0.97568 | 0.97615 | 0.97701
DSO | 19 | 34 | 2025 | Winter | Vang, [º] | Expected | - | -0.33194 | -0.31657 | -0.30696 | -0.29592 | -0.29355 | -0.33979 | -0.44911 | -0.47512 | -0.49165 | -0.46776 | -0.45272 | -0.50637 | -0.50681 | -0.50547 | -0.47504 | -0.53733 | -0.4739 | -0.6045 | -0.64287 | -0.59861 | -0.50258 | -0.48327 | -0.47012 | -0.42331
DSO | 19 | 35 | 2025 | Winter | Vmag, [p.u.] | Expected | - | 1.0086 | 1.0048 | 1.0046 | 1.0046 | 1.0033 | 1.0027 | 1.0241 | 1.0248 | 1.0228 | 1.0095 | 1.0226 | 1.0248 | 1.0259 | 1.0253 | 1.0232 | 1.0226 | 1.0098 | 1.0229 | 1.0194 | 1.0168 | 1.0106 | 1.0096 | 1.0107 | 1.0072
DSO | 19 | 35 | 2025 | Winter | Vang, [º] | Expected | - | -3.5552 | -3.4062 | -3.3603 | -3.2985 | -3.2461 | -3.2319 | -5.5995 | -5.6525 | -5.2491 | -3.2826 | -5.1505 | -5.6779 | -5.7003 | -5.5637 | -4.983 | -4.8984 | -3.304 | -4.996 | -4.7137 | -4.5481 | -3.4814 | -3.3205 | -3.639 | -3.6701
DSO | 19 | 36 | 2025 | Winter | Vmag, [p.u.] | Expected | - | 1.0083 | 1.0082 | 1.0069 | 1.0072 | 1.0043 | 1.0027 | 1.026 | 1.0256 | 1.0117 | 0.99395 | 1.0185 | 1.0264 | 1.0272 | 1.0277 | 1.0256 | 1.0234 | 0.99999 | 1.022 | 1.0201 | 1.0141 | 1.0071 | 1.0077 | 1.019 | 1.0141
DSO | 19 | 36 | 2025 | Winter | Vang, [º] | Expected | - | -6.3993 | -6.2187 | -6.1002 | -6.0247 | -5.9459 | -5.9362 | -8.8498 | -8.8748 | -8.1957 | -5.8657 | -8.2067 | -8.9188 | -8.9014 | -8.7779 | -8.0929 | -8.0356 | -5.7964 | -8.1616 | -7.9115 | -7.7638 | -6.1245 | -5.9362 | -6.4208 | -6.6333
DSO | 19 | 37 | 2025 | Winter | Vmag, [p.u.] | Expected | - | 0.98373 | 0.98648 | 0.98749 | 0.98799 | 0.98813 | 0.98755 | 0.98439 | 0.98527 | 0.9752 | 0.97964 | 0.97084 | 0.98229 | 0.98424 | 0.98582 | 0.98205 | 0.98202 | 0.98303 | 0.981 | 0.98157 | 0.97963 | 0.98327 | 0.98395 | 0.98418 | 0.98782
DSO | 19 | 37 | 2025 | Winter | Vang, [º] | Expected | - | -4.9474 | -4.8727 | -4.8473 | -4.7498 | -4.7057 | -4.6817 | -8.3358 | -8.4556 | -7.5648 | -4.368 | -7.198 | -8.4156 | -8.4974 | -8.2861 | -7.1476 | -6.9915 | -4.5374 | -7.1394 | -6.6885 | -6.3809 | -4.8013 | -4.5464 | -5.0594 | -5.2956
DSO | 19 | 38 | 2025 | Winter | Vmag, [p.u.] | Expected | - | 0.99533 | 0.996 | 0.99671 | 0.99685 | 0.99664 | 0.99628 | 1.0083 | 1.0096 | 0.99804 | 0.99283 | 0.99317 | 1.0079 | 1.0097 | 1.0101 | 1.0036 | 1.0031 | 0.99581 | 1.0029 | 1.0006 | 0.99551 | 0.99603 | 0.9958 | 0.99683 | 0.9985
DSO | 19 | 38 | 2025 | Winter | Vang, [º] | Expected | - | -6.9869 | -6.7808 | -6.7369 | -6.593 | -6.5197 | -6.4929 | -11.9062 | -12.0938 | -11.0613 | -6.3519 | -10.6107 | -12.1062 | -12.2099 | -11.8689 | -10.3124 | -10.0828 | -6.5496 | -10.3228 | -9.6299 | -9.1927 | -6.8908 | -6.4907 | -7.1786 | -7.3753
DSO | 19 | 39 | 2025 | Winter | Vmag, [p.u.] | Expected | - | 0.9838 | 0.98664 | 0.98768 | 0.9882 | 0.98842 | 0.98798 | 0.98451 | 0.98576 | 0.97592 | 0.98085 | 0.97165 | 0.98324 | 0.98516 | 0.9866 | 0.98251 | 0.98242 | 0.98402 | 0.9816 | 0.98223 | 0.98018 | 0.98397 | 0.98442 | 0.98439 | 0.98805
DSO | 19 | 39 | 2025 | Winter | Vang, [º] | Expected | - | -4.844 | -4.7805 | -4.7547 | -4.6571 | -4.6092 | -4.5779 | -8.2625 | -8.3687 | -7.4259 | -4.1954 | -7.0391 | -8.3045 | -8.3906 | -8.1862 | -7.0308 | -6.8696 | -4.3733 | -7.0039 | -6.5489 | -6.2437 | -4.6523 | -4.4105 | -4.9454 | -5.2001
DSO | 19 | 40 | 2025 | Winter | Vmag, [p.u.] | Expected | - | 0.97333 | 0.97385 | 0.97405 | 0.97415 | 0.9742 | 0.97413 | 0.97409 | 0.9744 | 0.97228 | 0.97265 | 0.97151 | 0.97399 | 0.97432 | 0.97466 | 0.97356 | 0.9735 | 0.97335 | 0.97336 | 0.97339 | 0.97269 | 0.97339 | 0.97342 | 0.97349 | 0.97423
DSO | 19 | 40 | 2025 | Winter | Vang, [º] | Expected | - | -4.7633 | -4.7054 | -4.6785 | -4.5805 | -4.5275 | -4.487 | -8.2032 | -8.289 | -7.3054 | -4.0343 | -6.9022 | -8.1944 | -8.2843 | -8.0881 | -6.9294 | -6.7659 | -4.2228 | -6.8855 | -6.4254 | -6.1252 | -4.5198 | -4.2929 | -4.8516 | -5.1191

## Consumption
Operator | ADN Node ID | Load ID | Node ID | Year | Day | Quantity | Market Scenario | Operation Scenario | 0 | 1 | 2 | 3 | 4 | 5 | 6 | 7 | 8 | 9 | 10 | 11 | 12 | 13 | 14 | 15 | 16 | 17 | 18 | 19 | 20 | 21 | 22 | 23
TSO | - | ADN_1 | 1 | 2025 | Winter | Pc, [MW] | 0 | 0 | 25.828 | 23.2411 | 22.162 | 22.004 | 21.9312 | 23.538 | 28.5827 | 30.0965 | 32.2778 | 34.9763 | 36.1201 | 37.6326 | 35.9305 | 34.1338 | 32.0188 | 31.333 | 31.7744 | 35.546 | 35.0187 | 34.2481 | 33.5762 | 30.9065 | 29.7361 | 27.6412
TSO | - | ADN_1 | 1 | 2025 | Winter | Pc_flex, [MW] | 0 | 0 | 0.33962 | 6.9681e-06 | 6.0602e-06 | 6.1395e-06 | 5.3723e-06 | 6.3468e-06 | 1.7936 | 2.527 | 0.80357 | 1.3079 | 0.13128 | 0.45172 | 1.6663 | 0.2277 | 0.21501 | 0.39656 | 5.6931e-06 | 0.89138 | 0.64977 | 0.91526 | 0.84094 | 0.50109 | 0.56981 | 1.0105
TSO | - | ADN_1 | 1 | 2025 | Winter | Pc_net, [MW] | 0 | 0 | 26.1677 | 23.2411 | 22.162 | 22.004 | 21.9312 | 23.538 | 30.3763 | 32.6235 | 33.0814 | 36.2842 | 36.2514 | 37.1808 | 34.2643 | 34.3615 | 32.2338 | 31.7296 | 31.7744 | 34.6546 | 34.3689 | 33.3329 | 32.7352 | 30.4054 | 29.1663 | 26.6307
TSO | - | ADN_1 | 1 | 2025 | Winter | Qc, [MVAr] | 0 | 0 | -4.2018 | -4.7992 | -5.042 | -4.9802 | -5.0769 | -4.4987 | -2.8612 | -2.1361 | -1.4062 | -0.28379 | -0.045947 | 0.4551 | -0.2596 | -1.1452 | -2.3567 | -2.3235 | -2.0054 | -0.54896 | -0.96601 | -1.4633 | -1.8608 | -2.5641 | -3.2412 | -3.656
TSO | - | ADN_1 | 1 | 2025 | Winter | Qc_flex, [MVAr] | 0 | 0 | 0.33962 | 6.9681e-06 | 6.0602e-06 | 6.1395e-06 | 5.3723e-06 | 6.3468e-06 | 1.7936 | 2.527 | 0.80357 | 1.3079 | 0.13128 | 0.45172 | 1.6663 | 0.2277 | 0.21501 | 0.39656 | 5.6931e-06 | 0.89138 | 0.64977 | 0.91526 | 0.84094 | 0.50109 | 0.56981 | 1.0105
TSO | - | ADN_1 | 1 | 2025 | Winter | Qc_net, [MVAr] | 0 | 0 | -4.0774 | -5.2071 | -4.9252 | -4.5849 | -4.6751 | -4.4987 | -2.8612 | -2.1943 | -1.4062 | -0.51907 | -0.58248 | -0.087069 | -0.53138 | -1.135 | -2.3567 | -2.1477 | -2.0055 | -0.97505 | -1.1956 | -0.99857 | -1.8608 | -2.2964 | -3.2412 | -3.656
TSO | - | 2 | 2 | 2025 | Winter | Pc, [MW] | 0 | 0 | 21.5773 | 20.4451 | 19.2015 | 18.9334 | 18.6259 | 19.9031 | 23.8073 | 26.2198 | 28.4612 | 28.9766 | 27.9931 | 28.2125 | 28.4195 | 28.4856 | 27.0037 | 26.2446 | 26.7585 | 30.2839 | 29.6163 | 28.7817 | 28.5886 | 26.5222 | 25.1507 | 23.5371
TSO | - | 2 | 2 | 2025 | Winter | Pc_flex, [MW] | 0 | 0 | 3.7411e-06 | 4.9621e-06 | 3.9157e-06 | 3.6281e-06 | 3.3387e-06 | 4.0656e-06 | 5.0639e-06 | 7.3881e-06 | 0.00013506 | 0.00015089 | 9.5924e-05 | 0.00020397 | 0.0001005 | 7.4368e-05 | 6.183e-05 | 7.5693e-05 | 0.00014408 | 0.00010202 | 0.0087966 | 1.9062e-05 | 9.305e-06 | 7.9998e-06 | 4.9382e-06 | 4.0109e-06
TSO | - | 2 | 2 | 2025 | Winter | Pc_net, [MW] | 0 | 0 | 21.5773 | 20.4451 | 19.2015 | 18.9334 | 18.6259 | 19.9031 | 23.8073 | 26.2198 | 28.4611 | 28.9764 | 27.993 | 28.2123 | 28.4194 | 28.4856 | 27.0037 | 26.2445 | 26.7584 | 30.2838 | 29.6075 | 28.7817 | 28.5886 | 26.5222 | 25.1507 | 23.5371
TSO | - | 2 | 2 | 2025 | Winter | Qc, [MVAr] | 0 | 0 | -3.471 | -3.773 | -4.064 | -4.034 | -4.176 | -3.717 | -2.768 | -1.139 | -0.33503 | -0.051022 | -0.47003 | -0.34602 | -0.47903 | -0.48302 | -1.222 | -1.761 | -1.566 | -0.53402 | -0.77702 | -0.97702 | -1.535 | -1.993 | -2.674 | -3.01
TSO | - | 2 | 2 | 2025 | Winter | Qc_flex, [MVAr] | 0 | 0 | 3.7411e-06 | 4.9621e-06 | 3.9157e-06 | 3.6281e-06 | 3.3387e-06 | 4.0656e-06 | 5.0639e-06 | 7.3881e-06 | 0.00013506 | 0.00015089 | 9.5924e-05 | 0.00020397 | 0.0001005 | 7.4368e-05 | 6.183e-05 | 7.5693e-05 | 0.00014408 | 0.00010202 | 0.0087966 | 1.9062e-05 | 9.305e-06 | 7.9998e-06 | 4.9382e-06 | 4.0109e-06
TSO | - | 2 | 2 | 2025 | Winter | Qc_net, [MVAr] | 0 | 0 | -3.471 | -3.773 | -4.064 | -4.034 | -4.176 | -3.717 | -2.768 | -1.139 | -0.33503 | -0.051022 | -0.47003 | -0.34602 | -0.47902 | -0.48302 | -1.222 | -1.761 | -1.566 | -0.53402 | -0.77702 | -0.97702 | -1.535 | -1.993 | -2.674 | -3.01
TSO | - | 3 | 3 | 2025 | Winter | Pc, [MW] | 0 | 0 | 23.5202 | 22.2537 | 20.1014 | 21.1692 | 20.5027 | 20.8419 | 30.4017 | 31.1842 | 34.0816 | 34.2984 | 32.1729 | 35.2591 | 33.5559 | 32.0858 | 31.2452 | 29.2669 | 28.6544 | 31.124 | 30.4457 | 30.604 | 30.1471 | 26.9475 | 25.1543 | 25.0314
TSO | - | 3 | 3 | 2025 | Winter | Pc_flex, [MW] | 0 | 0 | 3.8711e-06 | 5.2326e-06 | 4.0868e-06 | 3.773e-06 | 3.4633e-06 | 4.2102e-06 | 5.2084e-06 | 7.2697e-06 | 7.7996e-05 | 0.00015555 | 8.5165e-05 | 0.00051756 | 0.00010697 | 9.9413e-05 | 7.5624e-05 | 9.9705e-05 | 0.0070353 | 9.3811e-05 | 0.0015914 | 1.8788e-05 | 9.6456e-06 | 8.4129e-06 | 5.1398e-06 | 4.2117e-06
TSO | - | 3 | 3 | 2025 | Winter | Pc_net, [MW] | 0 | 0 | 23.5202 | 22.2537 | 20.1014 | 21.1692 | 20.5027 | 20.8419 | 30.4017 | 31.1841 | 34.0815 | 34.2983 | 32.1729 | 35.2586 | 33.5558 | 32.0857 | 31.2451 | 29.2668 | 28.6474 | 31.1239 | 30.4441 | 30.604 | 30.1471 | 26.9475 | 25.1543 | 25.0314
TSO | - | 3 | 3 | 2025 | Winter | Qc, [MVAr] | 0 | 0 | 3.6261 | 4.4921 | 4.4921 | 4.4921 | 4.4921 | 3.6391 | 1.6501 | 0.21208 | -1.2449 | -1.2449 | -0.10791 | -1.2979 | -1.2979 | -1.0049 | -0.12591 | 0.7531 | 1.0461 | 1.0461 | 1.0461 | 1.0462 | 1.0461 | 2.1831 | 3.3371 | 3.3371
TSO | - | 3 | 3 | 2025 | Winter | Qc_flex, [MVAr] | 0 | 0 | 3.8711e-06 | 5.2326e-06 | 4.0868e-06 | 3.773e-06 | 3.4633e-06 | 4.2102e-06 | 5.2084e-06 | 7.2697e-06 | 7.7996e-05 | 0.00015555 | 8.5165e-05 | 0.00051756 | 0.00010697 | 9.9413e-05 | 7.5624e-05 | 9.9705e-05 | 0.0070353 | 9.3811e-05 | 0.0015914 | 1.8788e-05 | 9.6456e-06 | 8.4129e-06 | 5.1398e-06 | 4.2117e-06
TSO | - | 3 | 3 | 2025 | Winter | Qc_net, [MVAr] | 0 | 0 | 3.6261 | 4.4921 | 4.4921 | 4.4921 | 4.4921 | 3.6391 | 1.6501 | 0.21208 | -1.2449 | -1.2449 | -0.10791 | -1.2979 | -1.2979 | -1.0049 | -0.12591 | 0.7531 | 1.0461 | 1.0461 | 1.0461 | 1.0462 | 1.0461 | 2.1831 | 3.3371 | 3.3371
TSO | - | 4 | 4 | 2025 | Winter | Pc, [MW] | 0 | 0 | 71.8388 | 64.7823 | 60.5022 | 59.4003 | 60.1305 | 63.2207 | 76.3901 | 78.1771 | 82.506 | 85.8075 | 85.8765 | 85.2408 | 85.5085 | 85.4695 | 83.1115 | 81.6122 | 82.6938 | 95.5802 | 95.5456 | 95.3306 | 93.4922 | 88.2899 | 86.7457 | 79.1817
TSO | - | 4 | 4 | 2025 | Winter | Pc_flex, [MW] | 0 | 0 | 3.944e-06 | 5.3678e-06 | 4.188e-06 | 3.8534e-06 | 3.5338e-06 | 4.2916e-06 | 4.9137e-06 | 6.9167e-06 | 5.4728e-05 | 9.0575e-05 | 5.6231e-05 | 7.2671e-05 | 7.2871e-05 | 5.5151e-05 | 6.0159e-05 | 9.4581e-05 | 0.0090909 | 5.9625e-05 | 0.00023232 | 1.7782e-05 | 9.4444e-06 | 8.4982e-06 | 5.1905e-06 | 4.2132e-06
TSO | - | 4 | 4 | 2025 | Winter | Pc_net, [MW] | 0 | 0 | 71.8388 | 64.7823 | 60.5022 | 59.4003 | 60.1305 | 63.2207 | 76.3901 | 78.1771 | 82.5059 | 85.8074 | 85.8764 | 85.2407 | 85.5085 | 85.4695 | 83.1114 | 81.6121 | 82.6847 | 95.5801 | 95.5454 | 95.3306 | 93.4922 | 88.2899 | 86.7457 | 79.1817
TSO | - | 4 | 4 | 2025 | Winter | Qc, [MVAr] | 0 | 0 | 7.6793 | 5.9243 | 5.0713 | 4.9623 | 5.6403 | 7.0033 | 10.8652 | 13.2631 | 15.324 | 16.875 | 17.018 | 16.712 | 16.783 | 16.6121 | 14.9861 | 14.2391 | 14.6932 | 20.027 | 19.998 | 19.388 | 17.9451 | 15.9591 | 13.0162 | 9.9862
TSO | - | 4 | 4 | 2025 | Winter | Qc_flex, [MVAr] | 0 | 0 | 3.944e-06 | 5.3678e-06 | 4.188e-06 | 3.8534e-06 | 3.5338e-06 | 4.2916e-06 | 4.9137e-06 | 6.9167e-06 | 5.4728e-05 | 9.0575e-05 | 5.6231e-05 | 7.2671e-05 | 7.2871e-05 | 5.5151e-05 | 6.0159e-05 | 9.4581e-05 | 0.0090909 | 5.9625e-05 | 0.00023232 | 1.7782e-05 | 9.4444e-06 | 8.4982e-06 | 5.1905e-06 | 4.2132e-06
TSO | - | 4 | 4 | 2025 | Winter | Qc_net, [MVAr] | 0 | 0 | 7.6793 | 5.9243 | 5.0713 | 4.9623 | 5.6403 | 7.0033 | 10.8652 | 13.2631 | 15.324 | 16.875 | 17.018 | 16.712 | 16.783 | 16.6121 | 14.9861 | 14.2391 | 14.6932 | 20.027 | 19.998 | 19.388 | 17.9451 | 15.9591 | 13.0162 | 9.9862
TSO | - | 5 | 5 | 2025 | Winter | Pc, [MW] | 0 | 0 | -5.6771 | -6.4227 | -7.313 | -7.3077 | -7.2486 | 9.0742 | 10.9119 | 12.0132 | 5.573 | -1.8723 | -2.812 | -2.8823 | -2.5661 | -3.385 | -3.1479 | -4.1921 | -4.4408 | -2.1573 | -2.6262 | -2.4895 | -2.367 | -2.5716 | -2.2146 | -3.9936
TSO | - | 5 | 5 | 2025 | Winter | Pc_flex, [MW] | 0 | 0 | 3.7463e-06 | 4.9818e-06 | 3.923e-06 | 3.6342e-06 | 3.3439e-06 | 4.1348e-06 | 5.1235e-06 | 7.5276e-06 | 0.00012536 | 0.00014099 | 7.5411e-05 | 0.00014108 | 8.6815e-05 | 6.6387e-05 | 5.77e-05 | 7.062e-05 | 0.00017649 | 8.9863e-05 | 0.0089094 | 1.9199e-05 | 9.4716e-06 | 8.1286e-06 | 5.0001e-06 | 4.0416e-06
TSO | - | 5 | 5 | 2025 | Winter | Pc_net, [MW] | 0 | 0 | -5.6771 | -6.4227 | -7.313 | -7.3077 | -7.2486 | 9.0742 | 10.9119 | 12.0132 | 5.5728 | -1.8725 | -2.8121 | -2.8825 | -2.5662 | -3.3851 | -3.1479 | -4.1922 | -4.441 | -2.1574 | -2.6351 | -2.4895 | -2.367 | -2.5716 | -2.2146 | -3.9936
TSO | - | 5 | 5 | 2025 | Winter | Qc, [MVAr] | 0 | 0 | 0.36197 | 0.024974 | -0.45703 | -0.70003 | -0.52403 | 0.60997 | 1.846 | 2.1 | 1.675 | 0.92897 | 0.26696 | 0.31597 | 0.49796 | 0.24897 | 0.42397 | 0.30397 | 0.29697 | 0.34997 | 0.35997 | 0.44597 | 0.47697 | 0.56297 | 0.49497 | -0.057025
TSO | - | 5 | 5 | 2025 | Winter | Qc_flex, [MVAr] | 0 | 0 | 3.7463e-06 | 4.9818e-06 | 3.923e-06 | 3.6342e-06 | 3.3439e-06 | 4.1348e-06 | 5.1235e-06 | 7.5276e-06 | 0.00012536 | 0.00014099 | 7.5411e-05 | 0.00014108 | 8.6815e-05 | 6.6387e-05 | 5.77e-05 | 7.062e-05 | 0.00017649 | 8.9863e-05 | 0.0089094 | 1.9199e-05 | 9.4716e-06 | 8.1286e-06 | 5.0001e-06 | 4.0416e-06
TSO | - | 5 | 5 | 2025 | Winter | Qc_net, [MVAr] | 0 | 0 | 0.36197 | 0.024975 | -0.45703 | -0.70003 | -0.52403 | 0.60997 | 1.846 | 2.1 | 1.675 | 0.92897 | 0.26696 | 0.31597 | 0.49797 | 0.24897 | 0.42397 | 0.30397 | 0.29698 | 0.34997 | 0.35997 | 0.44597 | 0.47698 | 0.56297 | 0.49497 | -0.057024
TSO | - | 6 | 8 | 2025 | Winter | Pc, [MW] | 0 | 0 | -0.00099952 | -0.00099948 | -0.00099944 | -0.00099941 | -0.0009994 | -0.00099943 | -0.00099954 | -0.00099969 | -0.00099981 | -0.00099981 | -0.00099969 | -0.00099963 | -0.00099959 | -0.00099957 | -0.00099954 | -0.00099956 | -0.00099966 | -0.00099974 | -0.00099988 | -0.0009999 | -0.00099984 | -0.00099973 | -0.00099966 | -0.00099958
TSO | - | 6 | 8 | 2025 | Winter | Pc_flex, [MW] | 0 | 0 | 0 | 0 | 0 | 0 | 0 | 0 | 0 | 0 | 0 | 0 | 0 | 0 | 0 | 0 | 0 | 0 | 0 | 0 | 0 | 0 | 0 | 0 | 0 | 0
TSO | - | 6 | 8 | 2025 | Winter | Pc_net, [MW] | 0 | 0 | -0.00099952 | -0.00099948 | -0.00099944 | -0.00099941 | -0.0009994 | -0.00099943 | -0.00099954 | -0.00099969 | -0.00099981 | -0.00099981 | -0.00099969 | -0.00099963 | -0.00099959 | -0.00099957 | -0.00099954 | -0.00099956 | -0.00099966 | -0.00099974 | -0.00099988 | -0.0009999 | -0.00099984 | -0.00099973 | -0.00099966 | -0.00099958
TSO | - | 6 | 8 | 2025 | Winter | Qc, [MVAr] | 0 | 0 | 99.039 | 99.395 | 99.829 | 99.799 | 99.357 | 98.572 | 96.285 | 94.515 | 93.778 | 71.175 | 48.871 | 48.582 | 48.893 | 49.122 | 49.399 | 74.462 | 95.005 | 93.394 | 93.521 | 93.758 | 94.708 | 95.475 | 96.586 | 97.918
TSO | - | 6 | 8 | 2025 | Winter | Qc_flex, [MVAr] | 0 | 0 | 0 | 0 | 0 | 0 | 0 | 0 | 0 | 0 | 0 | 0 | 0 | 0 | 0 | 0 | 0 | 0 | 0 | 0 | 0 | 0 | 0 | 0 | 0 | 0
TSO | - | 6 | 8 | 2025 | Winter | Qc_net, [MVAr] | 0 | 0 | 99.039 | 99.395 | 99.829 | 99.799 | 99.357 | 98.572 | 96.285 | 94.515 | 93.778 | 71.175 | 48.871 | 48.582 | 48.893 | 49.122 | 49.399 | 74.462 | 95.005 | 93.394 | 93.521 | 93.758 | 94.708 | 95.475 | 96.586 | 97.918
TSO | - | 7 | 9 | 2025 | Winter | Pc, [MW] | 0 | 0 | 29.0064 | 30.7447 | 31.6893 | 35.1146 | 36.4167 | 22.9908 | 9.4402 | -19.4217 | -33.5329 | -24.0388 | -11.251 | -8.3491 | -18.387 | -6.4522 | -7.535 | -9.5237 | -13.952 | -20.3246 | -22.2844 | -24.3253 | -23.9776 | -13.7048 | 7.8994 | 25.8431
TSO | - | 7 | 9 | 2025 | Winter | Pc_flex, [MW] | 0 | 0 | 3.9558e-06 | 5.3896e-06 | 4.1975e-06 | 3.864e-06 | 3.5422e-06 | 4.3018e-06 | 5.2188e-06 | 7.0554e-06 | 5.622e-05 | 9.4401e-05 | 7.1546e-05 | 0.00022636 | 8.3407e-05 | 8.6652e-05 | 7.1557e-05 | 9.972e-05 | 0.0088319 | 7.1624e-05 | 0.00024559 | 1.7758e-05 | 9.4452e-06 | 8.4798e-06 | 5.2068e-06 | 4.2926e-06
TSO | - | 7 | 9 | 2025 | Winter | Pc_net, [MW] | 0 | 0 | 29.0064 | 30.7447 | 31.6893 | 35.1146 | 36.4167 | 22.9908 | 9.4402 | -19.4217 | -33.5329 | -24.0389 | -11.2511 | -8.3493 | -18.3871 | -6.4523 | -7.535 | -9.5238 | -13.9608 | -20.3246 | -22.2847 | -24.3253 | -23.9776 | -13.7048 | 7.8994 | 25.8431
TSO | - | 7 | 9 | 2025 | Winter | Qc, [MVAr] | 0 | 0 | 13.2203 | 12.9593 | 13.3113 | 12.9992 | 11.5203 | 10.0373 | 4.3053 | 2.6793 | 5.1743 | 3.1713 | 2.1843 | -2.9297 | 2.2153 | 3.6353 | 5.7043 | 7.3773 | 7.9082 | 4.6713 | 4.5804 | 6.2624 | 8.7234 | 10.5463 | 10.6573 | 11.1403
TSO | - | 7 | 9 | 2025 | Winter | Qc_flex, [MVAr] | 0 | 0 | 3.9558e-06 | 5.3896e-06 | 4.1975e-06 | 3.864e-06 | 3.5422e-06 | 4.3018e-06 | 5.2188e-06 | 7.0554e-06 | 5.622e-05 | 9.4401e-05 | 7.1546e-05 | 0.00022636 | 8.3407e-05 | 8.6652e-05 | 7.1557e-05 | 9.972e-05 | 0.0088319 | 7.1624e-05 | 0.00024559 | 1.7758e-05 | 9.4452e-06 | 8.4798e-06 | 5.2068e-06 | 4.2926e-06
TSO | - | 7 | 9 | 2025 | Winter | Qc_net, [MVAr] | 0 | 0 | 13.2203 | 12.9593 | 13.3113 | 12.9992 | 11.5203 | 10.0373 | 4.3053 | 2.6793 | 5.1743 | 3.1713 | 2.1843 | -2.9297 | 2.2153 | 3.6353 | 5.7043 | 7.3773 | 7.9082 | 4.6713 | 4.5804 | 6.2624 | 8.7234 | 10.5463 | 10.6573 | 11.1403
TSO | - | 8 | 10 | 2025 | Winter | Pc, [MW] | 0 | 0 | 32.8185 | 30.8141 | 29.0772 | 28.3334 | 27.1928 | 28.0455 | 34.8648 | 35.98 | 42.7249 | 46.1985 | 45.8669 | 46.8163 | 45.6578 | 45.6031 | 45.2732 | 43.6605 | 42.963 | 49.0335 | 41.9247 | 41.2662 | 41.8587 | 39.3903 | 37.3482 | 34.3044
TSO | - | 8 | 10 | 2025 | Winter | Pc_flex, [MW] | 0 | 0 | 3.9136e-06 | 5.3112e-06 | 4.1469e-06 | 3.8186e-06 | 3.5013e-06 | 4.2449e-06 | 4.9785e-06 | 6.8883e-06 | 5.5613e-05 | 9.9561e-05 | 6.2299e-05 | 0.00010154 | 7.6258e-05 | 6.396e-05 | 6.3356e-05 | 9.3648e-05 | 0.0090076 | 6.8411e-05 | 0.00024785 | 1.7819e-05 | 9.4597e-06 | 8.438e-06 | 5.1604e-06 | 4.2079e-06
TSO | - | 8 | 10 | 2025 | Winter | Pc_net, [MW] | 0 | 0 | 32.8185 | 30.8141 | 29.0772 | 28.3334 | 27.1928 | 28.0455 | 34.8648 | 35.98 | 42.7248 | 46.1984 | 45.8669 | 46.8162 | 45.6577 | 45.603 | 45.2731 | 43.6604 | 42.9539 | 49.0334 | 41.9244 | 41.2661 | 41.8587 | 39.3903 | 37.3482 | 34.3044
TSO | - | 8 | 10 | 2025 | Winter | Qc, [MVAr] | 0 | 0 | -14.826 | -15.959 | -16.09 | -16.129 | -15.946 | -15.26 | -8.791 | -2.706 | 0.089 | 1.291 | 0.068 | -0.573 | -1.155 | -0.886 | -3.119 | -5.676 | -5.72 | -0.658 | -0.919 | -1.194 | -2.773 | -5.639 | -8.563 | -10.388
TSO | - | 8 | 10 | 2025 | Winter | Qc_flex, [MVAr] | 0 | 0 | 3.9136e-06 | 5.3112e-06 | 4.1469e-06 | 3.8186e-06 | 3.5013e-06 | 4.2449e-06 | 4.9785e-06 | 6.8883e-06 | 5.5613e-05 | 9.9561e-05 | 6.2299e-05 | 0.00010154 | 7.6258e-05 | 6.396e-05 | 6.3356e-05 | 9.3648e-05 | 0.0090076 | 6.8411e-05 | 0.00024785 | 1.7819e-05 | 9.4597e-06 | 8.438e-06 | 5.1604e-06 | 4.2079e-06
TSO | - | 8 | 10 | 2025 | Winter | Qc_net, [MVAr] | 0 | 0 | -14.826 | -15.959 | -16.09 | -16.129 | -15.946 | -15.26 | -8.791 | -2.706 | 0.089 | 1.291 | 0.068 | -0.573 | -1.155 | -0.886 | -3.119 | -5.676 | -5.72 | -0.658 | -0.919 | -1.194 | -2.773 | -5.639 | -8.563 | -10.388
TSO | - | 9 | 12 | 2025 | Winter | Pc, [MW] | 0 | 0 | 204.2594 | 184.2414 | 173.0023 | 168.0246 | 160.27 | 175.1478 | 237.7195 | 260.9053 | 281.021 | 279.7313 | 292.4336 | 300.5162 | 290.2045 | 291.2069 | 273.621 | 264.2161 | 267.843 | 320.679 | 313.5066 | 310.8059 | 312.6331 | 291.7963 | 274.3117 | 243.1809
TSO | - | 9 | 12 | 2025 | Winter | Pc_flex, [MW] | 0 | 0 | 3.9435e-06 | 5.3719e-06 | 4.191e-06 | 3.8566e-06 | 3.5347e-06 | 4.2912e-06 | 4.9002e-06 | 6.8927e-06 | 5.2849e-05 | 8.3971e-05 | 5.4433e-05 | 6.982e-05 | 7.0788e-05 | 5.3802e-05 | 5.8658e-05 | 9.3079e-05 | 0.0091241 | 5.8755e-05 | 0.00021959 | 1.7725e-05 | 9.4681e-06 | 8.5146e-06 | 5.1977e-06 | 4.2162e-06
TSO | - | 9 | 12 | 2025 | Winter | Pc_net, [MW] | 0 | 0 | 204.2594 | 184.2414 | 173.0023 | 168.0246 | 160.27 | 175.1478 | 237.7195 | 260.9053 | 281.0209 | 279.7312 | 292.4335 | 300.5162 | 290.2044 | 291.2068 | 273.6209 | 264.216 | 267.8338 | 320.679 | 313.5064 | 310.8059 | 312.6331 | 291.7963 | 274.3117 | 243.1809
TSO | - | 9 | 12 | 2025 | Winter | Qc, [MVAr] | 0 | 0 | -32.1709 | -37.0979 | -35.1369 | -36.3799 | -36.4009 | -35.7149 | -15.906 | -0.64399 | 5.561 | 12.935 | 16.145 | 15.049 | 18.81 | 13.537 | 12.872 | 2.959 | 0.87301 | 20.45 | 21.344 | 22.629 | 12.316 | 0.92602 | -6.541 | -10.465
TSO | - | 9 | 12 | 2025 | Winter | Qc_flex, [MVAr] | 0 | 0 | 3.9435e-06 | 5.3719e-06 | 4.191e-06 | 3.8566e-06 | 3.5347e-06 | 4.2912e-06 | 4.9002e-06 | 6.8927e-06 | 5.2849e-05 | 8.3971e-05 | 5.4433e-05 | 6.982e-05 | 7.0788e-05 | 5.3802e-05 | 5.8658e-05 | 9.3079e-05 | 0.0091241 | 5.8755e-05 | 0.00021959 | 1.7725e-05 | 9.4681e-06 | 8.5146e-06 | 5.1977e-06 | 4.2162e-06
TSO | - | 9 | 12 | 2025 | Winter | Qc_net, [MVAr] | 0 | 0 | -32.1709 | -37.0979 | -35.1369 | -36.3799 | -36.4009 | -35.7149 | -15.906 | -0.64399 | 5.561 | 12.935 | 16.145 | 15.049 | 18.81 | 13.537 | 12.872 | 2.959 | 0.87301 | 20.45 | 21.344 | 22.629 | 12.316 | 0.92602 | -6.541 | -10.465
TSO | - | 10 | 15 | 2025 | Winter | Pc, [MW] | 0 | 0 | 4.3584 | 4.2973 | 4.0705 | 4.0818 | 3.96 | 4.1087 | 5.1958 | 5.4289 | 5.8097 | 6.0848 | 5.6351 | 5.8341 | 5.8046 | 5.6981 | 5.4358 | 5.1047 | 5.0224 | 5.8029 | 5.7114 | 5.7883 | 5.6716 | 5.4392 | 5.1672 | 4.7326
TSO | - | 10 | 15 | 2025 | Winter | Pc_flex, [MW] | 0 | 0 | 3.9545e-06 | 5.3923e-06 | 4.2048e-06 | 3.8686e-06 | 3.5465e-06 | 4.3079e-06 | 4.9244e-06 | 6.9162e-06 | 5.3366e-05 | 8.567e-05 | 5.5334e-05 | 7.1764e-05 | 7.2405e-05 | 5.4994e-05 | 6.0409e-05 | 9.6156e-05 | 0.0091386 | 5.7907e-05 | 0.00019345 | 1.7487e-05 | 9.3818e-06 | 8.4769e-06 | 5.1907e-06 | 4.2203e-06
TSO | - | 10 | 15 | 2025 | Winter | Pc_net, [MW] | 0 | 0 | 4.3584 | 4.2973 | 4.0705 | 4.0818 | 3.96 | 4.1087 | 5.1958 | 5.4289 | 5.8096 | 6.0847 | 5.635 | 5.834 | 5.8045 | 5.6981 | 5.4358 | 5.1046 | 5.0132 | 5.8028 | 5.7112 | 5.7883 | 5.6716 | 5.4392 | 5.1672 | 4.7326
TSO | - | 10 | 15 | 2025 | Winter | Qc, [MVAr] | 0 | 0 | -3.4099 | -3.4099 | -3.4099 | -3.4099 | -3.4099 | -3.4099 | -3.296 | -3.012 | -2.898 | -2.727 | -2.784 | -2.727 | -2.784 | -2.955 | -2.955 | -2.955 | -3.125 | -3.181 | -3.181 | -3.181 | -3.181 | -3.245 | -3.435 | -3.4349
TSO | - | 10 | 15 | 2025 | Winter | Qc_flex, [MVAr] | 0 | 0 | 3.9545e-06 | 5.3923e-06 | 4.2048e-06 | 3.8686e-06 | 3.5465e-06 | 4.3079e-06 | 4.9244e-06 | 6.9162e-06 | 5.3366e-05 | 8.567e-05 | 5.5334e-05 | 7.1764e-05 | 7.2405e-05 | 5.4994e-05 | 6.0409e-05 | 9.6156e-05 | 0.0091386 | 5.7907e-05 | 0.00019345 | 1.7487e-05 | 9.3818e-06 | 8.4769e-06 | 5.1907e-06 | 4.2203e-06
TSO | - | 10 | 15 | 2025 | Winter | Qc_net, [MVAr] | 0 | 0 | -3.4099 | -3.4099 | -3.4099 | -3.4099 | -3.4099 | -3.4099 | -3.296 | -3.012 | -2.898 | -2.727 | -2.784 | -2.727 | -2.784 | -2.955 | -2.955 | -2.955 | -3.125 | -3.181 | -3.181 | -3.181 | -3.181 | -3.245 | -3.435 | -3.4349
TSO | - | 11 | 16 | 2025 | Winter | Pc, [MW] | 0 | 0 | 31.9462 | 31.326 | 30.5081 | 30.4168 | 30.8335 | 34.0749 | 45.5343 | 49.1846 | 50.7318 | 47.7671 | 47.8829 | 48.149 | 45.7269 | 46.8773 | 44.1179 | 43.4718 | 43.4028 | 46.9643 | 45.2163 | 43.88 | 43.3307 | 38.3143 | 37.0698 | 33.6633
TSO | - | 11 | 16 | 2025 | Winter | Pc_flex, [MW] | 0 | 0 | 3.8917e-06 | 5.2732e-06 | 4.1175e-06 | 3.7971e-06 | 3.4851e-06 | 4.2369e-06 | 5.2087e-06 | 7.2006e-06 | 7.0037e-05 | 0.00012776 | 8.0022e-05 | 0.00032986 | 9.2923e-05 | 9.2713e-05 | 7.2088e-05 | 9.756e-05 | 0.0082467 | 8.568e-05 | 0.00064333 | 1.8516e-05 | 9.5948e-06 | 8.4234e-06 | 5.1566e-06 | 4.2307e-06
TSO | - | 11 | 16 | 2025 | Winter | Pc_net, [MW] | 0 | 0 | 31.9462 | 31.326 | 30.5081 | 30.4168 | 30.8335 | 34.0749 | 45.5343 | 49.1846 | 50.7318 | 47.767 | 47.8828 | 48.1487 | 45.7268 | 46.8772 | 44.1178 | 43.4717 | 43.3945 | 46.9643 | 45.2156 | 43.88 | 43.3307 | 38.3143 | 37.0698 | 33.6633
TSO | - | 11 | 16 | 2025 | Winter | Qc, [MVAr] | 0 | 0 | 2.1262 | -1.2978 | -2.0778 | -0.91185 | -1.4898 | -0.24284 | 4.0581 | 7.2981 | 8.2621 | 6.8641 | 6.9741 | 7.0461 | 6.0671 | 5.9401 | 4.1801 | 3.9851 | 3.4841 | 4.9241 | 4.5482 | 3.8552 | 3.4062 | 1.9132 | 0.61316 | -0.90683
TSO | - | 11 | 16 | 2025 | Winter | Qc_flex, [MVAr] | 0 | 0 | 3.8917e-06 | 5.2732e-06 | 4.1175e-06 | 3.7971e-06 | 3.4851e-06 | 4.2369e-06 | 5.2087e-06 | 7.2006e-06 | 7.0037e-05 | 0.00012776 | 8.0022e-05 | 0.00032986 | 9.2923e-05 | 9.2713e-05 | 7.2088e-05 | 9.756e-05 | 0.0082467 | 8.568e-05 | 0.00064333 | 1.8516e-05 | 9.5948e-06 | 8.4234e-06 | 5.1566e-06 | 4.2307e-06
TSO | - | 11 | 16 | 2025 | Winter | Qc_net, [MVAr] | 0 | 0 | 2.1262 | -1.2978 | -2.0778 | -0.91185 | -1.4898 | -0.24284 | 4.0581 | 7.2981 | 8.2621 | 6.8641 | 6.9741 | 7.0461 | 6.0671 | 5.9401 | 4.1801 | 3.9851 | 3.4841 | 4.9241 | 4.5482 | 3.8552 | 3.4062 | 1.9132 | 0.61316 | -0.90683
TSO | - | 12 | 17 | 2025 | Winter | Pc, [MW] | 0 | 0 | 7.9078 | 7.746 | 6.8544 | 7.0858 | 7.0751 | 7.7807 | 8.9971 | 9.9048 | 9.8875 | 10.2876 | 8.9815 | 9.4112 | 8.9392 | 8.7424 | 9.0185 | 9.361 | 10.1944 | 11.039 | 10.2997 | 10.886 | 11.0018 | 9.4942 | 8.8098 | 8.8639
TSO | - | 12 | 17 | 2025 | Winter | Pc_flex, [MW] | 0 | 0 | 3.8741e-06 | 5.2411e-06 | 4.0949e-06 | 3.7785e-06 | 3.4691e-06 | 4.2191e-06 | 5.2031e-06 | 7.2447e-06 | 7.4021e-05 | 0.00013886 | 8.1795e-05 | 0.00036853 | 9.7915e-05 | 9.4581e-05 | 7.2894e-05 | 9.754e-05 | 0.0078739 | 9.0738e-05 | 0.00094791 | 1.8654e-05 | 9.619e-06 | 8.4045e-06 | 5.1417e-06 | 4.2135e-06
TSO | - | 12 | 17 | 2025 | Winter | Pc_net, [MW] | 0 | 0 | 7.9078 | 7.746 | 6.8544 | 7.0858 | 7.0751 | 7.7807 | 8.9971 | 9.9048 | 9.8874 | 10.2874 | 8.9815 | 9.4108 | 8.9391 | 8.7423 | 9.0184 | 9.3609 | 10.1865 | 11.0389 | 10.2988 | 10.8859 | 11.0018 | 9.4942 | 8.8098 | 8.8639
TSO | - | 12 | 17 | 2025 | Winter | Qc, [MVAr] | 0 | 0 | -1.4489 | -1.4579 | -1.5929 | -1.4609 | -1.4659 | -1.3199 | -0.8999 | -0.50592 | -0.36891 | -0.46491 | -0.67391 | -0.50492 | -0.57792 | -0.56492 | -0.71491 | -0.7199 | -0.5789 | -0.49991 | -0.60288 | -0.66885 | -0.59887 | -0.77787 | -1.0189 | -1.1359
TSO | - | 12 | 17 | 2025 | Winter | Qc_flex, [MVAr] | 0 | 0 | 3.8741e-06 | 5.2411e-06 | 4.0949e-06 | 3.7785e-06 | 3.4691e-06 | 4.2191e-06 | 5.2031e-06 | 7.2447e-06 | 7.4021e-05 | 0.00013886 | 8.1795e-05 | 0.00036853 | 9.7915e-05 | 9.4581e-05 | 7.2894e-05 | 9.754e-05 | 0.0078739 | 9.0738e-05 | 0.00094791 | 1.8654e-05 | 9.619e-06 | 8.4045e-06 | 5.1417e-06 | 4.2135e-06
TSO | - | 12 | 17 | 2025 | Winter | Qc_net, [MVAr] | 0 | 0 | -1.4489 | -1.4579 | -1.5929 | -1.4609 | -1.4659 | -1.3199 | -0.8999 | -0.50592 | -0.36891 | -0.46491 | -0.67391 | -0.50492 | -0.57792 | -0.56492 | -0.71491 | -0.7199 | -0.5789 | -0.49991 | -0.60288 | -0.66885 | -0.59887 | -0.77787 | -1.0189 | -1.1359
TSO | - | 13 | 18 | 2025 | Winter | Pc, [MW] | 0 | 0 | 0.76785 | 0.77353 | 0.75517 | 0.74697 | 0.77106 | 0.68659 | 1.0827 | 1.028 | 1.0253 | 1.2162 | 1.5036 | 1.3708 | 1.5431 | 1.5759 | 1.483 | 1.4569 | 1.5299 | 1.6211 | 1.5909 | 1.5781 | 1.5938 | 1.0663 | 0.94412 | 0.82066
TSO | - | 13 | 18 | 2025 | Winter | Pc_flex, [MW] | 0 | 0 | 3.9467e-06 | 5.3748e-06 | 4.1933e-06 | 3.8582e-06 | 3.5377e-06 | 4.2967e-06 | 4.9175e-06 | 6.9195e-06 | 5.4466e-05 | 8.9361e-05 | 5.6169e-05 | 7.2753e-05 | 7.3082e-05 | 5.529e-05 | 6.0457e-05 | 9.5339e-05 | 0.0091076 | 5.9023e-05 | 0.00021637 | 1.7666e-05 | 9.4176e-06 | 8.4872e-06 | 5.188e-06 | 4.2141e-06
TSO | - | 13 | 18 | 2025 | Winter | Pc_net, [MW] | 0 | 0 | 0.76785 | 0.77352 | 0.75517 | 0.74697 | 0.77106 | 0.68659 | 1.0827 | 1.028 | 1.0253 | 1.2161 | 1.5035 | 1.3707 | 1.543 | 1.5759 | 1.4829 | 1.4568 | 1.5208 | 1.621 | 1.5906 | 1.5781 | 1.5938 | 1.0663 | 0.94411 | 0.82065
TSO | - | 13 | 18 | 2025 | Winter | Qc, [MVAr] | 0 | 0 | -1.0337 | -1.0337 | -1.0337 | -1.0337 | -0.97969 | -1.0097 | -0.91981 | -0.8899 | -0.88995 | -0.98795 | -0.91295 | -0.88792 | -0.89493 | -0.94492 | -0.9179 | -0.91586 | -0.94181 | -0.94193 | -0.94192 | -0.91291 | -0.90987 | -0.98885 | -0.98879 | -0.98876
TSO | - | 13 | 18 | 2025 | Winter | Qc_flex, [MVAr] | 0 | 0 | 3.9467e-06 | 5.3748e-06 | 4.1933e-06 | 3.8582e-06 | 3.5377e-06 | 4.2967e-06 | 4.9175e-06 | 6.9195e-06 | 5.4466e-05 | 8.9361e-05 | 5.6169e-05 | 7.2753e-05 | 7.3082e-05 | 5.529e-05 | 6.0457e-05 | 9.5339e-05 | 0.0091076 | 5.9023e-05 | 0.00021637 | 1.7666e-05 | 9.4176e-06 | 8.4872e-06 | 5.188e-06 | 4.2141e-06
TSO | - | 13 | 18 | 2025 | Winter | Qc_net, [MVAr] | 0 | 0 | -1.0337 | -1.0337 | -1.0337 | -1.0337 | -0.97969 | -1.0097 | -0.91981 | -0.8899 | -0.88995 | -0.98795 | -0.91295 | -0.88792 | -0.89493 | -0.94492 | -0.9179 | -0.91586 | -0.94181 | -0.94193 | -0.94192 | -0.91291 | -0.90987 | -0.98885 | -0.98879 | -0.98876
TSO | - | 14 | 20 | 2025 | Winter | Pc, [MW] | 0 | 0 | 4.2798 | 4.2956 | 4.2446 | 4.1668 | 4.5311 | 4.2108 | 4.3359 | 3.3751 | 2.8907 | 2.5583 | 3.0311 | 3.4376 | 3.8009 | 4.2083 | 4.1096 | 3.6126 | 3.5896 | 3.9669 | 3.9381 | 3.7927 | 3.9022 | 4.3806 | 4.4407 | 4.1304
TSO | - | 14 | 20 | 2025 | Winter | Pc_flex, [MW] | 0 | 0 | 3.233e-06 | 3.8954e-06 | 3.2269e-06 | 3.0472e-06 | 2.8234e-06 | 3.2948e-06 | 4.4664e-06 | 6.1191e-06 | 7.6606e-05 | 3.5684e-05 | 0.0091475 | 8.2694e-05 | 5.7971e-05 | 4.5109e-05 | 6.9803e-05 | 8.161e-05 | 3.5907e-05 | 0.00010789 | 0.00021311 | 1.9292e-05 | 7.7083e-06 | 6.958e-06 | 4.4988e-06 | 3.2312e-06
TSO | - | 14 | 20 | 2025 | Winter | Pc_net, [MW] | 0 | 0 | 4.2798 | 4.2956 | 4.2446 | 4.1668 | 4.5311 | 4.2108 | 4.3359 | 3.3751 | 2.8907 | 2.5583 | 3.022 | 3.4376 | 3.8008 | 4.2082 | 4.1095 | 3.6125 | 3.5896 | 3.9668 | 3.9378 | 3.7927 | 3.9021 | 4.3806 | 4.4407 | 4.1304
TSO | - | 14 | 20 | 2025 | Winter | Qc, [MVAr] | 0 | 0 | -0.15399 | -0.15389 | -0.15377 | -0.15367 | -0.15219 | -0.15212 | -0.15399 | -0.15399 | -0.154 | -0.15399 | -0.154 | -0.72199 | -0.91199 | -0.91199 | -0.154 | -0.154 | -0.34899 | -0.934 | -0.93399 | -0.93399 | -0.17599 | -0.17599 | -0.17599 | -0.17596
TSO | - | 14 | 20 | 2025 | Winter | Qc_flex, [MVAr] | 0 | 0 | 3.233e-06 | 3.8954e-06 | 3.2269e-06 | 3.0472e-06 | 2.8234e-06 | 3.2948e-06 | 4.4664e-06 | 6.1191e-06 | 7.6606e-05 | 3.5684e-05 | 0.0091475 | 8.2694e-05 | 5.7971e-05 | 4.5109e-05 | 6.9803e-05 | 8.161e-05 | 3.5907e-05 | 0.00010789 | 0.00021311 | 1.9292e-05 | 7.7083e-06 | 6.958e-06 | 4.4988e-06 | 3.2312e-06
TSO | - | 14 | 20 | 2025 | Winter | Qc_net, [MVAr] | 0 | 0 | -0.15399 | -0.15389 | -0.15377 | -0.15367 | -0.15219 | -0.15212 | -0.15399 | -0.15399 | -0.154 | -0.15399 | -0.154 | -0.722 | -0.912 | -0.912 | -0.15401 | -0.15401 | -0.34899 | -0.934 | -0.934 | -0.934 | -0.17599 | -0.17599 | -0.17599 | -0.17596
TSO | - | 15 | 21 | 2025 | Winter | Pc, [MW] | 0 | 0 | 7.2974 | 6.8907 | 6.4218 | 6.3203 | 6.1212 | 6.6065 | 9.8275 | 11.0167 | 11.7154 | 11.8319 | 11.2335 | 11.7591 | 11.9131 | 11.9494 | 10.7244 | 10.0572 | 10.3923 | 12.3608 | 11.5756 | 11.3257 | 11.1698 | 10.3016 | 9.336 | 8.4293
TSO | - | 15 | 21 | 2025 | Winter | Pc_flex, [MW] | 0 | 0 | 3.0535e-06 | 3.6724e-06 | 3.0857e-06 | 2.9322e-06 | 2.7254e-06 | 3.1512e-06 | 4.2025e-06 | 5.7355e-06 | 6.6142e-05 | 2.9958e-05 | 0.0094224 | 5.9305e-05 | 4.4583e-05 | 3.4771e-05 | 4.8508e-05 | 5.277e-05 | 2.6055e-05 | 8.203e-05 | 9.3834e-05 | 1.7491e-05 | 7.0821e-06 | 6.3777e-06 | 4.2008e-06 | 3.0367e-06
TSO | - | 15 | 21 | 2025 | Winter | Pc_net, [MW] | 0 | 0 | 7.2974 | 6.8907 | 6.4218 | 6.3203 | 6.1212 | 6.6065 | 9.8275 | 11.0167 | 11.7154 | 11.8319 | 11.2241 | 11.7591 | 11.913 | 11.9494 | 10.7244 | 10.0571 | 10.3922 | 12.3607 | 11.5755 | 11.3257 | 11.1698 | 10.3016 | 9.336 | 8.4293
TSO | - | 15 | 21 | 2025 | Winter | Qc, [MVAr] | 0 | 0 | -1.636 | -1.6359 | -1.6357 | -1.6356 | -1.6342 | -1.6341 | -1.235 | -0.26699 | -0.076995 | -0.076993 | -0.076996 | -0.076994 | -0.076995 | -0.076994 | -0.272 | -0.857 | -0.85699 | -0.857 | -0.85699 | -0.85699 | -0.85699 | -0.85699 | -1.614 | -1.614
TSO | - | 15 | 21 | 2025 | Winter | Qc_flex, [MVAr] | 0 | 0 | 3.0535e-06 | 3.6724e-06 | 3.0857e-06 | 2.9322e-06 | 2.7254e-06 | 3.1512e-06 | 4.2025e-06 | 5.7355e-06 | 6.6142e-05 | 2.9958e-05 | 0.0094224 | 5.9305e-05 | 4.4583e-05 | 3.4771e-05 | 4.8508e-05 | 5.277e-05 | 2.6055e-05 | 8.203e-05 | 9.3834e-05 | 1.7491e-05 | 7.0821e-06 | 6.3777e-06 | 4.2008e-06 | 3.0367e-06
TSO | - | 15 | 21 | 2025 | Winter | Qc_net, [MVAr] | 0 | 0 | -1.636 | -1.6359 | -1.6357 | -1.6356 | -1.6342 | -1.6341 | -1.235 | -0.26699 | -0.076997 | -0.076994 | -0.077002 | -0.076999 | -0.077 | -0.076999 | -0.27201 | -0.85701 | -0.85699 | -0.857 | -0.857 | -0.857 | -0.85699 | -0.85699 | -1.614 | -1.614
TSO | - | 16 | 26 | 2025 | Winter | Pc, [MW] | 0 | 0 | 24.7233 | 22.4929 | 21.2253 | 20.8382 | 20.2992 | 20.9754 | 26.1069 | 27.3966 | 30.4964 | 31.3858 | 31.0505 | 31.1336 | 30.7973 | 30.7892 | 30.0478 | 29.4781 | 28.2851 | 30.9759 | 31.8763 | 31.6126 | 31.9176 | 30.0875 | 29.7256 | 27.352
TSO | - | 16 | 26 | 2025 | Winter | Pc_flex, [MW] | 0 | 0 | 3.925e-06 | 5.3251e-06 | 4.1572e-06 | 3.8272e-06 | 3.5104e-06 | 4.2653e-06 | 4.9337e-06 | 6.9816e-06 | 6.0608e-05 | 0.00010405 | 6.0639e-05 | 8.1837e-05 | 7.8029e-05 | 5.8584e-05 | 6.2046e-05 | 9.6694e-05 | 0.0088979 | 6.5014e-05 | 0.00037387 | 1.8326e-05 | 9.5627e-06 | 8.5217e-06 | 5.1895e-06 | 4.2038e-06
TSO | - | 16 | 26 | 2025 | Winter | Pc_net, [MW] | 0 | 0 | 24.7233 | 22.4929 | 21.2253 | 20.8382 | 20.2992 | 20.9754 | 26.1069 | 27.3965 | 30.4964 | 31.3856 | 31.0505 | 31.1335 | 30.7972 | 30.7892 | 30.0477 | 29.478 | 28.2762 | 30.9759 | 31.876 | 31.6126 | 31.9176 | 30.0875 | 29.7256 | 27.352
TSO | - | 16 | 26 | 2025 | Winter | Qc, [MVAr] | 0 | 0 | 0.77281 | 0.54482 | 0.32582 | 0.33882 | -0.16118 | 0.074822 | 1.6508 | 3.0747 | 4.3767 | 5.1307 | 5.0627 | 5.0017 | 4.8817 | 4.6457 | 4.2837 | 3.3708 | 3.1948 | 3.6977 | 3.8858 | 3.6838 | 3.3868 | 2.9868 | 2.1558 | 1.4158
TSO | - | 16 | 26 | 2025 | Winter | Qc_flex, [MVAr] | 0 | 0 | 3.925e-06 | 5.3251e-06 | 4.1572e-06 | 3.8272e-06 | 3.5104e-06 | 4.2653e-06 | 4.9337e-06 | 6.9816e-06 | 6.0608e-05 | 0.00010405 | 6.0639e-05 | 8.1837e-05 | 7.8029e-05 | 5.8584e-05 | 6.2046e-05 | 9.6694e-05 | 0.0088979 | 6.5014e-05 | 0.00037387 | 1.8326e-05 | 9.5627e-06 | 8.5217e-06 | 5.1895e-06 | 4.2038e-06
TSO | - | 16 | 26 | 2025 | Winter | Qc_net, [MVAr] | 0 | 0 | 0.77281 | 0.54482 | 0.32582 | 0.33882 | -0.16118 | 0.074822 | 1.6508 | 3.0747 | 4.3767 | 5.1307 | 5.0627 | 5.0017 | 4.8817 | 4.6457 | 4.2837 | 3.3708 | 3.1948 | 3.6977 | 3.8858 | 3.6838 | 3.3868 | 2.9868 | 2.1558 | 1.4158
TSO | - | 17 | 30 | 2025 | Winter | Pc, [MW] | 0 | 0 | 11.8108 | 11.225 | 11.0747 | 11.0136 | 10.9194 | 11.3709 | 14.6369 | 15.3047 | 15.8385 | 15.4014 | 15.3024 | 16.1059 | 16.0113 | 16.2852 | 15.675 | 15.3959 | 15.1009 | 15.8406 | 15.2568 | 14.6433 | 14.8767 | 13.8313 | 12.8219 | 12.4771
TSO | - | 17 | 30 | 2025 | Winter | Pc_flex, [MW] | 0 | 0 | 3.6803e-06 | 4.9183e-06 | 3.8833e-06 | 3.6002e-06 | 3.3146e-06 | 4.0221e-06 | 5.068e-06 | 7.4075e-06 | 9.186e-05 | 0.00020399 | 7.8316e-05 | 0.00047475 | 0.00011858 | 9.9575e-05 | 6.7484e-05 | 7.63e-05 | 0.0002608 | 0.00011129 | 0.0083591 | 1.8171e-05 | 9.4779e-06 | 8.0264e-06 | 4.9254e-06 | 4.0238e-06
TSO | - | 17 | 30 | 2025 | Winter | Pc_net, [MW] | 0 | 0 | 11.8108 | 11.225 | 11.0747 | 11.0136 | 10.9194 | 11.3709 | 14.6369 | 15.3047 | 15.8384 | 15.4012 | 15.3023 | 16.1054 | 16.0112 | 16.2851 | 15.675 | 15.3959 | 15.1007 | 15.8405 | 15.2484 | 14.6433 | 14.8766 | 13.8313 | 12.8219 | 12.4771
TSO | - | 17 | 30 | 2025 | Winter | Qc, [MVAr] | 0 | 0 | -1.647 | -1.89 | -1.934 | -1.916 | -1.817 | -1.587 | -0.23798 | 0.58602 | 0.99702 | 0.57802 | 0.67402 | 1.048 | 1.19 | 1.181 | 0.53202 | 0.28202 | 0.28702 | 0.32602 | -0.071979 | -0.50798 | -0.13498 | -0.54798 | -1.453 | -1.515
TSO | - | 17 | 30 | 2025 | Winter | Qc_flex, [MVAr] | 0 | 0 | 3.6803e-06 | 4.9183e-06 | 3.8833e-06 | 3.6002e-06 | 3.3146e-06 | 4.0221e-06 | 5.068e-06 | 7.4075e-06 | 9.186e-05 | 0.00020399 | 7.8316e-05 | 0.00047475 | 0.00011858 | 9.9575e-05 | 6.7484e-05 | 7.63e-05 | 0.0002608 | 0.00011129 | 0.0083591 | 1.8171e-05 | 9.4779e-06 | 8.0264e-06 | 4.9254e-06 | 4.0238e-06
TSO | - | 17 | 30 | 2025 | Winter | Qc_net, [MVAr] | 0 | 0 | -1.647 | -1.89 | -1.934 | -1.916 | -1.817 | -1.587 | -0.23798 | 0.58602 | 0.99702 | 0.57802 | 0.67402 | 1.048 | 1.19 | 1.181 | 0.53202 | 0.28202 | 0.28702 | 0.32602 | -0.07198 | -0.50798 | -0.13498 | -0.54798 | -1.453 | -1.515
TSO | - | 18 | 35 | 2025 | Winter | Pc, [MW] | 0 | 0 | 19.5423 | 18.6695 | 17.4621 | 17.156 | 16.9346 | 19.274 | 26.8575 | 29.3031 | 30.0396 | 30.6174 | 27.5253 | 29.3278 | 28.6991 | 27.916 | 25.875 | 25.51 | 26.1951 | 29.1183 | 27.592 | 27.1851 | 27.0756 | 24.9343 | 23.3756 | 21.5168
TSO | - | 18 | 35 | 2025 | Winter | Pc_flex, [MW] | 0 | 0 | 3.7978e-06 | 5.0984e-06 | 3.9999e-06 | 3.6988e-06 | 3.4006e-06 | 4.1392e-06 | 5.1526e-06 | 7.351e-06 | 9.1569e-05 | 0.00016909 | 8.5757e-05 | 0.00038221 | 0.00010932 | 9.167e-05 | 6.9884e-05 | 8.8842e-05 | 0.00045576 | 0.0001026 | 0.0082929 | 1.8879e-05 | 9.5599e-06 | 8.2524e-06 | 5.0566e-06 | 4.1222e-06
TSO | - | 18 | 35 | 2025 | Winter | Pc_net, [MW] | 0 | 0 | 19.5423 | 18.6695 | 17.4621 | 17.156 | 16.9346 | 19.274 | 26.8575 | 29.3031 | 30.0395 | 30.6172 | 27.5252 | 29.3274 | 28.699 | 27.9159 | 25.8749 | 25.5099 | 26.1946 | 29.1182 | 27.5837 | 27.1851 | 27.0756 | 24.9343 | 23.3756 | 21.5168
TSO | - | 18 | 35 | 2025 | Winter | Qc, [MVAr] | 0 | 0 | 3.4468 | 4.2508 | 4.2508 | 4.2508 | 4.2508 | 4.2508 | 2.1052 | 0.2283 | -0.040648 | -1.1121 | -0.30867 | -0.84451 | -1.1127 | -1.1126 | -0.04057 | 0.77593 | 1.0487 | 1.0476 | 1.0488 | 1.3168 | 2.1218 | 2.1218 | 3.1938 | 3.1938
TSO | - | 18 | 35 | 2025 | Winter | Qc_flex, [MVAr] | 0 | 0 | 3.7978e-06 | 5.0984e-06 | 3.9999e-06 | 3.6988e-06 | 3.4006e-06 | 4.1392e-06 | 5.1526e-06 | 7.351e-06 | 9.1569e-05 | 0.00016909 | 8.5757e-05 | 0.00038221 | 0.00010932 | 9.167e-05 | 6.9884e-05 | 8.8842e-05 | 0.00045576 | 0.0001026 | 0.0082929 | 1.8879e-05 | 9.5599e-06 | 8.2524e-06 | 5.0566e-06 | 4.1222e-06
TSO | - | 18 | 35 | 2025 | Winter | Qc_net, [MVAr] | 0 | 0 | 3.4468 | 4.2508 | 4.2508 | 4.2508 | 4.2508 | 4.2508 | 2.1052 | 0.2283 | -0.040648 | -1.1121 | -0.30867 | -0.84451 | -1.1127 | -1.1126 | -0.04057 | 0.77593 | 1.0487 | 1.0476 | 1.0488 | 1.3168 | 2.1218 | 2.1218 | 3.1938 | 3.1938
TSO | - | 19 | 36 | 2025 | Winter | Pc, [MW] | 0 | 0 | 0.20595 | 2.0698 | -0.17127 | 0.13288 | 0.28057 | 0.031389 | 0.18013 | -0.19158 | -0.33477 | 0.0098625 | -0.065062 | 0.34292 | -0.32929 | -0.65283 | -0.04394 | -0.09224 | 0.38606 | 0.089723 | -0.13753 | 0.40219 | -0.063038 | 0.12497 | 0.084043 | 0.034907
TSO | - | 19 | 36 | 2025 | Winter | Pc_flex, [MW] | 0 | 0 | 3.7937e-06 | 5.084e-06 | 3.9911e-06 | 3.6915e-06 | 3.3947e-06 | 4.1343e-06 | 5.1439e-06 | 7.3715e-06 | 9.7018e-05 | 0.00016137 | 8.8206e-05 | 0.00033353 | 0.00011103 | 8.9395e-05 | 6.988e-05 | 8.9156e-05 | 0.00035501 | 0.00010429 | 0.0084407 | 1.8978e-05 | 9.5279e-06 | 8.2282e-06 | 5.0467e-06 | 4.1071e-06
TSO | - | 19 | 36 | 2025 | Winter | Pc_net, [MW] | 0 | 0 | 0.20595 | 2.0698 | -0.17128 | 0.13288 | 0.28056 | 0.031387 | 0.18012 | -0.19159 | -0.33486 | 0.0097016 | -0.06515 | 0.34258 | -0.3294 | -0.65292 | -0.044008 | -0.092327 | 0.3857 | 0.08962 | -0.14597 | 0.40217 | -0.063047 | 0.12496 | 0.084038 | 0.034904
TSO | - | 19 | 36 | 2025 | Winter | Qc, [MVAr] | 0 | 0 | 1.5839 | 1.01 | 1.409 | 1.55 | 1.545 | 1.413 | 1.8699 | 1.7589 | 2.3479 | 1.9629 | 1.5059 | 1.4199 | 1.7569 | 1.2349 | 1.3179 | 1.3259 | 1.749 | 1.6079 | 1.5309 | 1.795 | 1.869 | 1.438 | 1.162 | 1.399
TSO | - | 19 | 36 | 2025 | Winter | Qc_flex, [MVAr] | 0 | 0 | 3.7937e-06 | 5.084e-06 | 3.9911e-06 | 3.6915e-06 | 3.3947e-06 | 4.1343e-06 | 5.1439e-06 | 7.3715e-06 | 9.7018e-05 | 0.00016137 | 8.8206e-05 | 0.00033353 | 0.00011103 | 8.9395e-05 | 6.988e-05 | 8.9156e-05 | 0.00035501 | 0.00010429 | 0.0084407 | 1.8978e-05 | 9.5279e-06 | 8.2282e-06 | 5.0467e-06 | 4.1071e-06
TSO | - | 19 | 36 | 2025 | Winter | Qc_net, [MVAr] | 0 | 0 | 1.5839 | 1.01 | 1.409 | 1.55 | 1.545 | 1.413 | 1.8699 | 1.7589 | 2.3479 | 1.9629 | 1.5059 | 1.4199 | 1.7569 | 1.2349 | 1.3179 | 1.3259 | 1.749 | 1.6079 | 1.5309 | 1.795 | 1.869 | 1.438 | 1.162 | 1.399
TSO | - | 20 | 42 | 2025 | Winter | Pc, [MW] | 0 | 0 | 16.6335 | 15.5387 | 14.6395 | 14.4556 | 14.5122 | 15.2694 | 19.7134 | 20.8761 | 21.8086 | 22.2531 | 21.6489 | 22.286 | 22.1707 | 21.3757 | 20.7588 | 19.5112 | 19.3441 | 23.1425 | 22.9017 | 22.9021 | 22.4638 | 21.2943 | 20.5767 | 18.3135
TSO | - | 20 | 42 | 2025 | Winter | Pc_flex, [MW] | 0 | 0 | 3.8237e-06 | 5.1291e-06 | 4.022e-06 | 3.7148e-06 | 3.4141e-06 | 4.1811e-06 | 4.9876e-06 | 7.1981e-06 | 8.0141e-05 | 0.00012662 | 6.4595e-05 | 9.5424e-05 | 7.9071e-05 | 5.9005e-05 | 5.7169e-05 | 7.7105e-05 | 0.00034133 | 7.725e-05 | 0.0088814 | 1.9335e-05 | 9.6675e-06 | 8.3932e-06 | 5.1108e-06 | 4.1174e-06
TSO | - | 20 | 42 | 2025 | Winter | Pc_net, [MW] | 0 | 0 | 16.6335 | 15.5387 | 14.6395 | 14.4556 | 14.5122 | 15.2694 | 19.7134 | 20.8761 | 21.8085 | 22.2529 | 21.6488 | 22.2859 | 22.1706 | 21.3757 | 20.7588 | 19.5111 | 19.3438 | 23.1424 | 22.8928 | 22.9021 | 22.4638 | 21.2943 | 20.5766 | 18.3135
TSO | - | 20 | 42 | 2025 | Winter | Qc, [MVAr] | 0 | 0 | -2.1901 | -2.9251 | -3.0511 | -3.0511 | -3.0511 | -2.8821 | -1.4591 | -0.67408 | 0.25691 | 0.82993 | -0.34208 | -0.26007 | 0.11592 | 0.038927 | -0.19507 | -1.0941 | -1.4591 | -0.57107 | -0.51606 | -0.21106 | -0.086056 | -0.76206 | -1.2851 | -1.6121
TSO | - | 20 | 42 | 2025 | Winter | Qc_flex, [MVAr] | 0 | 0 | 3.8237e-06 | 5.1291e-06 | 4.022e-06 | 3.7148e-06 | 3.4141e-06 | 4.1811e-06 | 4.9876e-06 | 7.1981e-06 | 8.0141e-05 | 0.00012662 | 6.4595e-05 | 9.5424e-05 | 7.9071e-05 | 5.9005e-05 | 5.7169e-05 | 7.7105e-05 | 0.00034133 | 7.725e-05 | 0.0088814 | 1.9335e-05 | 9.6675e-06 | 8.3932e-06 | 5.1108e-06 | 4.1174e-06
TSO | - | 20 | 42 | 2025 | Winter | Qc_net, [MVAr] | 0 | 0 | -2.1901 | -2.9251 | -3.0511 | -3.0511 | -3.0511 | -2.8821 | -1.4591 | -0.67408 | 0.25691 | 0.82993 | -0.34208 | -0.26007 | 0.11592 | 0.038927 | -0.19507 | -1.0941 | -1.4591 | -0.57107 | -0.51606 | -0.21106 | -0.086056 | -0.76206 | -1.2851 | -1.6121
TSO | - | 21 | 55 | 2025 | Winter | Pc, [MW] | 0 | 0 | 3.1037 | 3.1251 | 3.0558 | 3.0248 | 2.9231 | 2.8534 | 4.3846 | 5.4331 | 5.6681 | 5.9465 | 5.9027 | 5.9184 | 5.965 | 6.0702 | 5.7256 | 5.6015 | 5.4954 | 6.004 | 6.0129 | 5.9649 | 6.0239 | 5.8379 | 5.0198 | 4.5201
TSO | - | 21 | 55 | 2025 | Winter | Pc_flex, [MW] | 0 | 0 | 3.8227e-06 | 5.1258e-06 | 4.022e-06 | 3.7148e-06 | 3.4135e-06 | 4.1553e-06 | 5.0122e-06 | 7.2002e-06 | 8.412e-05 | 0.00013637 | 7.5002e-05 | 0.00013076 | 9.1238e-05 | 6.9276e-05 | 6.3262e-05 | 8.7241e-05 | 0.00039675 | 8.491e-05 | 0.0087204 | 1.9163e-05 | 9.5864e-06 | 8.3324e-06 | 5.0833e-06 | 4.1164e-06
TSO | - | 21 | 55 | 2025 | Winter | Pc_net, [MW] | 0 | 0 | 3.1037 | 3.1251 | 3.0558 | 3.0248 | 2.9231 | 2.8534 | 4.3846 | 5.4331 | 5.668 | 5.9464 | 5.9026 | 5.9182 | 5.9649 | 6.0702 | 5.7255 | 5.6014 | 5.4951 | 6.0039 | 6.0042 | 5.9649 | 6.0239 | 5.8379 | 5.0198 | 4.5201
TSO | - | 21 | 55 | 2025 | Winter | Qc, [MVAr] | 0 | 0 | 0.75896 | 0.75897 | 0.75897 | 0.75897 | 0.75897 | 0.75897 | 0.75896 | 0.75896 | 0.75895 | 0.75896 | 0.75895 | 0.75896 | 0.75895 | 0.75896 | 0.75896 | 0.75896 | 0.75897 | 0.75896 | 0.75896 | 0.75897 | 0.75897 | 0.75897 | 0.75897 | 0.75897
TSO | - | 21 | 55 | 2025 | Winter | Qc_flex, [MVAr] | 0 | 0 | 3.8227e-06 | 5.1258e-06 | 4.022e-06 | 3.7148e-06 | 3.4135e-06 | 4.1553e-06 | 5.0122e-06 | 7.2002e-06 | 8.412e-05 | 0.00013637 | 7.5002e-05 | 0.00013076 | 9.1238e-05 | 6.9276e-05 | 6.3262e-05 | 8.7241e-05 | 0.00039675 | 8.491e-05 | 0.0087204 | 1.9163e-05 | 9.5864e-06 | 8.3324e-06 | 5.0833e-06 | 4.1164e-06
TSO | - | 21 | 55 | 2025 | Winter | Qc_net, [MVAr] | 0 | 0 | 0.75896 | 0.75897 | 0.75897 | 0.75897 | 0.75897 | 0.75897 | 0.75896 | 0.75896 | 0.75895 | 0.75896 | 0.75895 | 0.75896 | 0.75896 | 0.75896 | 0.75896 | 0.75896 | 0.75897 | 0.75896 | 0.75897 | 0.75897 | 0.75897 | 0.75897 | 0.75897 | 0.75897
TSO | - | 22 | 68 | 2025 | Winter | Pc, [MW] | 0 | 0 | 6.415 | 6.1975 | 5.8979 | 6.397 | 6.075 | 5.9919 | 6.7648 | 6.629 | 6.416 | 6.9918 | 7.0407 | 6.9083 | 6.8467 | 6.9051 | 6.8894 | 6.2565 | 6.5073 | 6.8586 | 6.0948 | 6.6656 | 6.3179 | 5.8202 | 6.2737 | 6.3931
TSO | - | 22 | 68 | 2025 | Winter | Pc_flex, [MW] | 0 | 0 | 3.7445e-06 | 4.9784e-06 | 3.9205e-06 | 3.6323e-06 | 3.3421e-06 | 4.1322e-06 | 5.1214e-06 | 7.5259e-06 | 0.00012552 | 0.00014171 | 7.5394e-05 | 0.00014038 | 8.6441e-05 | 6.6148e-05 | 5.7479e-05 | 7.0124e-05 | 0.00017447 | 8.985e-05 | 0.0089126 | 1.9216e-05 | 9.4701e-06 | 8.122e-06 | 4.9976e-06 | 4.0396e-06
TSO | - | 22 | 68 | 2025 | Winter | Pc_net, [MW] | 0 | 0 | 6.415 | 6.1975 | 5.8979 | 6.397 | 6.075 | 5.9919 | 6.7648 | 6.6289 | 6.4159 | 6.9917 | 7.0406 | 6.9082 | 6.8467 | 6.905 | 6.8893 | 6.2565 | 6.5071 | 6.8585 | 6.0859 | 6.6655 | 6.3179 | 5.8202 | 6.2737 | 6.3931
TSO | - | 22 | 68 | 2025 | Winter | Qc, [MVAr] | 0 | 0 | 1.659 | 1.559 | 1.295 | 1.513 | 1.492 | 1.642 | 1.755 | 2.04 | 1.94 | 2.044 | 2.04 | 2.061 | 2.27 | 2.266 | 1.86 | 1.768 | 1.504 | 1.542 | 1.542 | 1.76 | 1.542 | 1.676 | 1.395 | 1.391
TSO | - | 22 | 68 | 2025 | Winter | Qc_flex, [MVAr] | 0 | 0 | 3.7445e-06 | 4.9784e-06 | 3.9205e-06 | 3.6323e-06 | 3.3421e-06 | 4.1322e-06 | 5.1214e-06 | 7.5259e-06 | 0.00012552 | 0.00014171 | 7.5394e-05 | 0.00014038 | 8.6441e-05 | 6.6148e-05 | 5.7479e-05 | 7.0124e-05 | 0.00017447 | 8.985e-05 | 0.0089126 | 1.9216e-05 | 9.4701e-06 | 8.122e-06 | 4.9976e-06 | 4.0396e-06
TSO | - | 22 | 68 | 2025 | Winter | Qc_net, [MVAr] | 0 | 0 | 1.659 | 1.559 | 1.295 | 1.513 | 1.492 | 1.642 | 1.755 | 2.04 | 1.94 | 2.044 | 2.04 | 2.061 | 2.27 | 2.266 | 1.86 | 1.768 | 1.504 | 1.542 | 1.542 | 1.76 | 1.542 | 1.676 | 1.395 | 1.391
TSO | - | 23 | 72 | 2025 | Winter | Pc, [MW] | 0 | 0 | 22.0692 | 13.0287 | 11.7203 | 11.9953 | 13.1513 | 13.4223 | 20.1107 | 29.1609 | 33.1451 | 37.9149 | 31.1501 | 25.3218 | 27.0251 | 29.4119 | 28.6778 | 28.1868 | 27.219 | 35.8473 | 32.9623 | 34.3356 | 32.8324 | 30.3082 | 26.393 | 25.606
TSO | - | 23 | 72 | 2025 | Winter | Pc_flex, [MW] | 0 | 0 | 3.9513e-06 | 5.3839e-06 | 4.1993e-06 | 3.8641e-06 | 3.5423e-06 | 4.3024e-06 | 4.9159e-06 | 6.9153e-06 | 5.3511e-05 | 8.5915e-05 | 5.5068e-05 | 7.0687e-05 | 7.1803e-05 | 5.455e-05 | 5.9843e-05 | 9.5338e-05 | 0.0091325 | 5.8377e-05 | 0.00020242 | 1.7585e-05 | 9.4148e-06 | 8.4921e-06 | 5.1932e-06 | 4.2192e-06
TSO | - | 23 | 72 | 2025 | Winter | Pc_net, [MW] | 0 | 0 | 22.0692 | 13.0287 | 11.7203 | 11.9953 | 13.1513 | 13.4223 | 20.1107 | 29.1609 | 33.1451 | 37.9148 | 31.1501 | 25.3217 | 27.025 | 29.4119 | 28.6777 | 28.1867 | 27.2099 | 35.8472 | 32.9621 | 34.3356 | 32.8324 | 30.3081 | 26.393 | 25.606
TSO | - | 23 | 72 | 2025 | Winter | Qc, [MVAr] | 0 | 0 | 9.6571 | 7.9501 | 7.5071 | 6.9121 | 7.0161 | 7.2951 | 2.9561 | 0.58709 | 0.41207 | 0.91209 | 5.7911 | 4.9571 | 3.0831 | 4.9051 | 6.9511 | 8.1081 | 7.2371 | 1.1091 | 2.3151 | 2.3061 | 2.6351 | 5.1311 | 8.0571 | 7.0041
TSO | - | 23 | 72 | 2025 | Winter | Qc_flex, [MVAr] | 0 | 0 | 3.9513e-06 | 5.3839e-06 | 4.1993e-06 | 3.8641e-06 | 3.5423e-06 | 4.3024e-06 | 4.9159e-06 | 6.9153e-06 | 5.3511e-05 | 8.5915e-05 | 5.5068e-05 | 7.0687e-05 | 7.1803e-05 | 5.455e-05 | 5.9843e-05 | 9.5338e-05 | 0.0091325 | 5.8377e-05 | 0.00020242 | 1.7585e-05 | 9.4148e-06 | 8.4921e-06 | 5.1932e-06 | 4.2192e-06
TSO | - | 23 | 72 | 2025 | Winter | Qc_net, [MVAr] | 0 | 0 | 9.6571 | 7.9501 | 7.5071 | 6.9121 | 7.0161 | 7.2951 | 2.9561 | 0.58709 | 0.41207 | 0.91209 | 5.7911 | 4.9571 | 3.0831 | 4.9051 | 6.9511 | 8.1081 | 7.2371 | 1.1091 | 2.3151 | 2.3061 | 2.6351 | 5.1311 | 8.0571 | 7.0041
TSO | - | 24 | 103 | 2025 | Winter | Pc, [MW] | 0 | 0 | 5.7636 | 1.6357 | 2.617 | -0.42169 | 0.0099411 | 2.8588 | 8.498 | 21.587 | 30.7375 | 34.7708 | 30.5661 | 28.3245 | 27.5061 | 24.8014 | 24.5862 | 17.3784 | 16.6535 | 23.1346 | 25.486 | 22.7545 | 17.6331 | 18.7097 | 11.1636 | 6.4406
TSO | - | 24 | 103 | 2025 | Winter | Pc_flex, [MW] | 0 | 0 | 3.9403e-06 | 5.3598e-06 | 4.1833e-06 | 3.8491e-06 | 3.53e-06 | 4.2871e-06 | 4.9122e-06 | 6.9261e-06 | 5.5782e-05 | 9.3689e-05 | 5.7094e-05 | 7.3964e-05 | 7.3898e-05 | 5.5652e-05 | 6.0614e-05 | 9.4792e-05 | 0.0090697 | 6.0184e-05 | 0.00024443 | 1.7841e-05 | 9.4518e-06 | 8.5015e-06 | 5.1873e-06 | 4.2096e-06
TSO | - | 24 | 103 | 2025 | Winter | Pc_net, [MW] | 0 | 0 | 5.7636 | 1.6357 | 2.617 | -0.42169 | 0.0099388 | 2.8588 | 8.498 | 21.587 | 30.7375 | 34.7707 | 30.566 | 28.3244 | 27.5061 | 24.8013 | 24.5861 | 17.3783 | 16.6445 | 23.1345 | 25.4857 | 22.7545 | 17.6331 | 18.7097 | 11.1636 | 6.4406
TSO | - | 24 | 103 | 2025 | Winter | Qc, [MVAr] | 0 | 0 | -18.9666 | -22.3325 | -21.7375 | -21.4505 | -21.3585 | -21.0785 | -5.9417 | 4.3312 | 8.0891 | 11.9751 | 7.6731 | 6.4961 | 6.7601 | 7.0721 | 3.6702 | -2.0168 | -3.7227 | 5.2681 | 7.5161 | 5.5771 | 4.0712 | 1.8302 | -5.8647 | -7.5996
TSO | - | 24 | 103 | 2025 | Winter | Qc_flex, [MVAr] | 0 | 0 | 3.9403e-06 | 5.3598e-06 | 4.1833e-06 | 3.8491e-06 | 3.53e-06 | 4.2871e-06 | 4.9122e-06 | 6.9261e-06 | 5.5782e-05 | 9.3689e-05 | 5.7094e-05 | 7.3964e-05 | 7.3898e-05 | 5.5652e-05 | 6.0614e-05 | 9.4792e-05 | 0.0090697 | 6.0184e-05 | 0.00024443 | 1.7841e-05 | 9.4518e-06 | 8.5015e-06 | 5.1873e-06 | 4.2096e-06
TSO | - | 24 | 103 | 2025 | Winter | Qc_net, [MVAr] | 0 | 0 | -18.9666 | -22.3325 | -21.7375 | -21.4505 | -21.3585 | -21.0785 | -5.9417 | 4.3312 | 8.0891 | 11.9751 | 7.6731 | 6.4961 | 6.7601 | 7.0721 | 3.6702 | -2.0168 | -3.7227 | 5.2681 | 7.5161 | 5.5771 | 4.0712 | 1.8302 | -5.8647 | -7.5996
TSO | - | ADN_19 | 19 | 2025 | Winter | Pc, [MW] | 0 | 0 | 12.4496 | 11.6497 | 11.3915 | 11.1212 | 10.8756 | 10.9492 | 18.9978 | 20.0135 | 17.0176 | 12.1269 | 19.6589 | 20.3485 | 20.1922 | 19.9785 | 18.0513 | 17.2447 | 15.571 | 17.9552 | 16.6243 | 14.9331 | 14.9288 | 12.1384 | 13.153 | 13.8272
TSO | - | ADN_19 | 19 | 2025 | Winter | Pc_flex, [MW] | 0 | 0 | 0.39282 | 0.42281 | 0.45027 | 0.48701 | 0.48089 | 0.51035 | 1.4141 | 0.65563 | 2.736 | 0.46779 | 0.061465 | 0.57769 | 0.82588 | 0.4978 | 0.58147 | 1.2853 | 2.9517 | 1.1344 | 1.4511 | 2.4043 | 1.6141 | 0.51575 | 0.49267 | 0.48807
TSO | - | ADN_19 | 19 | 2025 | Winter | Pc_net, [MW] | 0 | 0 | 12.8424 | 12.0725 | 11.8417 | 11.6083 | 11.3564 | 11.4595 | 20.412 | 20.6691 | 19.7536 | 12.5947 | 19.5974 | 20.9262 | 21.0181 | 20.4763 | 18.6327 | 18.53 | 12.6192 | 19.0896 | 18.0754 | 17.3373 | 13.3147 | 12.6542 | 13.6456 | 13.3391
TSO | - | ADN_19 | 19 | 2025 | Winter | Qc, [MVAr] | 0 | 0 | 0.47756 | 0.49812 | 0.47552 | 0.53471 | 0.21163 | 0.049226 | 2.9511 | 3.6984 | 4.5902 | 3.4781 | 5.5767 | 3.4489 | 4.2592 | 4.0724 | 2.9626 | 2.7175 | 2.1425 | 3.2721 | 2.6917 | 2.3516 | 2.1237 | 1.8384 | 1.4607 | 0.77539
TSO | - | ADN_19 | 19 | 2025 | Winter | Qc_flex, [MVAr] | 0 | 0 | 0.39282 | 0.42281 | 0.45027 | 0.48701 | 0.48089 | 0.51035 | 1.4141 | 0.65563 | 2.736 | 0.46779 | 0.061465 | 0.57769 | 0.82588 | 0.4978 | 0.58147 | 1.2853 | 2.9517 | 1.1344 | 1.4511 | 2.4043 | 1.6141 | 0.51575 | 0.49267 | 0.48807
TSO | - | ADN_19 | 19 | 2025 | Winter | Qc_net, [MVAr] | 0 | 0 | 1.4611 | -0.33731 | -0.64866 | -0.69546 | -1.0621 | -1.0844 | 2.5976 | 2.5335 | 5.5929 | 3.4781 | 7.2636 | 3.2582 | 3.0994 | 2.6821 | 4.2578 | 4.2164 | 2.2616 | 4.4979 | 3.7788 | 3.9228 | 2.399 | 2.2743 | 2.166 | -0.26865
TSO | - | ADN_29 | 29 | 2025 | Winter | Pc, [MW] | 0 | 0 | 7.1015 | 6.6866 | 6.3734 | 6.3667 | 6.1501 | 6.1872 | 6.369 | 6.5159 | 6.7632 | 6.6633 | 6.7073 | 6.5174 | 6.8124 | 6.5867 | 6.4717 | 6.5889 | 6.8707 | 7.1508 | 7.0808 | 6.7609 | 6.7294 | 6.4436 | 6.5582 | 6.5991
TSO | - | ADN_29 | 29 | 2025 | Winter | Pc_flex, [MW] | 0 | 0 | 1.5432 | 1.6286 | 1.7011 | 1.6707 | 1.8315 | 1.704 | 1.2031 | 1.2088 | 0.0029437 | 0.28974 | 0.40533 | 0.067913 | 0.37572 | 0.2625 | 1.0534 | 0.89028 | 1.4601 | 0.22483 | 1.0295 | 0.15916 | 0.041977 | 0.029711 | 1.0222 | 0.85156
TSO | - | ADN_29 | 29 | 2025 | Winter | Pc_net, [MW] | 0 | 0 | 8.6447 | 8.3152 | 8.0745 | 8.0374 | 7.9815 | 7.8912 | 7.5721 | 7.7247 | 6.7661 | 6.3736 | 6.302 | 6.4495 | 6.4367 | 6.3242 | 7.5251 | 7.4792 | 8.3307 | 6.926 | 8.1103 | 6.9201 | 6.7714 | 6.4733 | 7.5804 | 7.4506
TSO | - | ADN_29 | 29 | 2025 | Winter | Qc, [MVAr] | 0 | 0 | 0.75466 | 0.66225 | 0.48615 | 0.39463 | 0.39957 | 0.42712 | 0.4283 | 0.8579 | 0.9565 | 0.88525 | 0.96151 | 0.70844 | 0.86721 | 0.8168 | 0.63159 | 0.70885 | 0.84131 | 1.0699 | 0.89406 | 0.78961 | 0.7382 | 0.68843 | 0.60704 | 0.56873
TSO | - | ADN_29 | 29 | 2025 | Winter | Qc_flex, [MVAr] | 0 | 0 | 1.5432 | 1.6286 | 1.7011 | 1.6707 | 1.8315 | 1.704 | 1.2031 | 1.2088 | 0.0029437 | 0.28974 | 0.40533 | 0.067913 | 0.37572 | 0.2625 | 1.0534 | 0.89028 | 1.4601 | 0.22483 | 1.0295 | 0.15916 | 0.041977 | 0.029711 | 1.0222 | 0.85156
TSO | - | ADN_29 | 29 | 2025 | Winter | Qc_net, [MVAr] | 0 | 0 | 1.0581 | 0.9513 | 0.84145 | 0.8379 | 0.84278 | 0.85251 | 0.76068 | 1.2733 | 0.57631 | 0.45902 | 0.49067 | 0.37265 | 0.47501 | 0.42456 | 0.94444 | 1.0419 | 0.79743 | 0.76894 | 0.81427 | 0.58048 | 0.47129 | 0.65005 | 0.65775 | 0.64646
TSO | - | ADN_1 | 1 | 2025 | Winter | Pc, [MW] | 0 | 1 | 25.828 | 23.2411 | 22.162 | 22.004 | 21.9312 | 23.538 | 28.5827 | 30.0965 | 32.2778 | 34.9763 | 36.1201 | 37.6326 | 35.9305 | 34.1338 | 32.0188 | 31.333 | 31.7744 | 35.546 | 35.0187 | 34.2481 | 33.5762 | 30.9065 | 29.7361 | 27.6412
TSO | - | ADN_1 | 1 | 2025 | Winter | Pc_flex, [MW] | 0 | 1 | 0.33962 | 6.9681e-06 | 6.0602e-06 | 6.1395e-06 | 5.3723e-06 | 6.3468e-06 | 1.7936 | 2.527 | 0.80357 | 1.3079 | 0.13128 | 0.45172 | 1.6663 | 0.2277 | 0.21501 | 0.39656 | 5.6931e-06 | 0.89138 | 0.64977 | 0.91526 | 0.84094 | 0.50109 | 0.56981 | 1.0105
TSO | - | ADN_1 | 1 | 2025 | Winter | Pc_net, [MW] | 0 | 1 | 26.1677 | 23.2411 | 22.162 | 22.004 | 21.9312 | 23.538 | 30.3763 | 32.6235 | 33.0814 | 36.2842 | 36.2514 | 37.1808 | 34.2643 | 34.3615 | 32.2338 | 31.7296 | 31.7744 | 34.6546 | 34.3689 | 33.3329 | 32.7352 | 30.4054 | 29.1663 | 26.6307
TSO | - | ADN_1 | 1 | 2025 | Winter | Qc, [MVAr] | 0 | 1 | -4.2018 | -4.7992 | -5.042 | -4.9802 | -5.0769 | -4.4987 | -2.8612 | -2.1361 | -1.4062 | -0.28379 | -0.045947 | 0.4551 | -0.2596 | -1.1452 | -2.3567 | -2.3235 | -2.0054 | -0.54896 | -0.96601 | -1.4633 | -1.8608 | -2.5641 | -3.2412 | -3.656
TSO | - | ADN_1 | 1 | 2025 | Winter | Qc_flex, [MVAr] | 0 | 1 | 0.33962 | 6.9681e-06 | 6.0602e-06 | 6.1395e-06 | 5.3723e-06 | 6.3468e-06 | 1.7936 | 2.527 | 0.80357 | 1.3079 | 0.13128 | 0.45172 | 1.6663 | 0.2277 | 0.21501 | 0.39656 | 5.6931e-06 | 0.89138 | 0.64977 | 0.91526 | 0.84094 | 0.50109 | 0.56981 | 1.0105
TSO | - | ADN_1 | 1 | 2025 | Winter | Qc_net, [MVAr] | 0 | 1 | -4.0774 | -5.2071 | -4.9252 | -4.5849 | -4.6751 | -4.4987 | -2.8612 | -2.1943 | -1.4062 | -0.51907 | -0.58248 | -0.087069 | -0.53138 | -1.135 | -2.3567 | -2.1477 | -2.0055 | -0.97505 | -1.1956 | -0.99857 | -1.8608 | -2.2964 | -3.2412 | -3.656
TSO | - | 2 | 2 | 2025 | Winter | Pc, [MW] | 0 | 1 | 21.5772 | 20.4452 | 19.2015 | 18.9334 | 18.6259 | 19.9031 | 23.8074 | 26.2197 | 28.4612 | 28.9765 | 27.993 | 28.2124 | 28.4195 | 28.4857 | 27.0037 | 26.2445 | 26.7585 | 30.284 | 29.6162 | 28.7818 | 28.5886 | 26.5222 | 25.1507 | 23.5372
TSO | - | 2 | 2 | 2025 | Winter | Pc_flex, [MW] | 0 | 1 | 3.7411e-06 | 4.9621e-06 | 3.9158e-06 | 3.6281e-06 | 3.3387e-06 | 4.0656e-06 | 5.0639e-06 | 7.3881e-06 | 0.00013507 | 0.00015089 | 9.5924e-05 | 0.00020397 | 0.0001005 | 7.4368e-05 | 6.183e-05 | 7.5694e-05 | 0.00014408 | 0.00010202 | 0.0087966 | 1.9062e-05 | 9.305e-06 | 7.9998e-06 | 4.9382e-06 | 4.0109e-06
TSO | - | 2 | 2 | 2025 | Winter | Pc_net, [MW] | 0 | 1 | 21.5772 | 20.4452 | 19.2015 | 18.9334 | 18.6259 | 19.9031 | 23.8074 | 26.2197 | 28.4611 | 28.9764 | 27.9929 | 28.2122 | 28.4194 | 28.4856 | 27.0037 | 26.2445 | 26.7583 | 30.2839 | 29.6074 | 28.7817 | 28.5886 | 26.5222 | 25.1507 | 23.5372
TSO | - | 2 | 2 | 2025 | Winter | Qc, [MVAr] | 0 | 1 | -3.471 | -3.773 | -4.064 | -4.034 | -4.176 | -3.717 | -2.768 | -1.139 | -0.33503 | -0.051022 | -0.47003 | -0.34602 | -0.47903 | -0.48302 | -1.222 | -1.761 | -1.566 | -0.53402 | -0.77702 | -0.97702 | -1.535 | -1.993 | -2.674 | -3.01
TSO | - | 2 | 2 | 2025 | Winter | Qc_flex, [MVAr] | 0 | 1 | 3.7411e-06 | 4.9621e-06 | 3.9158e-06 | 3.6281e-06 | 3.3387e-06 | 4.0656e-06 | 5.0639e-06 | 7.3881e-06 | 0.00013507 | 0.00015089 | 9.5924e-05 | 0.00020397 | 0.0001005 | 7.4368e-05 | 6.183e-05 | 7.5694e-05 | 0.00014408 | 0.00010202 | 0.0087966 | 1.9062e-05 | 9.305e-06 | 7.9998e-06 | 4.9382e-06 | 4.0109e-06
TSO | - | 2 | 2 | 2025 | Winter | Qc_net, [MVAr] | 0 | 1 | -3.471 | -3.773 | -4.064 | -4.034 | -4.176 | -3.717 | -2.768 | -1.139 | -0.33503 | -0.051022 | -0.47003 | -0.34602 | -0.47902 | -0.48302 | -1.222 | -1.761 | -1.566 | -0.53402 | -0.77702 | -0.97702 | -1.535 | -1.993 | -2.674 | -3.01
TSO | - | 3 | 3 | 2025 | Winter | Pc, [MW] | 0 | 1 | 23.5203 | 22.2536 | 20.1014 | 21.1693 | 20.5026 | 20.8419 | 30.4016 | 31.1842 | 34.0816 | 34.2985 | 32.1731 | 35.2592 | 33.5558 | 32.0857 | 31.2452 | 29.267 | 28.6545 | 31.1239 | 30.4459 | 30.604 | 30.1471 | 26.9474 | 25.1542 | 25.0313
TSO | - | 3 | 3 | 2025 | Winter | Pc_flex, [MW] | 0 | 1 | 3.8711e-06 | 5.2326e-06 | 4.0868e-06 | 3.773e-06 | 3.4633e-06 | 4.2102e-06 | 5.2084e-06 | 7.2697e-06 | 7.7996e-05 | 0.00015555 | 8.5166e-05 | 0.00051758 | 0.00010697 | 9.9413e-05 | 7.5624e-05 | 9.9705e-05 | 0.0070353 | 9.381e-05 | 0.0015915 | 1.8788e-05 | 9.6456e-06 | 8.4129e-06 | 5.1398e-06 | 4.2117e-06
TSO | - | 3 | 3 | 2025 | Winter | Pc_net, [MW] | 0 | 1 | 23.5203 | 22.2536 | 20.1014 | 21.1693 | 20.5026 | 20.8419 | 30.4016 | 31.1842 | 34.0815 | 34.2984 | 32.173 | 35.2587 | 33.5557 | 32.0856 | 31.2451 | 29.2669 | 28.6475 | 31.1238 | 30.4443 | 30.604 | 30.1471 | 26.9474 | 25.1542 | 25.0313
TSO | - | 3 | 3 | 2025 | Winter | Qc, [MVAr] | 0 | 1 | 3.6261 | 4.4921 | 4.4921 | 4.4921 | 4.4921 | 3.6391 | 1.6501 | 0.21208 | -1.2449 | -1.2449 | -0.10791 | -1.2979 | -1.2979 | -1.0049 | -0.12591 | 0.7531 | 1.0461 | 1.0461 | 1.0461 | 1.0462 | 1.0461 | 2.1831 | 3.3371 | 3.3371
TSO | - | 3 | 3 | 2025 | Winter | Qc_flex, [MVAr] | 0 | 1 | 3.8711e-06 | 5.2326e-06 | 4.0868e-06 | 3.773e-06 | 3.4633e-06 | 4.2102e-06 | 5.2084e-06 | 7.2697e-06 | 7.7996e-05 | 0.00015555 | 8.5166e-05 | 0.00051758 | 0.00010697 | 9.9413e-05 | 7.5624e-05 | 9.9705e-05 | 0.0070353 | 9.381e-05 | 0.0015915 | 1.8788e-05 | 9.6456e-06 | 8.4129e-06 | 5.1398e-06 | 4.2117e-06
TSO | - | 3 | 3 | 2025 | Winter | Qc_net, [MVAr] | 0 | 1 | 3.6261 | 4.4921 | 4.4921 | 4.4921 | 4.4921 | 3.6391 | 1.6501 | 0.21208 | -1.2449 | -1.2449 | -0.10791 | -1.2979 | -1.2979 | -1.0049 | -0.12591 | 0.7531 | 1.0461 | 1.0461 | 1.0461 | 1.0462 | 1.0461 | 2.1831 | 3.3371 | 3.3371
TSO | - | 4 | 4 | 2025 | Winter | Pc, [MW] | 0 | 1 | 71.839 | 64.7822 | 60.5022 | 59.4004 | 60.1304 | 63.2207 | 76.3899 | 78.1772 | 82.506 | 85.8077 | 85.8767 | 85.241 | 85.5085 | 85.4694 | 83.1114 | 81.6123 | 82.6939 | 95.58 | 95.5458 | 95.3306 | 93.4921 | 88.2898 | 86.7457 | 79.1815
TSO | - | 4 | 4 | 2025 | Winter | Pc_flex, [MW] | 0 | 1 | 3.944e-06 | 5.3678e-06 | 4.188e-06 | 3.8534e-06 | 3.5338e-06 | 4.2916e-06 | 4.9137e-06 | 6.9167e-06 | 5.4728e-05 | 9.0575e-05 | 5.6231e-05 | 7.2671e-05 | 7.2871e-05 | 5.5151e-05 | 6.0159e-05 | 9.4581e-05 | 0.0090909 | 5.9625e-05 | 0.00023232 | 1.7782e-05 | 9.4444e-06 | 8.4982e-06 | 5.1905e-06 | 4.2132e-06
TSO | - | 4 | 4 | 2025 | Winter | Pc_net, [MW] | 0 | 1 | 71.839 | 64.7822 | 60.5022 | 59.4004 | 60.1304 | 63.2207 | 76.3899 | 78.1771 | 82.5059 | 85.8076 | 85.8767 | 85.2409 | 85.5084 | 85.4693 | 83.1114 | 81.6122 | 82.6848 | 95.58 | 95.5456 | 95.3305 | 93.4921 | 88.2898 | 86.7457 | 79.1815
TSO | - | 4 | 4 | 2025 | Winter | Qc, [MVAr] | 0 | 1 | 7.6793 | 5.9243 | 5.0713 | 4.9623 | 5.6403 | 7.0033 | 10.8652 | 13.2631 | 15.324 | 16.875 | 17.018 | 16.712 | 16.783 | 16.6121 | 14.9861 | 14.2391 | 14.6932 | 20.027 | 19.998 | 19.388 | 17.9451 | 15.9591 | 13.0162 | 9.9862
TSO | - | 4 | 4 | 2025 | Winter | Qc_flex, [MVAr] | 0 | 1 | 3.944e-06 | 5.3678e-06 | 4.188e-06 | 3.8534e-06 | 3.5338e-06 | 4.2916e-06 | 4.9137e-06 | 6.9167e-06 | 5.4728e-05 | 9.0575e-05 | 5.6231e-05 | 7.2671e-05 | 7.2871e-05 | 5.5151e-05 | 6.0159e-05 | 9.4581e-05 | 0.0090909 | 5.9625e-05 | 0.00023232 | 1.7782e-05 | 9.4444e-06 | 8.4982e-06 | 5.1905e-06 | 4.2132e-06
TSO | - | 4 | 4 | 2025 | Winter | Qc_net, [MVAr] | 0 | 1 | 7.6793 | 5.9243 | 5.0713 | 4.9623 | 5.6403 | 7.0033 | 10.8652 | 13.2631 | 15.324 | 16.875 | 17.018 | 16.712 | 16.783 | 16.6121 | 14.9861 | 14.2391 | 14.6932 | 20.027 | 19.998 | 19.388 | 17.9451 | 15.9591 | 13.0162 | 9.9862
TSO | - | 5 | 5 | 2025 | Winter | Pc, [MW] | 0 | 1 | -5.6771 | -6.4227 | -7.313 | -7.3077 | -7.2486 | 9.0742 | 10.9119 | 12.0132 | 5.573 | -1.8723 | -2.812 | -2.8823 | -2.5661 | -3.385 | -3.1479 | -4.1921 | -4.4408 | -2.1573 | -2.6262 | -2.4895 | -2.367 | -2.5716 | -2.2146 | -3.9936
TSO | - | 5 | 5 | 2025 | Winter | Pc_flex, [MW] | 0 | 1 | 3.7463e-06 | 4.9818e-06 | 3.923e-06 | 3.6342e-06 | 3.3439e-06 | 4.1348e-06 | 5.1235e-06 | 7.5276e-06 | 0.00012536 | 0.00014099 | 7.5412e-05 | 0.00014108 | 8.6815e-05 | 6.6388e-05 | 5.77e-05 | 7.0621e-05 | 0.00017649 | 8.9864e-05 | 0.0089094 | 1.9199e-05 | 9.4716e-06 | 8.1286e-06 | 5.0001e-06 | 4.0416e-06
TSO | - | 5 | 5 | 2025 | Winter | Pc_net, [MW] | 0 | 1 | -5.6771 | -6.4227 | -7.313 | -7.3077 | -7.2486 | 9.0742 | 10.9119 | 12.0132 | 5.5728 | -1.8725 | -2.8121 | -2.8825 | -2.5662 | -3.3851 | -3.1479 | -4.1922 | -4.441 | -2.1574 | -2.6351 | -2.4895 | -2.367 | -2.5716 | -2.2146 | -3.9936
TSO | - | 5 | 5 | 2025 | Winter | Qc, [MVAr] | 0 | 1 | 0.36197 | 0.024974 | -0.45703 | -0.70003 | -0.52403 | 0.60997 | 1.846 | 2.1 | 1.675 | 0.92897 | 0.26696 | 0.31597 | 0.49796 | 0.24897 | 0.42397 | 0.30397 | 0.29697 | 0.34997 | 0.35997 | 0.44597 | 0.47697 | 0.56297 | 0.49497 | -0.057025
TSO | - | 5 | 5 | 2025 | Winter | Qc_flex, [MVAr] | 0 | 1 | 3.7463e-06 | 4.9818e-06 | 3.923e-06 | 3.6342e-06 | 3.3439e-06 | 4.1348e-06 | 5.1235e-06 | 7.5276e-06 | 0.00012536 | 0.00014099 | 7.5412e-05 | 0.00014108 | 8.6815e-05 | 6.6388e-05 | 5.77e-05 | 7.0621e-05 | 0.00017649 | 8.9864e-05 | 0.0089094 | 1.9199e-05 | 9.4716e-06 | 8.1286e-06 | 5.0001e-06 | 4.0416e-06
TSO | - | 5 | 5 | 2025 | Winter | Qc_net, [MVAr] | 0 | 1 | 0.36197 | 0.024975 | -0.45703 | -0.70003 | -0.52403 | 0.60997 | 1.846 | 2.1 | 1.675 | 0.92897 | 0.26696 | 0.31597 | 0.49797 | 0.24897 | 0.42397 | 0.30397 | 0.29698 | 0.34997 | 0.35997 | 0.44597 | 0.47698 | 0.56297 | 0.49497 | -0.057024
TSO | - | 6 | 8 | 2025 | Winter | Pc, [MW] | 0 | 1 | -0.00099952 | -0.00099948 | -0.00099944 | -0.00099941 | -0.0009994 | -0.00099943 | -0.00099954 | -0.00099969 | -0.00099981 | -0.00099981 | -0.00099969 | -0.00099963 | -0.00099959 | -0.00099957 | -0.00099954 | -0.00099956 | -0.00099966 | -0.00099974 | -0.00099988 | -0.0009999 | -0.00099984 | -0.00099973 | -0.00099966 | -0.00099958
TSO | - | 6 | 8 | 2025 | Winter | Pc_flex, [MW] | 0 | 1 | 0 | 0 | 0 | 0 | 0 | 0 | 0 | 0 | 0 | 0 | 0 | 0 | 0 | 0 | 0 | 0 | 0 | 0 | 0 | 0 | 0 | 0 | 0 | 0
TSO | - | 6 | 8 | 2025 | Winter | Pc_net, [MW] | 0 | 1 | -0.00099952 | -0.00099948 | -0.00099944 | -0.00099941 | -0.0009994 | -0.00099943 | -0.00099954 | -0.00099969 | -0.00099981 | -0.00099981 | -0.00099969 | -0.00099963 | -0.00099959 | -0.00099957 | -0.00099954 | -0.00099956 | -0.00099966 | -0.00099974 | -0.00099988 | -0.0009999 | -0.00099984 | -0.00099973 | -0.00099966 | -0.00099958
TSO | - | 6 | 8 | 2025 | Winter | Qc, [MVAr] | 0 | 1 | 99.039 | 99.395 | 99.829 | 99.799 | 99.357 | 98.572 | 96.285 | 94.515 | 93.778 | 71.175 | 48.871 | 48.582 | 48.893 | 49.122 | 49.399 | 74.462 | 95.005 | 93.394 | 93.521 | 93.758 | 94.708 | 95.475 | 96.586 | 97.918
TSO | - | 6 | 8 | 2025 | Winter | Qc_flex, [MVAr] | 0 | 1 | 0 | 0 | 0 | 0 | 0 | 0 | 0 | 0 | 0 | 0 | 0 | 0 | 0 | 0 | 0 | 0 | 0 | 0 | 0 | 0 | 0 | 0 | 0 | 0
TSO | - | 6 | 8 | 2025 | Winter | Qc_net, [MVAr] | 0 | 1 | 99.039 | 99.395 | 99.829 | 99.799 | 99.357 | 98.572 | 96.285 | 94.515 | 93.778 | 71.175 | 48.871 | 48.582 | 48.893 | 49.122 | 49.399 | 74.462 | 95.005 | 93.394 | 93.521 | 93.758 | 94.708 | 95.475 | 96.586 | 97.918
TSO | - | 7 | 9 | 2025 | Winter | Pc, [MW] | 0 | 1 | 29.0064 | 30.7447 | 31.6893 | 35.1147 | 36.4166 | 22.9908 | 9.4401 | -19.4217 | -33.5329 | -24.0387 | -11.2509 | -8.349 | -18.387 | -6.4523 | -7.535 | -9.5236 | -13.9519 | -20.3246 | -22.2843 | -24.3253 | -23.9776 | -13.7049 | 7.8994 | 25.8431
TSO | - | 7 | 9 | 2025 | Winter | Pc_flex, [MW] | 0 | 1 | 3.9558e-06 | 5.3896e-06 | 4.1975e-06 | 3.864e-06 | 3.5422e-06 | 4.3018e-06 | 5.2188e-06 | 7.0554e-06 | 5.622e-05 | 9.4401e-05 | 7.1547e-05 | 0.00022636 | 8.3407e-05 | 8.6652e-05 | 7.1557e-05 | 9.972e-05 | 0.0088319 | 7.1624e-05 | 0.00024559 | 1.7758e-05 | 9.4452e-06 | 8.4798e-06 | 5.2068e-06 | 4.2926e-06
TSO | - | 7 | 9 | 2025 | Winter | Pc_net, [MW] | 0 | 1 | 29.0064 | 30.7447 | 31.6893 | 35.1147 | 36.4166 | 22.9908 | 9.4401 | -19.4217 | -33.5329 | -24.0388 | -11.251 | -8.3493 | -18.3871 | -6.4524 | -7.535 | -9.5237 | -13.9607 | -20.3247 | -22.2846 | -24.3253 | -23.9777 | -13.7049 | 7.8994 | 25.8431
TSO | - | 7 | 9 | 2025 | Winter | Qc, [MVAr] | 0 | 1 | 13.2203 | 12.9593 | 13.3113 | 12.9992 | 11.5203 | 10.0373 | 4.3053 | 2.6793 | 5.1743 | 3.1713 | 2.1843 | -2.9297 | 2.2153 | 3.6353 | 5.7043 | 7.3773 | 7.9082 | 4.6713 | 4.5804 | 6.2624 | 8.7234 | 10.5463 | 10.6573 | 11.1403
TSO | - | 7 | 9 | 2025 | Winter | Qc_flex, [MVAr] | 0 | 1 | 3.9558e-06 | 5.3896e-06 | 4.1975e-06 | 3.864e-06 | 3.5422e-06 | 4.3018e-06 | 5.2188e-06 | 7.0554e-06 | 5.622e-05 | 9.4401e-05 | 7.1547e-05 | 0.00022636 | 8.3407e-05 | 8.6652e-05 | 7.1557e-05 | 9.972e-05 | 0.0088319 | 7.1624e-05 | 0.00024559 | 1.7758e-05 | 9.4452e-06 | 8.4798e-06 | 5.2068e-06 | 4.2926e-06
TSO | - | 7 | 9 | 2025 | Winter | Qc_net, [MVAr] | 0 | 1 | 13.2203 | 12.9593 | 13.3113 | 12.9992 | 11.5203 | 10.0373 | 4.3053 | 2.6793 | 5.1743 | 3.1713 | 2.1843 | -2.9297 | 2.2153 | 3.6353 | 5.7043 | 7.3773 | 7.9082 | 4.6713 | 4.5804 | 6.2624 | 8.7234 | 10.5463 | 10.6573 | 11.1403
TSO | - | 8 | 10 | 2025 | Winter | Pc, [MW] | 0 | 1 | 32.8185 | 30.8142 | 29.0772 | 28.3333 | 27.1929 | 28.0455 | 34.8649 | 35.98 | 42.7249 | 46.1984 | 45.8668 | 46.8162 | 45.6578 | 45.6031 | 45.2732 | 43.6604 | 42.9629 | 49.0335 | 41.9246 | 41.2662 | 41.8587 | 39.3903 | 37.3483 | 34.3045
TSO | - | 8 | 10 | 2025 | Winter | Pc_flex, [MW] | 0 | 1 | 3.9136e-06 | 5.3112e-06 | 4.1469e-06 | 3.8186e-06 | 3.5013e-06 | 4.2449e-06 | 4.9785e-06 | 6.8883e-06 | 5.5614e-05 | 9.9561e-05 | 6.2299e-05 | 0.00010154 | 7.6258e-05 | 6.396e-05 | 6.3356e-05 | 9.3648e-05 | 0.0090076 | 6.8411e-05 | 0.00024785 | 1.7819e-05 | 9.4597e-06 | 8.438e-06 | 5.1604e-06 | 4.2079e-06
TSO | - | 8 | 10 | 2025 | Winter | Pc_net, [MW] | 0 | 1 | 32.8185 | 30.8142 | 29.0772 | 28.3333 | 27.1929 | 28.0455 | 34.8649 | 35.98 | 42.7248 | 46.1983 | 45.8668 | 46.8161 | 45.6577 | 45.6031 | 45.2731 | 43.6603 | 42.9539 | 49.0335 | 41.9243 | 41.2662 | 41.8587 | 39.3903 | 37.3483 | 34.3045
TSO | - | 8 | 10 | 2025 | Winter | Qc, [MVAr] | 0 | 1 | -14.826 | -15.959 | -16.09 | -16.129 | -15.946 | -15.26 | -8.791 | -2.706 | 0.089 | 1.291 | 0.068 | -0.573 | -1.155 | -0.886 | -3.119 | -5.676 | -5.72 | -0.658 | -0.919 | -1.194 | -2.773 | -5.639 | -8.563 | -10.388
TSO | - | 8 | 10 | 2025 | Winter | Qc_flex, [MVAr] | 0 | 1 | 3.9136e-06 | 5.3112e-06 | 4.1469e-06 | 3.8186e-06 | 3.5013e-06 | 4.2449e-06 | 4.9785e-06 | 6.8883e-06 | 5.5614e-05 | 9.9561e-05 | 6.2299e-05 | 0.00010154 | 7.6258e-05 | 6.396e-05 | 6.3356e-05 | 9.3648e-05 | 0.0090076 | 6.8411e-05 | 0.00024785 | 1.7819e-05 | 9.4597e-06 | 8.438e-06 | 5.1604e-06 | 4.2079e-06
TSO | - | 8 | 10 | 2025 | Winter | Qc_net, [MVAr] | 0 | 1 | -14.826 | -15.959 | -16.09 | -16.129 | -15.946 | -15.26 | -8.791 | -2.706 | 0.089 | 1.291 | 0.068 | -0.573 | -1.155 | -0.886 | -3.119 | -5.676 | -5.72 | -0.658 | -0.919 | -1.194 | -2.773 | -5.639 | -8.563 | -10.388
TSO | - | 9 | 12 | 2025 | Winter | Pc, [MW] | 0 | 1 | 204.26 | 184.241 | 173.0023 | 168.0249 | 160.2695 | 175.1479 | 237.7189 | 260.9054 | 281.021 | 279.7318 | 292.4343 | 300.517 | 290.2042 | 291.2064 | 273.6209 | 264.2164 | 267.8434 | 320.6785 | 313.5073 | 310.8058 | 312.6329 | 291.796 | 274.3114 | 243.1804
TSO | - | 9 | 12 | 2025 | Winter | Pc_flex, [MW] | 0 | 1 | 3.9435e-06 | 5.3719e-06 | 4.191e-06 | 3.8566e-06 | 3.5347e-06 | 4.2912e-06 | 4.9002e-06 | 6.8927e-06 | 5.2849e-05 | 8.3971e-05 | 5.4433e-05 | 6.982e-05 | 7.0788e-05 | 5.3802e-05 | 5.8658e-05 | 9.3079e-05 | 0.0091241 | 5.8755e-05 | 0.00021959 | 1.7725e-05 | 9.4681e-06 | 8.5146e-06 | 5.1977e-06 | 4.2162e-06
TSO | - | 9 | 12 | 2025 | Winter | Pc_net, [MW] | 0 | 1 | 204.26 | 184.241 | 173.0023 | 168.0249 | 160.2695 | 175.1479 | 237.7189 | 260.9054 | 281.0209 | 279.7317 | 292.4343 | 300.5169 | 290.2041 | 291.2063 | 273.6209 | 264.2163 | 267.8343 | 320.6784 | 313.5071 | 310.8058 | 312.6329 | 291.7959 | 274.3114 | 243.1804
TSO | - | 9 | 12 | 2025 | Winter | Qc, [MVAr] | 0 | 1 | -32.1709 | -37.0979 | -35.1369 | -36.3799 | -36.4009 | -35.7149 | -15.906 | -0.64399 | 5.561 | 12.935 | 16.145 | 15.049 | 18.81 | 13.537 | 12.872 | 2.959 | 0.87301 | 20.45 | 21.344 | 22.629 | 12.316 | 0.92602 | -6.541 | -10.465
TSO | - | 9 | 12 | 2025 | Winter | Qc_flex, [MVAr] | 0 | 1 | 3.9435e-06 | 5.3719e-06 | 4.191e-06 | 3.8566e-06 | 3.5347e-06 | 4.2912e-06 | 4.9002e-06 | 6.8927e-06 | 5.2849e-05 | 8.3971e-05 | 5.4433e-05 | 6.982e-05 | 7.0788e-05 | 5.3802e-05 | 5.8658e-05 | 9.3079e-05 | 0.0091241 | 5.8755e-05 | 0.00021959 | 1.7725e-05 | 9.4681e-06 | 8.5146e-06 | 5.1977e-06 | 4.2162e-06
TSO | - | 9 | 12 | 2025 | Winter | Qc_net, [MVAr] | 0 | 1 | -32.1709 | -37.0979 | -35.1369 | -36.3799 | -36.4009 | -35.7149 | -15.906 | -0.64399 | 5.561 | 12.935 | 16.145 | 15.049 | 18.81 | 13.537 | 12.872 | 2.959 | 0.87301 | 20.45 | 21.344 | 22.629 | 12.316 | 0.92602 | -6.541 | -10.465
TSO | - | 10 | 15 | 2025 | Winter | Pc, [MW] | 0 | 1 | 4.3584 | 4.2973 | 4.0705 | 4.0818 | 3.96 | 4.1087 | 5.1958 | 5.4289 | 5.8097 | 6.0848 | 5.6351 | 5.8341 | 5.8046 | 5.6981 | 5.4358 | 5.1047 | 5.0224 | 5.8029 | 5.7114 | 5.7883 | 5.6716 | 5.4392 | 5.1672 | 4.7326
TSO | - | 10 | 15 | 2025 | Winter | Pc_flex, [MW] | 0 | 1 | 3.9545e-06 | 5.3923e-06 | 4.2048e-06 | 3.8686e-06 | 3.5465e-06 | 4.3079e-06 | 4.9244e-06 | 6.9162e-06 | 5.3366e-05 | 8.567e-05 | 5.5334e-05 | 7.1764e-05 | 7.2405e-05 | 5.4994e-05 | 6.0409e-05 | 9.6156e-05 | 0.0091386 | 5.7907e-05 | 0.00019345 | 1.7487e-05 | 9.3818e-06 | 8.4769e-06 | 5.1907e-06 | 4.2203e-06
TSO | - | 10 | 15 | 2025 | Winter | Pc_net, [MW] | 0 | 1 | 4.3584 | 4.2973 | 4.0705 | 4.0818 | 3.96 | 4.1087 | 5.1958 | 5.4289 | 5.8096 | 6.0847 | 5.635 | 5.834 | 5.8045 | 5.6981 | 5.4358 | 5.1046 | 5.0132 | 5.8028 | 5.7112 | 5.7883 | 5.6716 | 5.4392 | 5.1672 | 4.7326
TSO | - | 10 | 15 | 2025 | Winter | Qc, [MVAr] | 0 | 1 | -3.4099 | -3.4099 | -3.4099 | -3.4099 | -3.4099 | -3.4099 | -3.296 | -3.012 | -2.898 | -2.727 | -2.784 | -2.727 | -2.784 | -2.955 | -2.955 | -2.955 | -3.125 | -3.181 | -3.181 | -3.181 | -3.181 | -3.245 | -3.435 | -3.4349
TSO | - | 10 | 15 | 2025 | Winter | Qc_flex, [MVAr] | 0 | 1 | 3.9545e-06 | 5.3923e-06 | 4.2048e-06 | 3.8686e-06 | 3.5465e-06 | 4.3079e-06 | 4.9244e-06 | 6.9162e-06 | 5.3366e-05 | 8.567e-05 | 5.5334e-05 | 7.1764e-05 | 7.2405e-05 | 5.4994e-05 | 6.0409e-05 | 9.6156e-05 | 0.0091386 | 5.7907e-05 | 0.00019345 | 1.7487e-05 | 9.3818e-06 | 8.4769e-06 | 5.1907e-06 | 4.2203e-06
TSO | - | 10 | 15 | 2025 | Winter | Qc_net, [MVAr] | 0 | 1 | -3.4099 | -3.4099 | -3.4099 | -3.4099 | -3.4099 | -3.4099 | -3.296 | -3.012 | -2.898 | -2.727 | -2.784 | -2.727 | -2.784 | -2.955 | -2.955 | -2.955 | -3.125 | -3.181 | -3.181 | -3.181 | -3.181 | -3.245 | -3.435 | -3.4349
TSO | - | 11 | 16 | 2025 | Winter | Pc, [MW] | 0 | 1 | 31.9462 | 31.326 | 30.5081 | 30.4169 | 30.8334 | 34.0749 | 45.5343 | 49.1846 | 50.7318 | 47.7672 | 47.883 | 48.1491 | 45.7269 | 46.8772 | 44.1179 | 43.4718 | 43.4028 | 46.9643 | 45.2164 | 43.88 | 43.3307 | 38.3142 | 37.0698 | 33.6632
TSO | - | 11 | 16 | 2025 | Winter | Pc_flex, [MW] | 0 | 1 | 3.8917e-06 | 5.2732e-06 | 4.1175e-06 | 3.7971e-06 | 3.4851e-06 | 4.2369e-06 | 5.2087e-06 | 7.2006e-06 | 7.0037e-05 | 0.00012776 | 8.0022e-05 | 0.00032987 | 9.2922e-05 | 9.2713e-05 | 7.2088e-05 | 9.756e-05 | 0.0082467 | 8.5679e-05 | 0.00064333 | 1.8516e-05 | 9.5948e-06 | 8.4234e-06 | 5.1566e-06 | 4.2307e-06
TSO | - | 11 | 16 | 2025 | Winter | Pc_net, [MW] | 0 | 1 | 31.9462 | 31.326 | 30.5081 | 30.4169 | 30.8334 | 34.0749 | 45.5342 | 49.1846 | 50.7318 | 47.767 | 47.8829 | 48.1488 | 45.7268 | 46.8771 | 44.1178 | 43.4717 | 43.3946 | 46.9642 | 45.2157 | 43.88 | 43.3307 | 38.3142 | 37.0698 | 33.6632
TSO | - | 11 | 16 | 2025 | Winter | Qc, [MVAr] | 0 | 1 | 2.1262 | -1.2978 | -2.0778 | -0.91185 | -1.4898 | -0.24284 | 4.0581 | 7.2981 | 8.2621 | 6.8641 | 6.9741 | 7.0461 | 6.0671 | 5.9401 | 4.1801 | 3.9851 | 3.4841 | 4.9241 | 4.5482 | 3.8552 | 3.4062 | 1.9132 | 0.61316 | -0.90683
TSO | - | 11 | 16 | 2025 | Winter | Qc_flex, [MVAr] | 0 | 1 | 3.8917e-06 | 5.2732e-06 | 4.1175e-06 | 3.7971e-06 | 3.4851e-06 | 4.2369e-06 | 5.2087e-06 | 7.2006e-06 | 7.0037e-05 | 0.00012776 | 8.0022e-05 | 0.00032987 | 9.2922e-05 | 9.2713e-05 | 7.2088e-05 | 9.756e-05 | 0.0082467 | 8.5679e-05 | 0.00064333 | 1.8516e-05 | 9.5948e-06 | 8.4234e-06 | 5.1566e-06 | 4.2307e-06
TSO | - | 11 | 16 | 2025 | Winter | Qc_net, [MVAr] | 0 | 1 | 2.1262 | -1.2978 | -2.0778 | -0.91185 | -1.4898 | -0.24284 | 4.0581 | 7.2981 | 8.2621 | 6.8641 | 6.9741 | 7.0461 | 6.0671 | 5.9401 | 4.1801 | 3.9851 | 3.4841 | 4.9241 | 4.5482 | 3.8552 | 3.4062 | 1.9132 | 0.61316 | -0.90683
TSO | - | 12 | 17 | 2025 | Winter | Pc, [MW] | 0 | 1 | 7.9078 | 7.746 | 6.8544 | 7.0858 | 7.0751 | 7.7807 | 8.9971 | 9.9048 | 9.8875 | 10.2876 | 8.9816 | 9.4112 | 8.9392 | 8.7424 | 9.0185 | 9.361 | 10.1944 | 11.039 | 10.2997 | 10.886 | 11.0018 | 9.4942 | 8.8098 | 8.8639
TSO | - | 12 | 17 | 2025 | Winter | Pc_flex, [MW] | 0 | 1 | 3.8741e-06 | 5.2411e-06 | 4.0949e-06 | 3.7785e-06 | 3.4691e-06 | 4.2191e-06 | 5.2031e-06 | 7.2447e-06 | 7.402e-05 | 0.00013886 | 8.1795e-05 | 0.00036854 | 9.7915e-05 | 9.458e-05 | 7.2894e-05 | 9.754e-05 | 0.0078739 | 9.0738e-05 | 0.00094792 | 1.8654e-05 | 9.619e-06 | 8.4045e-06 | 5.1417e-06 | 4.2135e-06
TSO | - | 12 | 17 | 2025 | Winter | Pc_net, [MW] | 0 | 1 | 7.9078 | 7.746 | 6.8544 | 7.0858 | 7.0751 | 7.7807 | 8.9971 | 9.9048 | 9.8874 | 10.2874 | 8.9815 | 9.4108 | 8.9391 | 8.7423 | 9.0184 | 9.3609 | 10.1865 | 11.0389 | 10.2988 | 10.8859 | 11.0018 | 9.4942 | 8.8098 | 8.8639
TSO | - | 12 | 17 | 2025 | Winter | Qc, [MVAr] | 0 | 1 | -1.4489 | -1.4579 | -1.5929 | -1.4609 | -1.4659 | -1.3199 | -0.8999 | -0.50592 | -0.36891 | -0.46491 | -0.67391 | -0.50492 | -0.57792 | -0.56492 | -0.71491 | -0.7199 | -0.5789 | -0.49991 | -0.60288 | -0.66885 | -0.59887 | -0.77787 | -1.0189 | -1.1359
TSO | - | 12 | 17 | 2025 | Winter | Qc_flex, [MVAr] | 0 | 1 | 3.8741e-06 | 5.2411e-06 | 4.0949e-06 | 3.7785e-06 | 3.4691e-06 | 4.2191e-06 | 5.2031e-06 | 7.2447e-06 | 7.402e-05 | 0.00013886 | 8.1795e-05 | 0.00036854 | 9.7915e-05 | 9.458e-05 | 7.2894e-05 | 9.754e-05 | 0.0078739 | 9.0738e-05 | 0.00094792 | 1.8654e-05 | 9.619e-06 | 8.4045e-06 | 5.1417e-06 | 4.2135e-06
TSO | - | 12 | 17 | 2025 | Winter | Qc_net, [MVAr] | 0 | 1 | -1.4489 | -1.4579 | -1.5929 | -1.4609 | -1.4659 | -1.3199 | -0.8999 | -0.50592 | -0.36891 | -0.46491 | -0.67391 | -0.50492 | -0.57792 | -0.56492 | -0.71491 | -0.7199 | -0.5789 | -0.49991 | -0.60288 | -0.66885 | -0.59887 | -0.77787 | -1.0189 | -1.1359
TSO | - | 13 | 18 | 2025 | Winter | Pc, [MW] | 0 | 1 | 0.76785 | 0.77353 | 0.75517 | 0.74697 | 0.77106 | 0.68659 | 1.0827 | 1.028 | 1.0253 | 1.2162 | 1.5036 | 1.3707 | 1.5431 | 1.5759 | 1.483 | 1.4569 | 1.5299 | 1.6211 | 1.5909 | 1.5781 | 1.5938 | 1.0663 | 0.94412 | 0.82066
TSO | - | 13 | 18 | 2025 | Winter | Pc_flex, [MW] | 0 | 1 | 3.9467e-06 | 5.3748e-06 | 4.1933e-06 | 3.8582e-06 | 3.5377e-06 | 4.2967e-06 | 4.9175e-06 | 6.9195e-06 | 5.4466e-05 | 8.9361e-05 | 5.6169e-05 | 7.2753e-05 | 7.3082e-05 | 5.529e-05 | 6.0457e-05 | 9.5339e-05 | 0.0091076 | 5.9023e-05 | 0.00021637 | 1.7666e-05 | 9.4176e-06 | 8.4872e-06 | 5.188e-06 | 4.2141e-06
TSO | - | 13 | 18 | 2025 | Winter | Pc_net, [MW] | 0 | 1 | 0.76784 | 0.77352 | 0.75517 | 0.74697 | 0.77106 | 0.68659 | 1.0827 | 1.028 | 1.0253 | 1.2161 | 1.5035 | 1.3707 | 1.543 | 1.5759 | 1.483 | 1.4568 | 1.5207 | 1.621 | 1.5906 | 1.5781 | 1.5938 | 1.0663 | 0.94412 | 0.82066
TSO | - | 13 | 18 | 2025 | Winter | Qc, [MVAr] | 0 | 1 | -1.0337 | -1.0337 | -1.0337 | -1.0337 | -0.97969 | -1.0097 | -0.91981 | -0.8899 | -0.88995 | -0.98795 | -0.91295 | -0.88792 | -0.89493 | -0.94492 | -0.9179 | -0.91586 | -0.94181 | -0.94193 | -0.94192 | -0.91291 | -0.90987 | -0.98885 | -0.98879 | -0.98876
TSO | - | 13 | 18 | 2025 | Winter | Qc_flex, [MVAr] | 0 | 1 | 3.9467e-06 | 5.3748e-06 | 4.1933e-06 | 3.8582e-06 | 3.5377e-06 | 4.2967e-06 | 4.9175e-06 | 6.9195e-06 | 5.4466e-05 | 8.9361e-05 | 5.6169e-05 | 7.2753e-05 | 7.3082e-05 | 5.529e-05 | 6.0457e-05 | 9.5339e-05 | 0.0091076 | 5.9023e-05 | 0.00021637 | 1.7666e-05 | 9.4176e-06 | 8.4872e-06 | 5.188e-06 | 4.2141e-06
TSO | - | 13 | 18 | 2025 | Winter | Qc_net, [MVAr] | 0 | 1 | -1.0337 | -1.0337 | -1.0337 | -1.0337 | -0.97969 | -1.0097 | -0.91981 | -0.8899 | -0.88995 | -0.98795 | -0.91295 | -0.88792 | -0.89493 | -0.94492 | -0.9179 | -0.91586 | -0.94181 | -0.94193 | -0.94192 | -0.91291 | -0.90987 | -0.98885 | -0.98879 | -0.98876
TSO | - | 14 | 20 | 2025 | Winter | Pc, [MW] | 0 | 1 | 4.2798 | 4.2956 | 4.2446 | 4.1668 | 4.5311 | 4.2108 | 4.3359 | 3.3751 | 2.8907 | 2.5583 | 3.0311 | 3.4377 | 3.8009 | 4.2083 | 4.1096 | 3.6126 | 3.5896 | 3.9669 | 3.9381 | 3.7927 | 3.9021 | 4.3806 | 4.4407 | 4.1304
TSO | - | 14 | 20 | 2025 | Winter | Pc_flex, [MW] | 0 | 1 | 3.233e-06 | 3.8954e-06 | 3.2269e-06 | 3.0472e-06 | 2.8234e-06 | 3.2948e-06 | 4.4664e-06 | 6.1191e-06 | 7.6605e-05 | 3.5683e-05 | 0.0091475 | 8.2694e-05 | 5.797e-05 | 4.5109e-05 | 6.9802e-05 | 8.161e-05 | 3.5907e-05 | 0.00010789 | 0.00021311 | 1.9292e-05 | 7.7082e-06 | 6.958e-06 | 4.4988e-06 | 3.2312e-06
TSO | - | 14 | 20 | 2025 | Winter | Pc_net, [MW] | 0 | 1 | 4.2798 | 4.2956 | 4.2446 | 4.1668 | 4.5311 | 4.2108 | 4.3359 | 3.3751 | 2.8907 | 2.5583 | 3.022 | 3.4376 | 3.8008 | 4.2082 | 4.1095 | 3.6125 | 3.5896 | 3.9668 | 3.9379 | 3.7927 | 3.9021 | 4.3806 | 4.4407 | 4.1304
TSO | - | 14 | 20 | 2025 | Winter | Qc, [MVAr] | 0 | 1 | -0.15399 | -0.15389 | -0.15377 | -0.15367 | -0.15219 | -0.15212 | -0.15399 | -0.15399 | -0.154 | -0.15399 | -0.154 | -0.72199 | -0.91199 | -0.91199 | -0.154 | -0.154 | -0.34899 | -0.934 | -0.93399 | -0.93399 | -0.17599 | -0.17599 | -0.17599 | -0.17596
TSO | - | 14 | 20 | 2025 | Winter | Qc_flex, [MVAr] | 0 | 1 | 3.233e-06 | 3.8954e-06 | 3.2269e-06 | 3.0472e-06 | 2.8234e-06 | 3.2948e-06 | 4.4664e-06 | 6.1191e-06 | 7.6605e-05 | 3.5683e-05 | 0.0091475 | 8.2694e-05 | 5.797e-05 | 4.5109e-05 | 6.9802e-05 | 8.161e-05 | 3.5907e-05 | 0.00010789 | 0.00021311 | 1.9292e-05 | 7.7082e-06 | 6.958e-06 | 4.4988e-06 | 3.2312e-06
TSO | - | 14 | 20 | 2025 | Winter | Qc_net, [MVAr] | 0 | 1 | -0.15399 | -0.15389 | -0.15377 | -0.15367 | -0.15219 | -0.15212 | -0.15399 | -0.15399 | -0.154 | -0.15399 | -0.154 | -0.722 | -0.912 | -0.912 | -0.15401 | -0.15401 | -0.34899 | -0.934 | -0.934 | -0.934 | -0.17599 | -0.17599 | -0.17599 | -0.17596
TSO | - | 15 | 21 | 2025 | Winter | Pc, [MW] | 0 | 1 | 7.2974 | 6.8907 | 6.4218 | 6.3203 | 6.1212 | 6.6065 | 9.8276 | 11.0167 | 11.7154 | 11.8319 | 11.2335 | 11.7591 | 11.9131 | 11.9494 | 10.7244 | 10.0572 | 10.3922 | 12.3608 | 11.5756 | 11.3257 | 11.1698 | 10.3016 | 9.336 | 8.4293
TSO | - | 15 | 21 | 2025 | Winter | Pc_flex, [MW] | 0 | 1 | 3.0535e-06 | 3.6724e-06 | 3.0857e-06 | 2.9322e-06 | 2.7254e-06 | 3.1512e-06 | 4.2025e-06 | 5.7355e-06 | 6.6142e-05 | 2.9958e-05 | 0.0094224 | 5.9305e-05 | 4.4583e-05 | 3.4771e-05 | 4.8508e-05 | 5.277e-05 | 2.6055e-05 | 8.2031e-05 | 9.3834e-05 | 1.7491e-05 | 7.0821e-06 | 6.3777e-06 | 4.2008e-06 | 3.0367e-06
TSO | - | 15 | 21 | 2025 | Winter | Pc_net, [MW] | 0 | 1 | 7.2974 | 6.8907 | 6.4218 | 6.3203 | 6.1212 | 6.6065 | 9.8275 | 11.0166 | 11.7154 | 11.8319 | 11.2241 | 11.759 | 11.913 | 11.9494 | 10.7244 | 10.0571 | 10.3922 | 12.3607 | 11.5755 | 11.3257 | 11.1698 | 10.3016 | 9.336 | 8.4293
TSO | - | 15 | 21 | 2025 | Winter | Qc, [MVAr] | 0 | 1 | -1.636 | -1.6359 | -1.6357 | -1.6356 | -1.6342 | -1.6341 | -1.235 | -0.26699 | -0.076995 | -0.076993 | -0.076996 | -0.076994 | -0.076995 | -0.076994 | -0.272 | -0.857 | -0.85699 | -0.857 | -0.85699 | -0.85699 | -0.85699 | -0.85699 | -1.614 | -1.614
TSO | - | 15 | 21 | 2025 | Winter | Qc_flex, [MVAr] | 0 | 1 | 3.0535e-06 | 3.6724e-06 | 3.0857e-06 | 2.9322e-06 | 2.7254e-06 | 3.1512e-06 | 4.2025e-06 | 5.7355e-06 | 6.6142e-05 | 2.9958e-05 | 0.0094224 | 5.9305e-05 | 4.4583e-05 | 3.4771e-05 | 4.8508e-05 | 5.277e-05 | 2.6055e-05 | 8.2031e-05 | 9.3834e-05 | 1.7491e-05 | 7.0821e-06 | 6.3777e-06 | 4.2008e-06 | 3.0367e-06
TSO | - | 15 | 21 | 2025 | Winter | Qc_net, [MVAr] | 0 | 1 | -1.636 | -1.6359 | -1.6357 | -1.6356 | -1.6342 | -1.6341 | -1.235 | -0.26699 | -0.076997 | -0.076994 | -0.077002 | -0.076999 | -0.077 | -0.076999 | -0.27201 | -0.85701 | -0.85699 | -0.857 | -0.857 | -0.857 | -0.85699 | -0.85699 | -1.614 | -1.614
TSO | - | 16 | 26 | 2025 | Winter | Pc, [MW] | 0 | 1 | 24.7232 | 22.493 | 21.2253 | 20.8382 | 20.2993 | 20.9754 | 26.107 | 27.3965 | 30.4964 | 31.3857 | 31.0504 | 31.1334 | 30.7973 | 30.7893 | 30.0478 | 29.4781 | 28.285 | 30.976 | 31.8762 | 31.6126 | 31.9176 | 30.0876 | 29.7256 | 27.3521
TSO | - | 16 | 26 | 2025 | Winter | Pc_flex, [MW] | 0 | 1 | 3.925e-06 | 5.3251e-06 | 4.1572e-06 | 3.8272e-06 | 3.5104e-06 | 4.2653e-06 | 4.9337e-06 | 6.9816e-06 | 6.0608e-05 | 0.00010405 | 6.0639e-05 | 8.1837e-05 | 7.8029e-05 | 5.8584e-05 | 6.2046e-05 | 9.6694e-05 | 0.0088979 | 6.5014e-05 | 0.00037386 | 1.8326e-05 | 9.5627e-06 | 8.5217e-06 | 5.1895e-06 | 4.2038e-06
TSO | - | 16 | 26 | 2025 | Winter | Pc_net, [MW] | 0 | 1 | 24.7232 | 22.493 | 21.2253 | 20.8381 | 20.2993 | 20.9754 | 26.107 | 27.3965 | 30.4964 | 31.3856 | 31.0504 | 31.1334 | 30.7972 | 30.7892 | 30.0477 | 29.478 | 28.2761 | 30.9759 | 31.8759 | 31.6126 | 31.9176 | 30.0876 | 29.7256 | 27.3521
TSO | - | 16 | 26 | 2025 | Winter | Qc, [MVAr] | 0 | 1 | 0.77281 | 0.54482 | 0.32582 | 0.33882 | -0.16118 | 0.074822 | 1.6508 | 3.0747 | 4.3767 | 5.1307 | 5.0627 | 5.0017 | 4.8817 | 4.6457 | 4.2837 | 3.3708 | 3.1948 | 3.6977 | 3.8858 | 3.6838 | 3.3868 | 2.9868 | 2.1558 | 1.4158
TSO | - | 16 | 26 | 2025 | Winter | Qc_flex, [MVAr] | 0 | 1 | 3.925e-06 | 5.3251e-06 | 4.1572e-06 | 3.8272e-06 | 3.5104e-06 | 4.2653e-06 | 4.9337e-06 | 6.9816e-06 | 6.0608e-05 | 0.00010405 | 6.0639e-05 | 8.1837e-05 | 7.8029e-05 | 5.8584e-05 | 6.2046e-05 | 9.6694e-05 | 0.0088979 | 6.5014e-05 | 0.00037386 | 1.8326e-05 | 9.5627e-06 | 8.5217e-06 | 5.1895e-06 | 4.2038e-06
TSO | - | 16 | 26 | 2025 | Winter | Qc_net, [MVAr] | 0 | 1 | 0.77281 | 0.54482 | 0.32582 | 0.33882 | -0.16118 | 0.074822 | 1.6508 | 3.0747 | 4.3767 | 5.1307 | 5.0627 | 5.0017 | 4.8817 | 4.6457 | 4.2837 | 3.3708 | 3.1948 | 3.6977 | 3.8858 | 3.6838 | 3.3868 | 2.9868 | 2.1558 | 1.4158
TSO | - | 17 | 30 | 2025 | Winter | Pc, [MW] | 0 | 1 | 11.8108 | 11.225 | 11.0747 | 11.0136 | 10.9194 | 11.3709 | 14.637 | 15.3047 | 15.8385 | 15.4013 | 15.3024 | 16.1059 | 16.0114 | 16.2853 | 15.675 | 15.3959 | 15.1009 | 15.8406 | 15.2568 | 14.6433 | 14.8767 | 13.8313 | 12.8219 | 12.4772
TSO | - | 17 | 30 | 2025 | Winter | Pc_flex, [MW] | 0 | 1 | 3.6803e-06 | 4.9183e-06 | 3.8833e-06 | 3.6002e-06 | 3.3146e-06 | 4.0221e-06 | 5.068e-06 | 7.4075e-06 | 9.186e-05 | 0.00020399 | 7.8316e-05 | 0.00047476 | 0.00011858 | 9.9575e-05 | 6.7484e-05 | 7.63e-05 | 0.0002608 | 0.00011129 | 0.008359 | 1.8171e-05 | 9.4779e-06 | 8.0264e-06 | 4.9254e-06 | 4.0238e-06
TSO | - | 17 | 30 | 2025 | Winter | Pc_net, [MW] | 0 | 1 | 11.8108 | 11.225 | 11.0747 | 11.0136 | 10.9194 | 11.3709 | 14.637 | 15.3047 | 15.8384 | 15.4011 | 15.3023 | 16.1054 | 16.0112 | 16.2852 | 15.675 | 15.3958 | 15.1007 | 15.8405 | 15.2484 | 14.6433 | 14.8767 | 13.8313 | 12.8219 | 12.4772
TSO | - | 17 | 30 | 2025 | Winter | Qc, [MVAr] | 0 | 1 | -1.647 | -1.89 | -1.934 | -1.916 | -1.817 | -1.587 | -0.23798 | 0.58602 | 0.99702 | 0.57802 | 0.67402 | 1.048 | 1.19 | 1.181 | 0.53202 | 0.28202 | 0.28702 | 0.32602 | -0.071979 | -0.50798 | -0.13498 | -0.54798 | -1.453 | -1.515
TSO | - | 17 | 30 | 2025 | Winter | Qc_flex, [MVAr] | 0 | 1 | 3.6803e-06 | 4.9183e-06 | 3.8833e-06 | 3.6002e-06 | 3.3146e-06 | 4.0221e-06 | 5.068e-06 | 7.4075e-06 | 9.186e-05 | 0.00020399 | 7.8316e-05 | 0.00047476 | 0.00011858 | 9.9575e-05 | 6.7484e-05 | 7.63e-05 | 0.0002608 | 0.00011129 | 0.008359 | 1.8171e-05 | 9.4779e-06 | 8.0264e-06 | 4.9254e-06 | 4.0238e-06
TSO | - | 17 | 30 | 2025 | Winter | Qc_net, [MVAr] | 0 | 1 | -1.647 | -1.89 | -1.934 | -1.916 | -1.817 | -1.587 | -0.23798 | 0.58602 | 0.99702 | 0.57802 | 0.67402 | 1.048 | 1.19 | 1.181 | 0.53202 | 0.28202 | 0.28702 | 0.32602 | -0.07198 | -0.50798 | -0.13498 | -0.54798 | -1.453 | -1.515
TSO | - | 18 | 35 | 2025 | Winter | Pc, [MW] | 0 | 1 | 19.5423 | 18.6695 | 17.4622 | 17.156 | 16.9345 | 19.274 | 26.8574 | 29.3031 | 30.0396 | 30.6175 | 27.5253 | 29.3278 | 28.699 | 27.9159 | 25.875 | 25.51 | 26.1951 | 29.1182 | 27.5921 | 27.1851 | 27.0756 | 24.9342 | 23.3756 | 21.5167
TSO | - | 18 | 35 | 2025 | Winter | Pc_flex, [MW] | 0 | 1 | 3.7978e-06 | 5.0984e-06 | 3.9999e-06 | 3.6988e-06 | 3.4006e-06 | 4.1392e-06 | 5.1526e-06 | 7.351e-06 | 9.1569e-05 | 0.00016909 | 8.5757e-05 | 0.00038222 | 0.00010932 | 9.1669e-05 | 6.9884e-05 | 8.8842e-05 | 0.00045576 | 0.0001026 | 0.0082929 | 1.8879e-05 | 9.5599e-06 | 8.2524e-06 | 5.0566e-06 | 4.1221e-06
TSO | - | 18 | 35 | 2025 | Winter | Pc_net, [MW] | 0 | 1 | 19.5423 | 18.6695 | 17.4621 | 17.156 | 16.9345 | 19.274 | 26.8574 | 29.3031 | 30.0395 | 30.6173 | 27.5253 | 29.3274 | 28.6989 | 27.9159 | 25.8749 | 25.5099 | 26.1947 | 29.1181 | 27.5838 | 27.1851 | 27.0756 | 24.9342 | 23.3756 | 21.5167
TSO | - | 18 | 35 | 2025 | Winter | Qc, [MVAr] | 0 | 1 | 3.4468 | 4.2508 | 4.2508 | 4.2508 | 4.2508 | 4.2508 | 2.1052 | 0.2283 | -0.040648 | -1.1121 | -0.30867 | -0.84451 | -1.1127 | -1.1126 | -0.04057 | 0.77593 | 1.0487 | 1.0476 | 1.0488 | 1.3168 | 2.1218 | 2.1218 | 3.1938 | 3.1938
TSO | - | 18 | 35 | 2025 | Winter | Qc_flex, [MVAr] | 0 | 1 | 3.7978e-06 | 5.0984e-06 | 3.9999e-06 | 3.6988e-06 | 3.4006e-06 | 4.1392e-06 | 5.1526e-06 | 7.351e-06 | 9.1569e-05 | 0.00016909 | 8.5757e-05 | 0.00038222 | 0.00010932 | 9.1669e-05 | 6.9884e-05 | 8.8842e-05 | 0.00045576 | 0.0001026 | 0.0082929 | 1.8879e-05 | 9.5599e-06 | 8.2524e-06 | 5.0566e-06 | 4.1221e-06
TSO | - | 18 | 35 | 2025 | Winter | Qc_net, [MVAr] | 0 | 1 | 3.4468 | 4.2508 | 4.2508 | 4.2508 | 4.2508 | 4.2508 | 2.1052 | 0.2283 | -0.040648 | -1.1121 | -0.30867 | -0.84451 | -1.1127 | -1.1126 | -0.04057 | 0.77593 | 1.0487 | 1.0476 | 1.0488 | 1.3168 | 2.1218 | 2.1218 | 3.1938 | 3.1938
TSO | - | 19 | 36 | 2025 | Winter | Pc, [MW] | 0 | 1 | 0.20596 | 2.0698 | -0.17127 | 0.13289 | 0.28056 | 0.03139 | 0.18012 | -0.19158 | -0.33477 | 0.0098683 | -0.065054 | 0.34292 | -0.32929 | -0.65284 | -0.043941 | -0.092235 | 0.38606 | 0.089717 | -0.13753 | 0.40219 | -0.06304 | 0.12497 | 0.08404 | 0.034901
TSO | - | 19 | 36 | 2025 | Winter | Pc_flex, [MW] | 0 | 1 | 3.7937e-06 | 5.084e-06 | 3.9911e-06 | 3.6915e-06 | 3.3947e-06 | 4.1343e-06 | 5.1439e-06 | 7.3715e-06 | 9.7018e-05 | 0.00016137 | 8.8206e-05 | 0.00033353 | 0.00011103 | 8.9395e-05 | 6.988e-05 | 8.9156e-05 | 0.00035501 | 0.00010429 | 0.0084407 | 1.8978e-05 | 9.5279e-06 | 8.2282e-06 | 5.0467e-06 | 4.1071e-06
TSO | - | 19 | 36 | 2025 | Winter | Pc_net, [MW] | 0 | 1 | 0.20596 | 2.0698 | -0.17128 | 0.13288 | 0.28056 | 0.031387 | 0.18012 | -0.19159 | -0.33486 | 0.0097073 | -0.065142 | 0.34259 | -0.3294 | -0.65292 | -0.044009 | -0.092323 | 0.38571 | 0.089614 | -0.14597 | 0.40217 | -0.063049 | 0.12496 | 0.084035 | 0.034897
TSO | - | 19 | 36 | 2025 | Winter | Qc, [MVAr] | 0 | 1 | 1.5839 | 1.01 | 1.409 | 1.55 | 1.545 | 1.413 | 1.8699 | 1.7589 | 2.3479 | 1.9629 | 1.5059 | 1.4199 | 1.7569 | 1.2349 | 1.3179 | 1.3259 | 1.749 | 1.6079 | 1.5309 | 1.795 | 1.869 | 1.438 | 1.162 | 1.399
TSO | - | 19 | 36 | 2025 | Winter | Qc_flex, [MVAr] | 0 | 1 | 3.7937e-06 | 5.084e-06 | 3.9911e-06 | 3.6915e-06 | 3.3947e-06 | 4.1343e-06 | 5.1439e-06 | 7.3715e-06 | 9.7018e-05 | 0.00016137 | 8.8206e-05 | 0.00033353 | 0.00011103 | 8.9395e-05 | 6.988e-05 | 8.9156e-05 | 0.00035501 | 0.00010429 | 0.0084407 | 1.8978e-05 | 9.5279e-06 | 8.2282e-06 | 5.0467e-06 | 4.1071e-06
TSO | - | 19 | 36 | 2025 | Winter | Qc_net, [MVAr] | 0 | 1 | 1.5839 | 1.01 | 1.409 | 1.55 | 1.545 | 1.413 | 1.8699 | 1.7589 | 2.3479 | 1.9629 | 1.5059 | 1.4199 | 1.7569 | 1.2349 | 1.3179 | 1.3259 | 1.749 | 1.6079 | 1.5309 | 1.795 | 1.869 | 1.438 | 1.162 | 1.399
TSO | - | 20 | 42 | 2025 | Winter | Pc, [MW] | 0 | 1 | 16.6334 | 15.5388 | 14.6395 | 14.4556 | 14.5123 | 15.2694 | 19.7135 | 20.8761 | 21.8086 | 22.253 | 21.6488 | 22.2859 | 22.1707 | 21.3758 | 20.7588 | 19.5111 | 19.344 | 23.1426 | 22.9016 | 22.9022 | 22.4639 | 21.2943 | 20.5767 | 18.3136
TSO | - | 20 | 42 | 2025 | Winter | Pc_flex, [MW] | 0 | 1 | 3.8237e-06 | 5.1291e-06 | 4.022e-06 | 3.7148e-06 | 3.4141e-06 | 4.1811e-06 | 4.9876e-06 | 7.1981e-06 | 8.0141e-05 | 0.00012662 | 6.4595e-05 | 9.5424e-05 | 7.9072e-05 | 5.9005e-05 | 5.7169e-05 | 7.7105e-05 | 0.00034134 | 7.725e-05 | 0.0088814 | 1.9335e-05 | 9.6675e-06 | 8.3932e-06 | 5.1108e-06 | 4.1174e-06
TSO | - | 20 | 42 | 2025 | Winter | Pc_net, [MW] | 0 | 1 | 16.6334 | 15.5387 | 14.6395 | 14.4556 | 14.5123 | 15.2694 | 19.7135 | 20.8761 | 21.8085 | 22.2529 | 21.6487 | 22.2858 | 22.1706 | 21.3757 | 20.7588 | 19.5111 | 19.3437 | 23.1425 | 22.8927 | 22.9021 | 22.4639 | 21.2943 | 20.5767 | 18.3136
TSO | - | 20 | 42 | 2025 | Winter | Qc, [MVAr] | 0 | 1 | -2.1901 | -2.9251 | -3.0511 | -3.0511 | -3.0511 | -2.8821 | -1.4591 | -0.67408 | 0.25691 | 0.82993 | -0.34208 | -0.26007 | 0.11592 | 0.038927 | -0.19507 | -1.0941 | -1.4591 | -0.57107 | -0.51606 | -0.21106 | -0.086056 | -0.76206 | -1.2851 | -1.6121
TSO | - | 20 | 42 | 2025 | Winter | Qc_flex, [MVAr] | 0 | 1 | 3.8237e-06 | 5.1291e-06 | 4.022e-06 | 3.7148e-06 | 3.4141e-06 | 4.1811e-06 | 4.9876e-06 | 7.1981e-06 | 8.0141e-05 | 0.00012662 | 6.4595e-05 | 9.5424e-05 | 7.9072e-05 | 5.9005e-05 | 5.7169e-05 | 7.7105e-05 | 0.00034134 | 7.725e-05 | 0.0088814 | 1.9335e-05 | 9.6675e-06 | 8.3932e-06 | 5.1108e-06 | 4.1174e-06
TSO | - | 20 | 42 | 2025 | Winter | Qc_net, [MVAr] | 0 | 1 | -2.1901 | -2.9251 | -3.0511 | -3.0511 | -3.0511 | -2.8821 | -1.4591 | -0.67408 | 0.25691 | 0.82993 | -0.34208 | -0.26007 | 0.11592 | 0.038927 | -0.19507 | -1.0941 | -1.4591 | -0.57107 | -0.51606 | -0.21106 | -0.086056 | -0.76206 | -1.2851 | -1.6121
TSO | - | 21 | 55 | 2025 | Winter | Pc, [MW] | 0 | 1 | 3.1037 | 3.1251 | 3.0558 | 3.0248 | 2.9231 | 2.8534 | 4.3846 | 5.4331 | 5.6681 | 5.9465 | 5.9027 | 5.9184 | 5.9649 | 6.0702 | 5.7256 | 5.6015 | 5.4955 | 6.004 | 6.0129 | 5.9649 | 6.0239 | 5.8379 | 5.0198 | 4.5201
TSO | - | 21 | 55 | 2025 | Winter | Pc_flex, [MW] | 0 | 1 | 3.8227e-06 | 5.1258e-06 | 4.022e-06 | 3.7148e-06 | 3.4135e-06 | 4.1553e-06 | 5.0122e-06 | 7.2002e-06 | 8.4121e-05 | 0.00013637 | 7.5002e-05 | 0.00013076 | 9.1238e-05 | 6.9276e-05 | 6.3262e-05 | 8.7241e-05 | 0.00039675 | 8.491e-05 | 0.0087204 | 1.9163e-05 | 9.5864e-06 | 8.3324e-06 | 5.0833e-06 | 4.1164e-06
TSO | - | 21 | 55 | 2025 | Winter | Pc_net, [MW] | 0 | 1 | 3.1037 | 3.1251 | 3.0558 | 3.0248 | 2.9231 | 2.8534 | 4.3846 | 5.4331 | 5.668 | 5.9464 | 5.9027 | 5.9183 | 5.9649 | 6.0701 | 5.7255 | 5.6014 | 5.4951 | 6.0039 | 6.0042 | 5.9649 | 6.0239 | 5.8379 | 5.0198 | 4.52
TSO | - | 21 | 55 | 2025 | Winter | Qc, [MVAr] | 0 | 1 | 0.75896 | 0.75897 | 0.75897 | 0.75897 | 0.75897 | 0.75897 | 0.75896 | 0.75896 | 0.75895 | 0.75896 | 0.75895 | 0.75896 | 0.75895 | 0.75896 | 0.75896 | 0.75896 | 0.75897 | 0.75896 | 0.75896 | 0.75897 | 0.75897 | 0.75897 | 0.75897 | 0.75897
TSO | - | 21 | 55 | 2025 | Winter | Qc_flex, [MVAr] | 0 | 1 | 3.8227e-06 | 5.1258e-06 | 4.022e-06 | 3.7148e-06 | 3.4135e-06 | 4.1553e-06 | 5.0122e-06 | 7.2002e-06 | 8.4121e-05 | 0.00013637 | 7.5002e-05 | 0.00013076 | 9.1238e-05 | 6.9276e-05 | 6.3262e-05 | 8.7241e-05 | 0.00039675 | 8.491e-05 | 0.0087204 | 1.9163e-05 | 9.5864e-06 | 8.3324e-06 | 5.0833e-06 | 4.1164e-06
TSO | - | 21 | 55 | 2025 | Winter | Qc_net, [MVAr] | 0 | 1 | 0.75896 | 0.75897 | 0.75897 | 0.75897 | 0.75897 | 0.75897 | 0.75896 | 0.75896 | 0.75895 | 0.75896 | 0.75895 | 0.75896 | 0.75896 | 0.75896 | 0.75896 | 0.75896 | 0.75897 | 0.75896 | 0.75897 | 0.75897 | 0.75897 | 0.75897 | 0.75897 | 0.75897
TSO | - | 22 | 68 | 2025 | Winter | Pc, [MW] | 0 | 1 | 6.4149 | 6.1975 | 5.8979 | 6.397 | 6.075 | 5.9919 | 6.7648 | 6.6289 | 6.416 | 6.9918 | 7.0407 | 6.9083 | 6.8468 | 6.9051 | 6.8894 | 6.2565 | 6.5073 | 6.8586 | 6.0948 | 6.6656 | 6.3179 | 5.8203 | 6.2738 | 6.3931
TSO | - | 22 | 68 | 2025 | Winter | Pc_flex, [MW] | 0 | 1 | 3.7445e-06 | 4.9784e-06 | 3.9205e-06 | 3.6323e-06 | 3.3421e-06 | 4.1322e-06 | 5.1214e-06 | 7.5259e-06 | 0.00012552 | 0.00014171 | 7.5394e-05 | 0.00014038 | 8.6441e-05 | 6.6148e-05 | 5.7479e-05 | 7.0124e-05 | 0.00017447 | 8.9851e-05 | 0.0089126 | 1.9216e-05 | 9.4701e-06 | 8.122e-06 | 4.9976e-06 | 4.0396e-06
TSO | - | 22 | 68 | 2025 | Winter | Pc_net, [MW] | 0 | 1 | 6.4149 | 6.1975 | 5.8979 | 6.397 | 6.075 | 5.9919 | 6.7648 | 6.6289 | 6.4159 | 6.9917 | 7.0406 | 6.9082 | 6.8467 | 6.905 | 6.8893 | 6.2564 | 6.5071 | 6.8585 | 6.0858 | 6.6656 | 6.3179 | 5.8203 | 6.2737 | 6.3931
TSO | - | 22 | 68 | 2025 | Winter | Qc, [MVAr] | 0 | 1 | 1.659 | 1.559 | 1.295 | 1.513 | 1.492 | 1.642 | 1.755 | 2.04 | 1.94 | 2.044 | 2.04 | 2.061 | 2.27 | 2.266 | 1.86 | 1.768 | 1.504 | 1.542 | 1.542 | 1.76 | 1.542 | 1.676 | 1.395 | 1.391
TSO | - | 22 | 68 | 2025 | Winter | Qc_flex, [MVAr] | 0 | 1 | 3.7445e-06 | 4.9784e-06 | 3.9205e-06 | 3.6323e-06 | 3.3421e-06 | 4.1322e-06 | 5.1214e-06 | 7.5259e-06 | 0.00012552 | 0.00014171 | 7.5394e-05 | 0.00014038 | 8.6441e-05 | 6.6148e-05 | 5.7479e-05 | 7.0124e-05 | 0.00017447 | 8.9851e-05 | 0.0089126 | 1.9216e-05 | 9.4701e-06 | 8.122e-06 | 4.9976e-06 | 4.0396e-06
TSO | - | 22 | 68 | 2025 | Winter | Qc_net, [MVAr] | 0 | 1 | 1.659 | 1.559 | 1.295 | 1.513 | 1.492 | 1.642 | 1.755 | 2.04 | 1.94 | 2.044 | 2.04 | 2.061 | 2.27 | 2.266 | 1.86 | 1.768 | 1.504 | 1.542 | 1.542 | 1.76 | 1.542 | 1.676 | 1.395 | 1.391
TSO | - | 23 | 72 | 2025 | Winter | Pc, [MW] | 0 | 1 | 22.0693 | 13.0286 | 11.7204 | 11.9953 | 13.1512 | 13.4223 | 20.1106 | 29.1609 | 33.1451 | 37.915 | 31.1502 | 25.3219 | 27.025 | 29.4118 | 28.6778 | 28.1868 | 27.2191 | 35.8472 | 32.9625 | 34.3356 | 32.8323 | 30.3081 | 26.393 | 25.6059
TSO | - | 23 | 72 | 2025 | Winter | Pc_flex, [MW] | 0 | 1 | 3.9513e-06 | 5.3839e-06 | 4.1993e-06 | 3.8641e-06 | 3.5423e-06 | 4.3024e-06 | 4.9159e-06 | 6.9153e-06 | 5.3511e-05 | 8.5915e-05 | 5.5068e-05 | 7.0687e-05 | 7.1803e-05 | 5.455e-05 | 5.9843e-05 | 9.5338e-05 | 0.0091325 | 5.8377e-05 | 0.00020242 | 1.7585e-05 | 9.4148e-06 | 8.4921e-06 | 5.1932e-06 | 4.2192e-06
TSO | - | 23 | 72 | 2025 | Winter | Pc_net, [MW] | 0 | 1 | 22.0693 | 13.0286 | 11.7203 | 11.9953 | 13.1512 | 13.4223 | 20.1106 | 29.1609 | 33.1451 | 37.9149 | 31.1502 | 25.3218 | 27.025 | 29.4118 | 28.6777 | 28.1867 | 27.2099 | 35.8471 | 32.9622 | 34.3356 | 32.8323 | 30.3081 | 26.393 | 25.6059
TSO | - | 23 | 72 | 2025 | Winter | Qc, [MVAr] | 0 | 1 | 9.6571 | 7.9501 | 7.5071 | 6.9121 | 7.0161 | 7.2951 | 2.9561 | 0.58709 | 0.41207 | 0.91209 | 5.7911 | 4.9571 | 3.0831 | 4.9051 | 6.9511 | 8.1081 | 7.2371 | 1.1091 | 2.3151 | 2.3061 | 2.6351 | 5.1311 | 8.0571 | 7.0041
TSO | - | 23 | 72 | 2025 | Winter | Qc_flex, [MVAr] | 0 | 1 | 3.9513e-06 | 5.3839e-06 | 4.1993e-06 | 3.8641e-06 | 3.5423e-06 | 4.3024e-06 | 4.9159e-06 | 6.9153e-06 | 5.3511e-05 | 8.5915e-05 | 5.5068e-05 | 7.0687e-05 | 7.1803e-05 | 5.455e-05 | 5.9843e-05 | 9.5338e-05 | 0.0091325 | 5.8377e-05 | 0.00020242 | 1.7585e-05 | 9.4148e-06 | 8.4921e-06 | 5.1932e-06 | 4.2192e-06
TSO | - | 23 | 72 | 2025 | Winter | Qc_net, [MVAr] | 0 | 1 | 9.6571 | 7.9501 | 7.5071 | 6.9121 | 7.0161 | 7.2951 | 2.9561 | 0.58709 | 0.41207 | 0.91209 | 5.7911 | 4.9571 | 3.0831 | 4.9051 | 6.9511 | 8.1081 | 7.2371 | 1.1091 | 2.3151 | 2.3061 | 2.6351 | 5.1311 | 8.0571 | 7.0041
TSO | - | 24 | 103 | 2025 | Winter | Pc, [MW] | 0 | 1 | 5.7635 | 1.6358 | 2.617 | -0.42176 | 0.010062 | 2.8588 | 8.4982 | 21.587 | 30.7375 | 34.7706 | 30.5659 | 28.3243 | 27.5062 | 24.8015 | 24.5862 | 17.3783 | 16.6534 | 23.1347 | 25.4858 | 22.7545 | 17.6331 | 18.7098 | 11.1637 | 6.4408
TSO | - | 24 | 103 | 2025 | Winter | Pc_flex, [MW] | 0 | 1 | 3.9403e-06 | 5.3598e-06 | 4.1833e-06 | 3.8491e-06 | 3.53e-06 | 4.2871e-06 | 4.9122e-06 | 6.9261e-06 | 5.5782e-05 | 9.3689e-05 | 5.7094e-05 | 7.3964e-05 | 7.3898e-05 | 5.5652e-05 | 6.0615e-05 | 9.4792e-05 | 0.0090697 | 6.0184e-05 | 0.00024443 | 1.7841e-05 | 9.4518e-06 | 8.5015e-06 | 5.1873e-06 | 4.2096e-06
TSO | - | 24 | 103 | 2025 | Winter | Pc_net, [MW] | 0 | 1 | 5.7635 | 1.6358 | 2.617 | -0.42177 | 0.010059 | 2.8588 | 8.4982 | 21.587 | 30.7375 | 34.7705 | 30.5659 | 28.3242 | 27.5061 | 24.8015 | 24.5861 | 17.3782 | 16.6444 | 23.1347 | 25.4855 | 22.7545 | 17.6331 | 18.7098 | 11.1637 | 6.4408
TSO | - | 24 | 103 | 2025 | Winter | Qc, [MVAr] | 0 | 1 | -18.9666 | -22.3325 | -21.7375 | -21.4505 | -21.3585 | -21.0785 | -5.9417 | 4.3312 | 8.0891 | 11.9751 | 7.6731 | 6.4961 | 6.7601 | 7.0721 | 3.6702 | -2.0168 | -3.7227 | 5.2681 | 7.5161 | 5.5771 | 4.0712 | 1.8302 | -5.8647 | -7.5996
TSO | - | 24 | 103 | 2025 | Winter | Qc_flex, [MVAr] | 0 | 1 | 3.9403e-06 | 5.3598e-06 | 4.1833e-06 | 3.8491e-06 | 3.53e-06 | 4.2871e-06 | 4.9122e-06 | 6.9261e-06 | 5.5782e-05 | 9.3689e-05 | 5.7094e-05 | 7.3964e-05 | 7.3898e-05 | 5.5652e-05 | 6.0615e-05 | 9.4792e-05 | 0.0090697 | 6.0184e-05 | 0.00024443 | 1.7841e-05 | 9.4518e-06 | 8.5015e-06 | 5.1873e-06 | 4.2096e-06
TSO | - | 24 | 103 | 2025 | Winter | Qc_net, [MVAr] | 0 | 1 | -18.9666 | -22.3325 | -21.7375 | -21.4505 | -21.3585 | -21.0785 | -5.9417 | 4.3312 | 8.0891 | 11.9751 | 7.6731 | 6.4961 | 6.7601 | 7.0721 | 3.6702 | -2.0168 | -3.7227 | 5.2681 | 7.5161 | 5.5771 | 4.0712 | 1.8302 | -5.8647 | -7.5996
TSO | - | ADN_19 | 19 | 2025 | Winter | Pc, [MW] | 0 | 1 | 12.4496 | 11.6497 | 11.3915 | 11.1212 | 10.8756 | 10.9492 | 18.9978 | 20.0135 | 17.0176 | 12.1269 | 19.6589 | 20.3485 | 20.1922 | 19.9785 | 18.0513 | 17.2447 | 15.571 | 17.9552 | 16.6243 | 14.9331 | 14.9288 | 12.1384 | 13.153 | 13.8272
TSO | - | ADN_19 | 19 | 2025 | Winter | Pc_flex, [MW] | 0 | 1 | 0.39282 | 0.42281 | 0.45027 | 0.48701 | 0.48089 | 0.51035 | 1.4141 | 0.65563 | 2.736 | 0.46779 | 0.061465 | 0.57769 | 0.82588 | 0.4978 | 0.58147 | 1.2853 | 2.9517 | 1.1344 | 1.4511 | 2.4043 | 1.6141 | 0.51575 | 0.49267 | 0.48807
TSO | - | ADN_19 | 19 | 2025 | Winter | Pc_net, [MW] | 0 | 1 | 12.8424 | 12.0725 | 11.8417 | 11.6083 | 11.3564 | 11.4595 | 20.412 | 20.6691 | 19.7536 | 12.5947 | 19.5974 | 20.9262 | 21.0181 | 20.4763 | 18.6327 | 18.53 | 12.6192 | 19.0896 | 18.0754 | 17.3373 | 13.3147 | 12.6542 | 13.6456 | 13.3391
TSO | - | ADN_19 | 19 | 2025 | Winter | Qc, [MVAr] | 0 | 1 | 0.47756 | 0.49812 | 0.47552 | 0.53471 | 0.21163 | 0.049226 | 2.9511 | 3.6984 | 4.5902 | 3.4781 | 5.5767 | 3.4489 | 4.2592 | 4.0724 | 2.9626 | 2.7175 | 2.1425 | 3.2721 | 2.6917 | 2.3516 | 2.1237 | 1.8384 | 1.4607 | 0.77539
TSO | - | ADN_19 | 19 | 2025 | Winter | Qc_flex, [MVAr] | 0 | 1 | 0.39282 | 0.42281 | 0.45027 | 0.48701 | 0.48089 | 0.51035 | 1.4141 | 0.65563 | 2.736 | 0.46779 | 0.061465 | 0.57769 | 0.82588 | 0.4978 | 0.58147 | 1.2853 | 2.9517 | 1.1344 | 1.4511 | 2.4043 | 1.6141 | 0.51575 | 0.49267 | 0.48807
TSO | - | ADN_19 | 19 | 2025 | Winter | Qc_net, [MVAr] | 0 | 1 | 1.4611 | -0.33731 | -0.64866 | -0.69546 | -1.0621 | -1.0844 | 2.5976 | 2.5335 | 5.5929 | 3.4781 | 7.2636 | 3.2582 | 3.0994 | 2.6821 | 4.2578 | 4.2164 | 2.2616 | 4.4979 | 3.7788 | 3.9228 | 2.399 | 2.2743 | 2.166 | -0.26865
TSO | - | ADN_29 | 29 | 2025 | Winter | Pc, [MW] | 0 | 1 | 7.1015 | 6.6866 | 6.3734 | 6.3667 | 6.1501 | 6.1872 | 6.369 | 6.5159 | 6.7632 | 6.6633 | 6.7073 | 6.5174 | 6.8124 | 6.5867 | 6.4717 | 6.5889 | 6.8707 | 7.1508 | 7.0808 | 6.7609 | 6.7294 | 6.4436 | 6.5582 | 6.5991
TSO | - | ADN_29 | 29 | 2025 | Winter | Pc_flex, [MW] | 0 | 1 | 1.5432 | 1.6286 | 1.7011 | 1.6707 | 1.8315 | 1.704 | 1.2031 | 1.2088 | 0.0029437 | 0.28974 | 0.40533 | 0.067913 | 0.37572 | 0.2625 | 1.0534 | 0.89028 | 1.4601 | 0.22483 | 1.0295 | 0.15916 | 0.041977 | 0.029711 | 1.0222 | 0.85156
TSO | - | ADN_29 | 29 | 2025 | Winter | Pc_net, [MW] | 0 | 1 | 8.6447 | 8.3152 | 8.0745 | 8.0374 | 7.9815 | 7.8912 | 7.5721 | 7.7247 | 6.7661 | 6.3736 | 6.302 | 6.4495 | 6.4367 | 6.3242 | 7.5251 | 7.4792 | 8.3307 | 6.926 | 8.1103 | 6.9201 | 6.7714 | 6.4733 | 7.5804 | 7.4506
TSO | - | ADN_29 | 29 | 2025 | Winter | Qc, [MVAr] | 0 | 1 | 0.75466 | 0.66225 | 0.48615 | 0.39463 | 0.39957 | 0.42712 | 0.4283 | 0.8579 | 0.9565 | 0.88525 | 0.96151 | 0.70844 | 0.86721 | 0.8168 | 0.63159 | 0.70885 | 0.84131 | 1.0699 | 0.89406 | 0.78961 | 0.7382 | 0.68843 | 0.60704 | 0.56873
TSO | - | ADN_29 | 29 | 2025 | Winter | Qc_flex, [MVAr] | 0 | 1 | 1.5432 | 1.6286 | 1.7011 | 1.6707 | 1.8315 | 1.704 | 1.2031 | 1.2088 | 0.0029437 | 0.28974 | 0.40533 | 0.067913 | 0.37572 | 0.2625 | 1.0534 | 0.89028 | 1.4601 | 0.22483 | 1.0295 | 0.15916 | 0.041977 | 0.029711 | 1.0222 | 0.85156
TSO | - | ADN_29 | 29 | 2025 | Winter | Qc_net, [MVAr] | 0 | 1 | 1.0581 | 0.9513 | 0.84145 | 0.8379 | 0.84278 | 0.85251 | 0.76068 | 1.2733 | 0.57631 | 0.45902 | 0.49067 | 0.37265 | 0.47501 | 0.42456 | 0.94444 | 1.0419 | 0.79743 | 0.76894 | 0.81427 | 0.58048 | 0.47129 | 0.65005 | 0.65775 | 0.64646
TSO | - | ADN_1 | 1 | 2025 | Winter | Pc, [MW] | 0 | 2 | 25.828 | 23.2411 | 22.162 | 22.004 | 21.9312 | 23.538 | 28.5827 | 30.0965 | 32.2778 | 34.9763 | 36.1201 | 37.6326 | 35.9305 | 34.1338 | 32.0188 | 31.333 | 31.7744 | 35.546 | 35.0187 | 34.2481 | 33.5762 | 30.9065 | 29.7361 | 27.6412
TSO | - | ADN_1 | 1 | 2025 | Winter | Pc_flex, [MW] | 0 | 2 | 0.33962 | 6.9681e-06 | 6.0602e-06 | 6.1395e-06 | 5.3723e-06 | 6.3468e-06 | 1.7936 | 2.527 | 0.80357 | 1.3079 | 0.13128 | 0.45172 | 1.6663 | 0.2277 | 0.21501 | 0.39656 | 5.6931e-06 | 0.89138 | 0.64977 | 0.91526 | 0.84094 | 0.50109 | 0.56981 | 1.0105
TSO | - | ADN_1 | 1 | 2025 | Winter | Pc_net, [MW] | 0 | 2 | 26.1677 | 23.2411 | 22.162 | 22.004 | 21.9312 | 23.538 | 30.3763 | 32.6235 | 33.0814 | 36.2842 | 36.2514 | 37.1808 | 34.2643 | 34.3615 | 32.2338 | 31.7296 | 31.7744 | 34.6546 | 34.3689 | 33.3329 | 32.7352 | 30.4054 | 29.1663 | 26.6307
TSO | - | ADN_1 | 1 | 2025 | Winter | Qc, [MVAr] | 0 | 2 | -4.2018 | -4.7992 | -5.042 | -4.9802 | -5.0769 | -4.4987 | -2.8612 | -2.1361 | -1.4062 | -0.28379 | -0.045947 | 0.4551 | -0.2596 | -1.1452 | -2.3567 | -2.3235 | -2.0054 | -0.54896 | -0.96601 | -1.4633 | -1.8608 | -2.5641 | -3.2412 | -3.656
TSO | - | ADN_1 | 1 | 2025 | Winter | Qc_flex, [MVAr] | 0 | 2 | 0.33962 | 6.9681e-06 | 6.0602e-06 | 6.1395e-06 | 5.3723e-06 | 6.3468e-06 | 1.7936 | 2.527 | 0.80357 | 1.3079 | 0.13128 | 0.45172 | 1.6663 | 0.2277 | 0.21501 | 0.39656 | 5.6931e-06 | 0.89138 | 0.64977 | 0.91526 | 0.84094 | 0.50109 | 0.56981 | 1.0105
TSO | - | ADN_1 | 1 | 2025 | Winter | Qc_net, [MVAr] | 0 | 2 | -4.0774 | -5.2071 | -4.9252 | -4.5849 | -4.6751 | -4.4987 | -2.8612 | -2.1943 | -1.4062 | -0.51907 | -0.58248 | -0.087069 | -0.53138 | -1.135 | -2.3567 | -2.1477 | -2.0055 | -0.97505 | -1.1956 | -0.99857 | -1.8608 | -2.2964 | -3.2412 | -3.656
TSO | - | 2 | 2 | 2025 | Winter | Pc, [MW] | 0 | 2 | 21.5772 | 20.4452 | 19.2015 | 18.9334 | 18.6259 | 19.9031 | 23.8074 | 26.2197 | 28.4612 | 28.9765 | 27.993 | 28.2124 | 28.4195 | 28.4857 | 27.0037 | 26.2445 | 26.7585 | 30.284 | 29.6163 | 28.7818 | 28.5886 | 26.5222 | 25.1507 | 23.5372
TSO | - | 2 | 2 | 2025 | Winter | Pc_flex, [MW] | 0 | 2 | 3.7411e-06 | 4.9621e-06 | 3.9158e-06 | 3.6281e-06 | 3.3387e-06 | 4.0656e-06 | 5.0639e-06 | 7.3881e-06 | 0.00013507 | 0.00015089 | 9.5923e-05 | 0.00020397 | 0.0001005 | 7.4369e-05 | 6.183e-05 | 7.5694e-05 | 0.00014408 | 0.00010202 | 0.0087966 | 1.9062e-05 | 9.305e-06 | 7.9998e-06 | 4.9382e-06 | 4.0109e-06
TSO | - | 2 | 2 | 2025 | Winter | Pc_net, [MW] | 0 | 2 | 21.5772 | 20.4452 | 19.2015 | 18.9334 | 18.6259 | 19.9031 | 23.8074 | 26.2197 | 28.4611 | 28.9764 | 27.9929 | 28.2122 | 28.4194 | 28.4856 | 27.0037 | 26.2445 | 26.7583 | 30.2839 | 29.6075 | 28.7817 | 28.5886 | 26.5222 | 25.1507 | 23.5372
TSO | - | 2 | 2 | 2025 | Winter | Qc, [MVAr] | 0 | 2 | -3.471 | -3.773 | -4.064 | -4.034 | -4.176 | -3.717 | -2.768 | -1.139 | -0.33503 | -0.051022 | -0.47003 | -0.34602 | -0.47903 | -0.48302 | -1.222 | -1.761 | -1.566 | -0.53402 | -0.77702 | -0.97702 | -1.535 | -1.993 | -2.674 | -3.01
TSO | - | 2 | 2 | 2025 | Winter | Qc_flex, [MVAr] | 0 | 2 | 3.7411e-06 | 4.9621e-06 | 3.9158e-06 | 3.6281e-06 | 3.3387e-06 | 4.0656e-06 | 5.0639e-06 | 7.3881e-06 | 0.00013507 | 0.00015089 | 9.5923e-05 | 0.00020397 | 0.0001005 | 7.4369e-05 | 6.183e-05 | 7.5694e-05 | 0.00014408 | 0.00010202 | 0.0087966 | 1.9062e-05 | 9.305e-06 | 7.9998e-06 | 4.9382e-06 | 4.0109e-06
TSO | - | 2 | 2 | 2025 | Winter | Qc_net, [MVAr] | 0 | 2 | -3.471 | -3.773 | -4.064 | -4.034 | -4.176 | -3.717 | -2.768 | -1.139 | -0.33503 | -0.051022 | -0.47003 | -0.34602 | -0.47902 | -0.48302 | -1.222 | -1.761 | -1.566 | -0.53402 | -0.77702 | -0.97702 | -1.535 | -1.993 | -2.674 | -3.01
TSO | - | 3 | 3 | 2025 | Winter | Pc, [MW] | 0 | 2 | 23.5202 | 22.2537 | 20.1014 | 21.1692 | 20.5027 | 20.8419 | 30.4018 | 31.1842 | 34.0816 | 34.2984 | 32.1729 | 35.2591 | 33.5559 | 32.0858 | 31.2452 | 29.2669 | 28.6544 | 31.124 | 30.4457 | 30.604 | 30.1472 | 26.9475 | 25.1543 | 25.0314
TSO | - | 3 | 3 | 2025 | Winter | Pc_flex, [MW] | 0 | 2 | 3.8711e-06 | 5.2326e-06 | 4.0868e-06 | 3.773e-06 | 3.4633e-06 | 4.2102e-06 | 5.2084e-06 | 7.2697e-06 | 7.7996e-05 | 0.00015555 | 8.5164e-05 | 0.00051753 | 0.00010697 | 9.9414e-05 | 7.5624e-05 | 9.9705e-05 | 0.0070354 | 9.3812e-05 | 0.0015914 | 1.8788e-05 | 9.6456e-06 | 8.4129e-06 | 5.1398e-06 | 4.2117e-06
TSO | - | 3 | 3 | 2025 | Winter | Pc_net, [MW] | 0 | 2 | 23.5202 | 22.2537 | 20.1014 | 21.1692 | 20.5027 | 20.8419 | 30.4018 | 31.1841 | 34.0815 | 34.2983 | 32.1728 | 35.2585 | 33.5558 | 32.0857 | 31.2451 | 29.2668 | 28.6474 | 31.1239 | 30.4441 | 30.604 | 30.1471 | 26.9475 | 25.1543 | 25.0314
TSO | - | 3 | 3 | 2025 | Winter | Qc, [MVAr] | 0 | 2 | 3.6261 | 4.4921 | 4.4921 | 4.4921 | 4.4921 | 3.6391 | 1.6501 | 0.21208 | -1.2449 | -1.2449 | -0.10791 | -1.2979 | -1.2979 | -1.0049 | -0.12591 | 0.7531 | 1.0461 | 1.0461 | 1.0461 | 1.0462 | 1.0461 | 2.1831 | 3.3371 | 3.3371
TSO | - | 3 | 3 | 2025 | Winter | Qc_flex, [MVAr] | 0 | 2 | 3.8711e-06 | 5.2326e-06 | 4.0868e-06 | 3.773e-06 | 3.4633e-06 | 4.2102e-06 | 5.2084e-06 | 7.2697e-06 | 7.7996e-05 | 0.00015555 | 8.5164e-05 | 0.00051753 | 0.00010697 | 9.9414e-05 | 7.5624e-05 | 9.9705e-05 | 0.0070354 | 9.3812e-05 | 0.0015914 | 1.8788e-05 | 9.6456e-06 | 8.4129e-06 | 5.1398e-06 | 4.2117e-06
TSO | - | 3 | 3 | 2025 | Winter | Qc_net, [MVAr] | 0 | 2 | 3.6261 | 4.4921 | 4.4921 | 4.4921 | 4.4921 | 3.6391 | 1.6501 | 0.21208 | -1.2449 | -1.2449 | -0.10791 | -1.2979 | -1.2979 | -1.0049 | -0.12591 | 0.7531 | 1.0461 | 1.0461 | 1.0461 | 1.0462 | 1.0461 | 2.1831 | 3.3371 | 3.3371
TSO | - | 4 | 4 | 2025 | Winter | Pc, [MW] | 0 | 2 | 71.8387 | 64.7824 | 60.5022 | 59.4003 | 60.1306 | 63.2207 | 76.3902 | 78.1771 | 82.506 | 85.8074 | 85.8763 | 85.2406 | 85.5086 | 85.4697 | 83.1115 | 81.6121 | 82.6936 | 95.5804 | 95.5454 | 95.3306 | 93.4922 | 88.29 | 86.7458 | 79.1818
TSO | - | 4 | 4 | 2025 | Winter | Pc_flex, [MW] | 0 | 2 | 3.944e-06 | 5.3678e-06 | 4.188e-06 | 3.8534e-06 | 3.5338e-06 | 4.2916e-06 | 4.9137e-06 | 6.9167e-06 | 5.4728e-05 | 9.0575e-05 | 5.6231e-05 | 7.2671e-05 | 7.2871e-05 | 5.5151e-05 | 6.0159e-05 | 9.4581e-05 | 0.0090909 | 5.9625e-05 | 0.00023232 | 1.7782e-05 | 9.4444e-06 | 8.4982e-06 | 5.1905e-06 | 4.2132e-06
TSO | - | 4 | 4 | 2025 | Winter | Pc_net, [MW] | 0 | 2 | 71.8387 | 64.7824 | 60.5022 | 59.4003 | 60.1306 | 63.2207 | 76.3902 | 78.1771 | 82.5059 | 85.8073 | 85.8762 | 85.2405 | 85.5085 | 85.4696 | 83.1114 | 81.612 | 82.6845 | 95.5803 | 95.5452 | 95.3306 | 93.4922 | 88.29 | 86.7458 | 79.1818
TSO | - | 4 | 4 | 2025 | Winter | Qc, [MVAr] | 0 | 2 | 7.6793 | 5.9243 | 5.0713 | 4.9623 | 5.6403 | 7.0033 | 10.8652 | 13.2631 | 15.324 | 16.875 | 17.018 | 16.712 | 16.783 | 16.6121 | 14.9861 | 14.2391 | 14.6932 | 20.027 | 19.998 | 19.388 | 17.9451 | 15.9591 | 13.0162 | 9.9862
TSO | - | 4 | 4 | 2025 | Winter | Qc_flex, [MVAr] | 0 | 2 | 3.944e-06 | 5.3678e-06 | 4.188e-06 | 3.8534e-06 | 3.5338e-06 | 4.2916e-06 | 4.9137e-06 | 6.9167e-06 | 5.4728e-05 | 9.0575e-05 | 5.6231e-05 | 7.2671e-05 | 7.2871e-05 | 5.5151e-05 | 6.0159e-05 | 9.4581e-05 | 0.0090909 | 5.9625e-05 | 0.00023232 | 1.7782e-05 | 9.4444e-06 | 8.4982e-06 | 5.1905e-06 | 4.2132e-06
TSO | - | 4 | 4 | 2025 | Winter | Qc_net, [MVAr] | 0 | 2 | 7.6793 | 5.9243 | 5.0713 | 4.9623 | 5.6403 | 7.0033 | 10.8652 | 13.2631 | 15.324 | 16.875 | 17.018 | 16.712 | 16.783 | 16.6121 | 14.9861 | 14.2391 | 14.6932 | 20.027 | 19.998 | 19.388 | 17.9451 | 15.9591 | 13.0162 | 9.9862
TSO | - | 5 | 5 | 2025 | Winter | Pc, [MW] | 0 | 2 | -5.6771 | -6.4227 | -7.313 | -7.3077 | -7.2485 | 9.0742 | 10.9119 | 12.0132 | 5.573 | -1.8724 | -2.812 | -2.8823 | -2.5661 | -3.385 | -3.1479 | -4.1921 | -4.4408 | -2.1573 | -2.6262 | -2.4895 | -2.367 | -2.5716 | -2.2146 | -3.9936
TSO | - | 5 | 5 | 2025 | Winter | Pc_flex, [MW] | 0 | 2 | 3.7463e-06 | 4.9818e-06 | 3.923e-06 | 3.6342e-06 | 3.3439e-06 | 4.1348e-06 | 5.1235e-06 | 7.5276e-06 | 0.00012536 | 0.00014099 | 7.5411e-05 | 0.00014108 | 8.6815e-05 | 6.6388e-05 | 5.77e-05 | 7.0621e-05 | 0.00017649 | 8.9864e-05 | 0.0089094 | 1.9199e-05 | 9.4716e-06 | 8.1286e-06 | 5.0001e-06 | 4.0416e-06
TSO | - | 5 | 5 | 2025 | Winter | Pc_net, [MW] | 0 | 2 | -5.6771 | -6.4227 | -7.3131 | -7.3078 | -7.2485 | 9.0742 | 10.9119 | 12.0132 | 5.5728 | -1.8725 | -2.8121 | -2.8825 | -2.5662 | -3.385 | -3.1479 | -4.1922 | -4.441 | -2.1574 | -2.6352 | -2.4895 | -2.367 | -2.5716 | -2.2146 | -3.9936
TSO | - | 5 | 5 | 2025 | Winter | Qc, [MVAr] | 0 | 2 | 0.36197 | 0.024974 | -0.45703 | -0.70003 | -0.52403 | 0.60997 | 1.846 | 2.1 | 1.675 | 0.92897 | 0.26696 | 0.31597 | 0.49796 | 0.24897 | 0.42397 | 0.30397 | 0.29697 | 0.34997 | 0.35997 | 0.44597 | 0.47697 | 0.56297 | 0.49497 | -0.057025
TSO | - | 5 | 5 | 2025 | Winter | Qc_flex, [MVAr] | 0 | 2 | 3.7463e-06 | 4.9818e-06 | 3.923e-06 | 3.6342e-06 | 3.3439e-06 | 4.1348e-06 | 5.1235e-06 | 7.5276e-06 | 0.00012536 | 0.00014099 | 7.5411e-05 | 0.00014108 | 8.6815e-05 | 6.6388e-05 | 5.77e-05 | 7.0621e-05 | 0.00017649 | 8.9864e-05 | 0.0089094 | 1.9199e-05 | 9.4716e-06 | 8.1286e-06 | 5.0001e-06 | 4.0416e-06
TSO | - | 5 | 5 | 2025 | Winter | Qc_net, [MVAr] | 0 | 2 | 0.36197 | 0.024975 | -0.45703 | -0.70003 | -0.52403 | 0.60997 | 1.846 | 2.1 | 1.675 | 0.92897 | 0.26696 | 0.31597 | 0.49797 | 0.24897 | 0.42397 | 0.30397 | 0.29698 | 0.34997 | 0.35997 | 0.44597 | 0.47698 | 0.56297 | 0.49497 | -0.057024
TSO | - | 6 | 8 | 2025 | Winter | Pc, [MW] | 0 | 2 | -0.00099952 | -0.00099948 | -0.00099944 | -0.00099941 | -0.0009994 | -0.00099943 | -0.00099954 | -0.00099969 | -0.00099981 | -0.00099981 | -0.00099969 | -0.00099963 | -0.00099959 | -0.00099957 | -0.00099954 | -0.00099956 | -0.00099966 | -0.00099974 | -0.00099988 | -0.0009999 | -0.00099984 | -0.00099973 | -0.00099966 | -0.00099958
TSO | - | 6 | 8 | 2025 | Winter | Pc_flex, [MW] | 0 | 2 | 0 | 0 | 0 | 0 | 0 | 0 | 0 | 0 | 0 | 0 | 0 | 0 | 0 | 0 | 0 | 0 | 0 | 0 | 0 | 0 | 0 | 0 | 0 | 0
TSO | - | 6 | 8 | 2025 | Winter | Pc_net, [MW] | 0 | 2 | -0.00099952 | -0.00099948 | -0.00099944 | -0.00099941 | -0.0009994 | -0.00099943 | -0.00099954 | -0.00099969 | -0.00099981 | -0.00099981 | -0.00099969 | -0.00099963 | -0.00099959 | -0.00099957 | -0.00099954 | -0.00099956 | -0.00099966 | -0.00099974 | -0.00099988 | -0.0009999 | -0.00099984 | -0.00099973 | -0.00099966 | -0.00099958
TSO | - | 6 | 8 | 2025 | Winter | Qc, [MVAr] | 0 | 2 | 99.039 | 99.395 | 99.829 | 99.799 | 99.357 | 98.572 | 96.285 | 94.515 | 93.778 | 71.175 | 48.871 | 48.582 | 48.893 | 49.122 | 49.399 | 74.462 | 95.005 | 93.394 | 93.521 | 93.758 | 94.708 | 95.475 | 96.586 | 97.918
TSO | - | 6 | 8 | 2025 | Winter | Qc_flex, [MVAr] | 0 | 2 | 0 | 0 | 0 | 0 | 0 | 0 | 0 | 0 | 0 | 0 | 0 | 0 | 0 | 0 | 0 | 0 | 0 | 0 | 0 | 0 | 0 | 0 | 0 | 0
TSO | - | 6 | 8 | 2025 | Winter | Qc_net, [MVAr] | 0 | 2 | 99.039 | 99.395 | 99.829 | 99.799 | 99.357 | 98.572 | 96.285 | 94.515 | 93.778 | 71.175 | 48.871 | 48.582 | 48.893 | 49.122 | 49.399 | 74.462 | 95.005 | 93.394 | 93.521 | 93.758 | 94.708 | 95.475 | 96.586 | 97.918
TSO | - | 7 | 9 | 2025 | Winter | Pc, [MW] | 0 | 2 | 29.0063 | 30.7447 | 31.6893 | 35.1146 | 36.4167 | 22.9908 | 9.4402 | -19.4217 | -33.5329 | -24.0388 | -11.251 | -8.3492 | -18.387 | -6.4522 | -7.535 | -9.5237 | -13.952 | -20.3245 | -22.2844 | -24.3253 | -23.9776 | -13.7048 | 7.8994 | 25.8432
TSO | - | 7 | 9 | 2025 | Winter | Pc_flex, [MW] | 0 | 2 | 3.9558e-06 | 5.3896e-06 | 4.1975e-06 | 3.864e-06 | 3.5422e-06 | 4.3018e-06 | 5.2188e-06 | 7.0554e-06 | 5.622e-05 | 9.4401e-05 | 7.1546e-05 | 0.00022636 | 8.3407e-05 | 8.6653e-05 | 7.1557e-05 | 9.972e-05 | 0.0088319 | 7.1624e-05 | 0.00024559 | 1.7758e-05 | 9.4452e-06 | 8.4798e-06 | 5.2068e-06 | 4.2926e-06
TSO | - | 7 | 9 | 2025 | Winter | Pc_net, [MW] | 0 | 2 | 29.0063 | 30.7447 | 31.6893 | 35.1146 | 36.4167 | 22.9908 | 9.4402 | -19.4218 | -33.5329 | -24.0389 | -11.2511 | -8.3494 | -18.3871 | -6.4523 | -7.535 | -9.5238 | -13.9608 | -20.3246 | -22.2847 | -24.3253 | -23.9776 | -13.7048 | 7.8994 | 25.8432
TSO | - | 7 | 9 | 2025 | Winter | Qc, [MVAr] | 0 | 2 | 13.2203 | 12.9593 | 13.3113 | 12.9992 | 11.5203 | 10.0373 | 4.3053 | 2.6793 | 5.1743 | 3.1713 | 2.1843 | -2.9297 | 2.2153 | 3.6353 | 5.7043 | 7.3773 | 7.9082 | 4.6713 | 4.5804 | 6.2624 | 8.7234 | 10.5463 | 10.6573 | 11.1403
TSO | - | 7 | 9 | 2025 | Winter | Qc_flex, [MVAr] | 0 | 2 | 3.9558e-06 | 5.3896e-06 | 4.1975e-06 | 3.864e-06 | 3.5422e-06 | 4.3018e-06 | 5.2188e-06 | 7.0554e-06 | 5.622e-05 | 9.4401e-05 | 7.1546e-05 | 0.00022636 | 8.3407e-05 | 8.6653e-05 | 7.1557e-05 | 9.972e-05 | 0.0088319 | 7.1624e-05 | 0.00024559 | 1.7758e-05 | 9.4452e-06 | 8.4798e-06 | 5.2068e-06 | 4.2926e-06
TSO | - | 7 | 9 | 2025 | Winter | Qc_net, [MVAr] | 0 | 2 | 13.2203 | 12.9593 | 13.3113 | 12.9992 | 11.5203 | 10.0373 | 4.3053 | 2.6793 | 5.1743 | 3.1713 | 2.1843 | -2.9297 | 2.2153 | 3.6353 | 5.7043 | 7.3773 | 7.9082 | 4.6713 | 4.5804 | 6.2624 | 8.7234 | 10.5463 | 10.6573 | 11.1403
TSO | - | 8 | 10 | 2025 | Winter | Pc, [MW] | 0 | 2 | 32.8185 | 30.8142 | 29.0772 | 28.3333 | 27.1929 | 28.0455 | 34.8649 | 35.98 | 42.7249 | 46.1984 | 45.8668 | 46.8162 | 45.6578 | 45.6031 | 45.2732 | 43.6604 | 42.9629 | 49.0335 | 41.9246 | 41.2662 | 41.8587 | 39.3903 | 37.3483 | 34.3045
TSO | - | 8 | 10 | 2025 | Winter | Pc_flex, [MW] | 0 | 2 | 3.9136e-06 | 5.3112e-06 | 4.1469e-06 | 3.8186e-06 | 3.5013e-06 | 4.2449e-06 | 4.9785e-06 | 6.8883e-06 | 5.5614e-05 | 9.9561e-05 | 6.2299e-05 | 0.00010154 | 7.6258e-05 | 6.396e-05 | 6.3356e-05 | 9.3648e-05 | 0.0090076 | 6.8411e-05 | 0.00024785 | 1.7819e-05 | 9.4597e-06 | 8.438e-06 | 5.1604e-06 | 4.2079e-06
TSO | - | 8 | 10 | 2025 | Winter | Pc_net, [MW] | 0 | 2 | 32.8185 | 30.8142 | 29.0772 | 28.3333 | 27.1929 | 28.0455 | 34.8649 | 35.98 | 42.7248 | 46.1983 | 45.8668 | 46.8161 | 45.6577 | 45.6031 | 45.2731 | 43.6603 | 42.9539 | 49.0335 | 41.9243 | 41.2662 | 41.8587 | 39.3903 | 37.3483 | 34.3045
TSO | - | 8 | 10 | 2025 | Winter | Qc, [MVAr] | 0 | 2 | -14.826 | -15.959 | -16.09 | -16.129 | -15.946 | -15.26 | -8.791 | -2.706 | 0.089 | 1.291 | 0.068 | -0.573 | -1.155 | -0.886 | -3.119 | -5.676 | -5.72 | -0.658 | -0.919 | -1.194 | -2.773 | -5.639 | -8.563 | -10.388
TSO | - | 8 | 10 | 2025 | Winter | Qc_flex, [MVAr] | 0 | 2 | 3.9136e-06 | 5.3112e-06 | 4.1469e-06 | 3.8186e-06 | 3.5013e-06 | 4.2449e-06 | 4.9785e-06 | 6.8883e-06 | 5.5614e-05 | 9.9561e-05 | 6.2299e-05 | 0.00010154 | 7.6258e-05 | 6.396e-05 | 6.3356e-05 | 9.3648e-05 | 0.0090076 | 6.8411e-05 | 0.00024785 | 1.7819e-05 | 9.4597e-06 | 8.438e-06 | 5.1604e-06 | 4.2079e-06
TSO | - | 8 | 10 | 2025 | Winter | Qc_net, [MVAr] | 0 | 2 | -14.826 | -15.959 | -16.09 | -16.129 | -15.946 | -15.26 | -8.791 | -2.706 | 0.089 | 1.291 | 0.068 | -0.573 | -1.155 | -0.886 | -3.119 | -5.676 | -5.72 | -0.658 | -0.919 | -1.194 | -2.773 | -5.639 | -8.563 | -10.388
TSO | - | 9 | 12 | 2025 | Winter | Pc, [MW] | 0 | 2 | 204.2589 | 184.2418 | 173.0023 | 168.0243 | 160.2705 | 175.1478 | 237.7203 | 260.9052 | 281.021 | 279.7307 | 292.4328 | 300.5154 | 290.2048 | 291.2075 | 273.6211 | 264.2156 | 267.8424 | 320.6796 | 313.5058 | 310.806 | 312.6333 | 291.7967 | 274.312 | 243.1816
TSO | - | 9 | 12 | 2025 | Winter | Pc_flex, [MW] | 0 | 2 | 3.9435e-06 | 5.3719e-06 | 4.191e-06 | 3.8566e-06 | 3.5347e-06 | 4.2912e-06 | 4.9002e-06 | 6.8927e-06 | 5.2849e-05 | 8.3971e-05 | 5.4433e-05 | 6.982e-05 | 7.0788e-05 | 5.3802e-05 | 5.8658e-05 | 9.3079e-05 | 0.0091241 | 5.8755e-05 | 0.00021959 | 1.7725e-05 | 9.4681e-06 | 8.5146e-06 | 5.1977e-06 | 4.2162e-06
TSO | - | 9 | 12 | 2025 | Winter | Pc_net, [MW] | 0 | 2 | 204.2588 | 184.2418 | 173.0023 | 168.0243 | 160.2705 | 175.1478 | 237.7203 | 260.9051 | 281.0209 | 279.7306 | 292.4327 | 300.5153 | 290.2047 | 291.2074 | 273.621 | 264.2156 | 267.8333 | 320.6796 | 313.5056 | 310.806 | 312.6333 | 291.7967 | 274.312 | 243.1816
TSO | - | 9 | 12 | 2025 | Winter | Qc, [MVAr] | 0 | 2 | -32.1709 | -37.0979 | -35.1369 | -36.3799 | -36.4009 | -35.7149 | -15.906 | -0.64399 | 5.561 | 12.935 | 16.145 | 15.049 | 18.81 | 13.537 | 12.872 | 2.959 | 0.87301 | 20.45 | 21.344 | 22.629 | 12.316 | 0.92602 | -6.541 | -10.465
TSO | - | 9 | 12 | 2025 | Winter | Qc_flex, [MVAr] | 0 | 2 | 3.9435e-06 | 5.3719e-06 | 4.191e-06 | 3.8566e-06 | 3.5347e-06 | 4.2912e-06 | 4.9002e-06 | 6.8927e-06 | 5.2849e-05 | 8.3971e-05 | 5.4433e-05 | 6.982e-05 | 7.0788e-05 | 5.3802e-05 | 5.8658e-05 | 9.3079e-05 | 0.0091241 | 5.8755e-05 | 0.00021959 | 1.7725e-05 | 9.4681e-06 | 8.5146e-06 | 5.1977e-06 | 4.2162e-06
TSO | - | 9 | 12 | 2025 | Winter | Qc_net, [MVAr] | 0 | 2 | -32.1709 | -37.0979 | -35.1369 | -36.3799 | -36.4009 | -35.7149 | -15.906 | -0.64399 | 5.561 | 12.935 | 16.145 | 15.049 | 18.81 | 13.537 | 12.872 | 2.959 | 0.87301 | 20.45 | 21.344 | 22.629 | 12.316 | 0.92602 | -6.541 | -10.465
TSO | - | 10 | 15 | 2025 | Winter | Pc, [MW] | 0 | 2 | 4.3584 | 4.2973 | 4.0705 | 4.0818 | 3.96 | 4.1087 | 5.1958 | 5.4289 | 5.8097 | 6.0848 | 5.6351 | 5.8341 | 5.8046 | 5.6981 | 5.4358 | 5.1047 | 5.0224 | 5.8029 | 5.7114 | 5.7883 | 5.6716 | 5.4392 | 5.1672 | 4.7326
TSO | - | 10 | 15 | 2025 | Winter | Pc_flex, [MW] | 0 | 2 | 3.9545e-06 | 5.3923e-06 | 4.2048e-06 | 3.8686e-06 | 3.5465e-06 | 4.3079e-06 | 4.9244e-06 | 6.9162e-06 | 5.3366e-05 | 8.567e-05 | 5.5334e-05 | 7.1764e-05 | 7.2405e-05 | 5.4994e-05 | 6.0409e-05 | 9.6156e-05 | 0.0091386 | 5.7907e-05 | 0.00019345 | 1.7487e-05 | 9.3818e-06 | 8.4769e-06 | 5.1907e-06 | 4.2203e-06
TSO | - | 10 | 15 | 2025 | Winter | Pc_net, [MW] | 0 | 2 | 4.3584 | 4.2973 | 4.0705 | 4.0818 | 3.96 | 4.1087 | 5.1958 | 5.4289 | 5.8096 | 6.0847 | 5.635 | 5.834 | 5.8045 | 5.6981 | 5.4358 | 5.1046 | 5.0132 | 5.8028 | 5.7112 | 5.7883 | 5.6716 | 5.4392 | 5.1672 | 4.7326
TSO | - | 10 | 15 | 2025 | Winter | Qc, [MVAr] | 0 | 2 | -3.4099 | -3.4099 | -3.4099 | -3.4099 | -3.4099 | -3.4099 | -3.296 | -3.012 | -2.898 | -2.727 | -2.784 | -2.727 | -2.784 | -2.955 | -2.955 | -2.955 | -3.125 | -3.181 | -3.181 | -3.181 | -3.181 | -3.245 | -3.435 | -3.4349
TSO | - | 10 | 15 | 2025 | Winter | Qc_flex, [MVAr] | 0 | 2 | 3.9545e-06 | 5.3923e-06 | 4.2048e-06 | 3.8686e-06 | 3.5465e-06 | 4.3079e-06 | 4.9244e-06 | 6.9162e-06 | 5.3366e-05 | 8.567e-05 | 5.5334e-05 | 7.1764e-05 | 7.2405e-05 | 5.4994e-05 | 6.0409e-05 | 9.6156e-05 | 0.0091386 | 5.7907e-05 | 0.00019345 | 1.7487e-05 | 9.3818e-06 | 8.4769e-06 | 5.1907e-06 | 4.2203e-06
TSO | - | 10 | 15 | 2025 | Winter | Qc_net, [MVAr] | 0 | 2 | -3.4099 | -3.4099 | -3.4099 | -3.4099 | -3.4099 | -3.4099 | -3.296 | -3.012 | -2.898 | -2.727 | -2.784 | -2.727 | -2.784 | -2.955 | -2.955 | -2.955 | -3.125 | -3.181 | -3.181 | -3.181 | -3.181 | -3.245 | -3.435 | -3.4349
TSO | - | 11 | 16 | 2025 | Winter | Pc, [MW] | 0 | 2 | 31.9461 | 31.326 | 30.5081 | 30.4168 | 30.8335 | 34.0749 | 45.5344 | 49.1846 | 50.7318 | 47.7671 | 47.8828 | 48.149 | 45.7269 | 46.8773 | 44.1179 | 43.4717 | 43.4027 | 46.9644 | 45.2162 | 43.88 | 43.3307 | 38.3143 | 37.0698 | 33.6633
TSO | - | 11 | 16 | 2025 | Winter | Pc_flex, [MW] | 0 | 2 | 3.8917e-06 | 5.2732e-06 | 4.1175e-06 | 3.7971e-06 | 3.4851e-06 | 4.2369e-06 | 5.2087e-06 | 7.2006e-06 | 7.0037e-05 | 0.00012776 | 8.0021e-05 | 0.00032986 | 9.2923e-05 | 9.2714e-05 | 7.2088e-05 | 9.7561e-05 | 0.0082467 | 8.568e-05 | 0.00064333 | 1.8516e-05 | 9.5948e-06 | 8.4234e-06 | 5.1566e-06 | 4.2307e-06
TSO | - | 11 | 16 | 2025 | Winter | Pc_net, [MW] | 0 | 2 | 31.9461 | 31.326 | 30.5081 | 30.4168 | 30.8335 | 34.0749 | 45.5344 | 49.1846 | 50.7318 | 47.7669 | 47.8828 | 48.1486 | 45.7268 | 46.8772 | 44.1178 | 43.4716 | 43.3945 | 46.9643 | 45.2156 | 43.88 | 43.3307 | 38.3143 | 37.0698 | 33.6633
TSO | - | 11 | 16 | 2025 | Winter | Qc, [MVAr] | 0 | 2 | 2.1262 | -1.2978 | -2.0778 | -0.91185 | -1.4898 | -0.24284 | 4.0581 | 7.2981 | 8.2621 | 6.8641 | 6.9741 | 7.0461 | 6.0671 | 5.9401 | 4.1801 | 3.9851 | 3.4841 | 4.9241 | 4.5482 | 3.8552 | 3.4062 | 1.9132 | 0.61316 | -0.90683
TSO | - | 11 | 16 | 2025 | Winter | Qc_flex, [MVAr] | 0 | 2 | 3.8917e-06 | 5.2732e-06 | 4.1175e-06 | 3.7971e-06 | 3.4851e-06 | 4.2369e-06 | 5.2087e-06 | 7.2006e-06 | 7.0037e-05 | 0.00012776 | 8.0021e-05 | 0.00032986 | 9.2923e-05 | 9.2714e-05 | 7.2088e-05 | 9.7561e-05 | 0.0082467 | 8.568e-05 | 0.00064333 | 1.8516e-05 | 9.5948e-06 | 8.4234e-06 | 5.1566e-06 | 4.2307e-06
TSO | - | 11 | 16 | 2025 | Winter | Qc_net, [MVAr] | 0 | 2 | 2.1262 | -1.2978 | -2.0778 | -0.91185 | -1.4898 | -0.24284 | 4.0581 | 7.2981 | 8.2621 | 6.8641 | 6.9741 | 7.0461 | 6.0671 | 5.9401 | 4.1801 | 3.9851 | 3.4841 | 4.9241 | 4.5482 | 3.8552 | 3.4062 | 1.9132 | 0.61316 | -0.90683
TSO | - | 12 | 17 | 2025 | Winter | Pc, [MW] | 0 | 2 | 7.9078 | 7.746 | 6.8544 | 7.0858 | 7.0751 | 7.7807 | 8.9971 | 9.9048 | 9.8875 | 10.2875 | 8.9815 | 9.4111 | 8.9392 | 8.7424 | 9.0185 | 9.361 | 10.1944 | 11.039 | 10.2997 | 10.886 | 11.0018 | 9.4942 | 8.8098 | 8.8639
TSO | - | 12 | 17 | 2025 | Winter | Pc_flex, [MW] | 0 | 2 | 3.8741e-06 | 5.2411e-06 | 4.0949e-06 | 3.7785e-06 | 3.4691e-06 | 4.2191e-06 | 5.2031e-06 | 7.2447e-06 | 7.4021e-05 | 0.00013886 | 8.1794e-05 | 0.00036852 | 9.7916e-05 | 9.4581e-05 | 7.2894e-05 | 9.754e-05 | 0.0078739 | 9.0739e-05 | 0.00094791 | 1.8654e-05 | 9.619e-06 | 8.4045e-06 | 5.1418e-06 | 4.2135e-06
TSO | - | 12 | 17 | 2025 | Winter | Pc_net, [MW] | 0 | 2 | 7.9078 | 7.746 | 6.8544 | 7.0858 | 7.0751 | 7.7807 | 8.9971 | 9.9048 | 9.8874 | 10.2874 | 8.9815 | 9.4108 | 8.9391 | 8.7423 | 9.0184 | 9.3609 | 10.1865 | 11.039 | 10.2987 | 10.8859 | 11.0018 | 9.4942 | 8.8098 | 8.8639
TSO | - | 12 | 17 | 2025 | Winter | Qc, [MVAr] | 0 | 2 | -1.4489 | -1.4579 | -1.5929 | -1.4609 | -1.4659 | -1.3199 | -0.8999 | -0.50592 | -0.36891 | -0.46491 | -0.67391 | -0.50492 | -0.57792 | -0.56492 | -0.71491 | -0.7199 | -0.5789 | -0.49991 | -0.60288 | -0.66885 | -0.59887 | -0.77787 | -1.0189 | -1.1359
TSO | - | 12 | 17 | 2025 | Winter | Qc_flex, [MVAr] | 0 | 2 | 3.8741e-06 | 5.2411e-06 | 4.0949e-06 | 3.7785e-06 | 3.4691e-06 | 4.2191e-06 | 5.2031e-06 | 7.2447e-06 | 7.4021e-05 | 0.00013886 | 8.1794e-05 | 0.00036852 | 9.7916e-05 | 9.4581e-05 | 7.2894e-05 | 9.754e-05 | 0.0078739 | 9.0739e-05 | 0.00094791 | 1.8654e-05 | 9.619e-06 | 8.4045e-06 | 5.1418e-06 | 4.2135e-06
TSO | - | 12 | 17 | 2025 | Winter | Qc_net, [MVAr] | 0 | 2 | -1.4489 | -1.4579 | -1.5929 | -1.4609 | -1.4659 | -1.3199 | -0.8999 | -0.50592 | -0.36891 | -0.46491 | -0.67391 | -0.50492 | -0.57792 | -0.56492 | -0.71491 | -0.7199 | -0.5789 | -0.49991 | -0.60288 | -0.66885 | -0.59887 | -0.77787 | -1.0189 | -1.1359
TSO | - | 13 | 18 | 2025 | Winter | Pc, [MW] | 0 | 2 | 0.76785 | 0.77353 | 0.75517 | 0.74697 | 0.77106 | 0.68659 | 1.0827 | 1.028 | 1.0253 | 1.2162 | 1.5036 | 1.3708 | 1.5431 | 1.5759 | 1.483 | 1.4569 | 1.5299 | 1.6211 | 1.5909 | 1.5781 | 1.5938 | 1.0663 | 0.94412 | 0.82065
TSO | - | 13 | 18 | 2025 | Winter | Pc_flex, [MW] | 0 | 2 | 3.9467e-06 | 5.3748e-06 | 4.1933e-06 | 3.8582e-06 | 3.5377e-06 | 4.2967e-06 | 4.9175e-06 | 6.9195e-06 | 5.4466e-05 | 8.9361e-05 | 5.6169e-05 | 7.2753e-05 | 7.3082e-05 | 5.529e-05 | 6.0457e-05 | 9.5339e-05 | 0.0091076 | 5.9023e-05 | 0.00021637 | 1.7666e-05 | 9.4176e-06 | 8.4872e-06 | 5.188e-06 | 4.2141e-06
TSO | - | 13 | 18 | 2025 | Winter | Pc_net, [MW] | 0 | 2 | 0.76785 | 0.77352 | 0.75517 | 0.74697 | 0.77106 | 0.68659 | 1.0827 | 1.028 | 1.0253 | 1.2161 | 1.5036 | 1.3707 | 1.543 | 1.5759 | 1.4829 | 1.4568 | 1.5208 | 1.621 | 1.5906 | 1.5781 | 1.5938 | 1.0663 | 0.94411 | 0.82065
TSO | - | 13 | 18 | 2025 | Winter | Qc, [MVAr] | 0 | 2 | -1.0337 | -1.0337 | -1.0337 | -1.0337 | -0.97969 | -1.0097 | -0.91981 | -0.8899 | -0.88995 | -0.98795 | -0.91295 | -0.88792 | -0.89493 | -0.94492 | -0.9179 | -0.91586 | -0.94181 | -0.94193 | -0.94192 | -0.91291 | -0.90987 | -0.98885 | -0.98879 | -0.98876
TSO | - | 13 | 18 | 2025 | Winter | Qc_flex, [MVAr] | 0 | 2 | 3.9467e-06 | 5.3748e-06 | 4.1933e-06 | 3.8582e-06 | 3.5377e-06 | 4.2967e-06 | 4.9175e-06 | 6.9195e-06 | 5.4466e-05 | 8.9361e-05 | 5.6169e-05 | 7.2753e-05 | 7.3082e-05 | 5.529e-05 | 6.0457e-05 | 9.5339e-05 | 0.0091076 | 5.9023e-05 | 0.00021637 | 1.7666e-05 | 9.4176e-06 | 8.4872e-06 | 5.188e-06 | 4.2141e-06
TSO | - | 13 | 18 | 2025 | Winter | Qc_net, [MVAr] | 0 | 2 | -1.0337 | -1.0337 | -1.0337 | -1.0337 | -0.97969 | -1.0097 | -0.91981 | -0.8899 | -0.88995 | -0.98795 | -0.91295 | -0.88792 | -0.89493 | -0.94492 | -0.9179 | -0.91586 | -0.94181 | -0.94193 | -0.94192 | -0.91291 | -0.90987 | -0.98885 | -0.98879 | -0.98876
TSO | - | 14 | 20 | 2025 | Winter | Pc, [MW] | 0 | 2 | 4.2798 | 4.2956 | 4.2446 | 4.1668 | 4.5311 | 4.2108 | 4.3359 | 3.3751 | 2.8907 | 2.5583 | 3.0311 | 3.4376 | 3.8009 | 4.2083 | 4.1096 | 3.6126 | 3.5896 | 3.9669 | 3.9381 | 3.7927 | 3.9021 | 4.3806 | 4.4407 | 4.1304
TSO | - | 14 | 20 | 2025 | Winter | Pc_flex, [MW] | 0 | 2 | 3.233e-06 | 3.8954e-06 | 3.2269e-06 | 3.0472e-06 | 2.8234e-06 | 3.2948e-06 | 4.4664e-06 | 6.1191e-06 | 7.6606e-05 | 3.5684e-05 | 0.0091475 | 8.2694e-05 | 5.7971e-05 | 4.5109e-05 | 6.9803e-05 | 8.1611e-05 | 3.5907e-05 | 0.00010789 | 0.00021311 | 1.9292e-05 | 7.7083e-06 | 6.958e-06 | 4.4988e-06 | 3.2312e-06
TSO | - | 14 | 20 | 2025 | Winter | Pc_net, [MW] | 0 | 2 | 4.2798 | 4.2956 | 4.2446 | 4.1668 | 4.5311 | 4.2108 | 4.3359 | 3.3751 | 2.8907 | 2.5583 | 3.022 | 3.4376 | 3.8008 | 4.2082 | 4.1095 | 3.6125 | 3.5896 | 3.9668 | 3.9379 | 3.7927 | 3.9021 | 4.3806 | 4.4407 | 4.1304
TSO | - | 14 | 20 | 2025 | Winter | Qc, [MVAr] | 0 | 2 | -0.15399 | -0.15389 | -0.15377 | -0.15367 | -0.15219 | -0.15212 | -0.15399 | -0.15399 | -0.154 | -0.15399 | -0.154 | -0.72199 | -0.91199 | -0.91199 | -0.154 | -0.154 | -0.34899 | -0.934 | -0.93399 | -0.93399 | -0.17599 | -0.17599 | -0.17599 | -0.17596
TSO | - | 14 | 20 | 2025 | Winter | Qc_flex, [MVAr] | 0 | 2 | 3.233e-06 | 3.8954e-06 | 3.2269e-06 | 3.0472e-06 | 2.8234e-06 | 3.2948e-06 | 4.4664e-06 | 6.1191e-06 | 7.6606e-05 | 3.5684e-05 | 0.0091475 | 8.2694e-05 | 5.7971e-05 | 4.5109e-05 | 6.9803e-05 | 8.1611e-05 | 3.5907e-05 | 0.00010789 | 0.00021311 | 1.9292e-05 | 7.7083e-06 | 6.958e-06 | 4.4988e-06 | 3.2312e-06
TSO | - | 14 | 20 | 2025 | Winter | Qc_net, [MVAr] | 0 | 2 | -0.15399 | -0.15389 | -0.15377 | -0.15367 | -0.15219 | -0.15212 | -0.15399 | -0.15399 | -0.154 | -0.15399 | -0.154 | -0.722 | -0.912 | -0.912 | -0.15401 | -0.15401 | -0.34899 | -0.934 | -0.934 | -0.934 | -0.17599 | -0.17599 | -0.17599 | -0.17596
TSO | - | 15 | 21 | 2025 | Winter | Pc, [MW] | 0 | 2 | 7.2974 | 6.8907 | 6.4218 | 6.3203 | 6.1212 | 6.6065 | 9.8275 | 11.0167 | 11.7154 | 11.8319 | 11.2335 | 11.7591 | 11.9131 | 11.9494 | 10.7244 | 10.0572 | 10.3923 | 12.3608 | 11.5756 | 11.3257 | 11.1698 | 10.3016 | 9.336 | 8.4293
TSO | - | 15 | 21 | 2025 | Winter | Pc_flex, [MW] | 0 | 2 | 3.0535e-06 | 3.6724e-06 | 3.0857e-06 | 2.9322e-06 | 2.7254e-06 | 3.1512e-06 | 4.2025e-06 | 5.7355e-06 | 6.6142e-05 | 2.9958e-05 | 0.0094224 | 5.9305e-05 | 4.4583e-05 | 3.4771e-05 | 4.8508e-05 | 5.277e-05 | 2.6055e-05 | 8.203e-05 | 9.3835e-05 | 1.7491e-05 | 7.0821e-06 | 6.3777e-06 | 4.2008e-06 | 3.0367e-06
TSO | - | 15 | 21 | 2025 | Winter | Pc_net, [MW] | 0 | 2 | 7.2974 | 6.8907 | 6.4218 | 6.3203 | 6.1212 | 6.6065 | 9.8275 | 11.0167 | 11.7154 | 11.8319 | 11.2241 | 11.7591 | 11.913 | 11.9494 | 10.7244 | 10.0571 | 10.3922 | 12.3607 | 11.5755 | 11.3257 | 11.1698 | 10.3016 | 9.336 | 8.4293
TSO | - | 15 | 21 | 2025 | Winter | Qc, [MVAr] | 0 | 2 | -1.636 | -1.6359 | -1.6357 | -1.6356 | -1.6342 | -1.6341 | -1.235 | -0.26699 | -0.076995 | -0.076993 | -0.076996 | -0.076994 | -0.076995 | -0.076994 | -0.272 | -0.857 | -0.85699 | -0.857 | -0.85699 | -0.85699 | -0.85699 | -0.85699 | -1.614 | -1.614
TSO | - | 15 | 21 | 2025 | Winter | Qc_flex, [MVAr] | 0 | 2 | 3.0535e-06 | 3.6724e-06 | 3.0857e-06 | 2.9322e-06 | 2.7254e-06 | 3.1512e-06 | 4.2025e-06 | 5.7355e-06 | 6.6142e-05 | 2.9958e-05 | 0.0094224 | 5.9305e-05 | 4.4583e-05 | 3.4771e-05 | 4.8508e-05 | 5.277e-05 | 2.6055e-05 | 8.203e-05 | 9.3835e-05 | 1.7491e-05 | 7.0821e-06 | 6.3777e-06 | 4.2008e-06 | 3.0367e-06
TSO | - | 15 | 21 | 2025 | Winter | Qc_net, [MVAr] | 0 | 2 | -1.636 | -1.6359 | -1.6357 | -1.6356 | -1.6342 | -1.6341 | -1.235 | -0.26699 | -0.076997 | -0.076994 | -0.077002 | -0.076999 | -0.077 | -0.076999 | -0.27201 | -0.85701 | -0.85699 | -0.857 | -0.857 | -0.857 | -0.85699 | -0.85699 | -1.614 | -1.614
TSO | - | 16 | 26 | 2025 | Winter | Pc, [MW] | 0 | 2 | 24.7233 | 22.4929 | 21.2253 | 20.8382 | 20.2992 | 20.9754 | 26.107 | 27.3966 | 30.4964 | 31.3857 | 31.0505 | 31.1336 | 30.7973 | 30.7892 | 30.0478 | 29.4781 | 28.2851 | 30.9759 | 31.8763 | 31.6126 | 31.9176 | 30.0875 | 29.7256 | 27.352
TSO | - | 16 | 26 | 2025 | Winter | Pc_flex, [MW] | 0 | 2 | 3.925e-06 | 5.3251e-06 | 4.1572e-06 | 3.8272e-06 | 3.5104e-06 | 4.2653e-06 | 4.9337e-06 | 6.9816e-06 | 6.0608e-05 | 0.00010405 | 6.0639e-05 | 8.1837e-05 | 7.8029e-05 | 5.8584e-05 | 6.2046e-05 | 9.6694e-05 | 0.0088979 | 6.5014e-05 | 0.00037387 | 1.8326e-05 | 9.5627e-06 | 8.5217e-06 | 5.1895e-06 | 4.2038e-06
TSO | - | 16 | 26 | 2025 | Winter | Pc_net, [MW] | 0 | 2 | 24.7233 | 22.4929 | 21.2253 | 20.8382 | 20.2992 | 20.9754 | 26.1069 | 27.3965 | 30.4964 | 31.3856 | 31.0505 | 31.1335 | 30.7972 | 30.7892 | 30.0477 | 29.478 | 28.2762 | 30.9759 | 31.876 | 31.6126 | 31.9176 | 30.0875 | 29.7256 | 27.352
TSO | - | 16 | 26 | 2025 | Winter | Qc, [MVAr] | 0 | 2 | 0.77281 | 0.54482 | 0.32582 | 0.33882 | -0.16118 | 0.074822 | 1.6508 | 3.0747 | 4.3767 | 5.1307 | 5.0627 | 5.0017 | 4.8817 | 4.6457 | 4.2837 | 3.3708 | 3.1948 | 3.6977 | 3.8858 | 3.6838 | 3.3868 | 2.9868 | 2.1558 | 1.4158
TSO | - | 16 | 26 | 2025 | Winter | Qc_flex, [MVAr] | 0 | 2 | 3.925e-06 | 5.3251e-06 | 4.1572e-06 | 3.8272e-06 | 3.5104e-06 | 4.2653e-06 | 4.9337e-06 | 6.9816e-06 | 6.0608e-05 | 0.00010405 | 6.0639e-05 | 8.1837e-05 | 7.8029e-05 | 5.8584e-05 | 6.2046e-05 | 9.6694e-05 | 0.0088979 | 6.5014e-05 | 0.00037387 | 1.8326e-05 | 9.5627e-06 | 8.5217e-06 | 5.1895e-06 | 4.2038e-06
TSO | - | 16 | 26 | 2025 | Winter | Qc_net, [MVAr] | 0 | 2 | 0.77281 | 0.54482 | 0.32582 | 0.33882 | -0.16118 | 0.074822 | 1.6508 | 3.0747 | 4.3767 | 5.1307 | 5.0627 | 5.0017 | 4.8817 | 4.6457 | 4.2837 | 3.3708 | 3.1948 | 3.6977 | 3.8858 | 3.6838 | 3.3868 | 2.9868 | 2.1558 | 1.4158
TSO | - | 17 | 30 | 2025 | Winter | Pc, [MW] | 0 | 2 | 11.8108 | 11.225 | 11.0747 | 11.0136 | 10.9194 | 11.3709 | 14.6369 | 15.3047 | 15.8385 | 15.4014 | 15.3024 | 16.1059 | 16.0114 | 16.2852 | 15.675 | 15.3959 | 15.1009 | 15.8406 | 15.2568 | 14.6433 | 14.8767 | 13.8313 | 12.8219 | 12.4771
TSO | - | 17 | 30 | 2025 | Winter | Pc_flex, [MW] | 0 | 2 | 3.6803e-06 | 4.9183e-06 | 3.8833e-06 | 3.6002e-06 | 3.3146e-06 | 4.0221e-06 | 5.068e-06 | 7.4075e-06 | 9.186e-05 | 0.00020399 | 7.8315e-05 | 0.00047474 | 0.00011858 | 9.9576e-05 | 6.7484e-05 | 7.63e-05 | 0.0002608 | 0.00011129 | 0.0083591 | 1.8171e-05 | 9.4779e-06 | 8.0264e-06 | 4.9254e-06 | 4.0238e-06
TSO | - | 17 | 30 | 2025 | Winter | Pc_net, [MW] | 0 | 2 | 11.8108 | 11.225 | 11.0747 | 11.0136 | 10.9194 | 11.3709 | 14.6369 | 15.3047 | 15.8384 | 15.4012 | 15.3023 | 16.1054 | 16.0112 | 16.2851 | 15.675 | 15.3959 | 15.1007 | 15.8405 | 15.2484 | 14.6433 | 14.8766 | 13.8313 | 12.8219 | 12.4771
TSO | - | 17 | 30 | 2025 | Winter | Qc, [MVAr] | 0 | 2 | -1.647 | -1.89 | -1.934 | -1.916 | -1.817 | -1.587 | -0.23798 | 0.58602 | 0.99702 | 0.57802 | 0.67402 | 1.048 | 1.19 | 1.181 | 0.53202 | 0.28202 | 0.28702 | 0.32602 | -0.071979 | -0.50798 | -0.13498 | -0.54798 | -1.453 | -1.515
TSO | - | 17 | 30 | 2025 | Winter | Qc_flex, [MVAr] | 0 | 2 | 3.6803e-06 | 4.9183e-06 | 3.8833e-06 | 3.6002e-06 | 3.3146e-06 | 4.0221e-06 | 5.068e-06 | 7.4075e-06 | 9.186e-05 | 0.00020399 | 7.8315e-05 | 0.00047474 | 0.00011858 | 9.9576e-05 | 6.7484e-05 | 7.63e-05 | 0.0002608 | 0.00011129 | 0.0083591 | 1.8171e-05 | 9.4779e-06 | 8.0264e-06 | 4.9254e-06 | 4.0238e-06
TSO | - | 17 | 30 | 2025 | Winter | Qc_net, [MVAr] | 0 | 2 | -1.647 | -1.89 | -1.934 | -1.916 | -1.817 | -1.587 | -0.23798 | 0.58602 | 0.99702 | 0.57802 | 0.67402 | 1.048 | 1.19 | 1.181 | 0.53202 | 0.28202 | 0.28702 | 0.32602 | -0.07198 | -0.50798 | -0.13498 | -0.54798 | -1.453 | -1.515
TSO | - | 18 | 35 | 2025 | Winter | Pc, [MW] | 0 | 2 | 19.5423 | 18.6696 | 17.4621 | 17.156 | 16.9346 | 19.274 | 26.8575 | 29.3031 | 30.0396 | 30.6174 | 27.5253 | 29.3277 | 28.6991 | 27.916 | 25.875 | 25.51 | 26.195 | 29.1183 | 27.592 | 27.1851 | 27.0756 | 24.9343 | 23.3756 | 21.5168
TSO | - | 18 | 35 | 2025 | Winter | Pc_flex, [MW] | 0 | 2 | 3.7978e-06 | 5.0984e-06 | 3.9999e-06 | 3.6988e-06 | 3.4006e-06 | 4.1392e-06 | 5.1526e-06 | 7.351e-06 | 9.1569e-05 | 0.00016909 | 8.5757e-05 | 0.0003822 | 0.00010932 | 9.1671e-05 | 6.9884e-05 | 8.8842e-05 | 0.00045577 | 0.0001026 | 0.0082929 | 1.8879e-05 | 9.5599e-06 | 8.2524e-06 | 5.0566e-06 | 4.1222e-06
TSO | - | 18 | 35 | 2025 | Winter | Pc_net, [MW] | 0 | 2 | 19.5423 | 18.6695 | 17.4621 | 17.156 | 16.9346 | 19.274 | 26.8575 | 29.3031 | 30.0395 | 30.6172 | 27.5252 | 29.3274 | 28.699 | 27.9159 | 25.8749 | 25.5099 | 26.1946 | 29.1182 | 27.5837 | 27.1851 | 27.0756 | 24.9343 | 23.3756 | 21.5168
TSO | - | 18 | 35 | 2025 | Winter | Qc, [MVAr] | 0 | 2 | 3.4468 | 4.2508 | 4.2508 | 4.2508 | 4.2508 | 4.2508 | 2.1052 | 0.2283 | -0.040648 | -1.1121 | -0.30867 | -0.84451 | -1.1127 | -1.1126 | -0.04057 | 0.77593 | 1.0487 | 1.0476 | 1.0488 | 1.3168 | 2.1218 | 2.1218 | 3.1938 | 3.1938
TSO | - | 18 | 35 | 2025 | Winter | Qc_flex, [MVAr] | 0 | 2 | 3.7978e-06 | 5.0984e-06 | 3.9999e-06 | 3.6988e-06 | 3.4006e-06 | 4.1392e-06 | 5.1526e-06 | 7.351e-06 | 9.1569e-05 | 0.00016909 | 8.5757e-05 | 0.0003822 | 0.00010932 | 9.1671e-05 | 6.9884e-05 | 8.8842e-05 | 0.00045577 | 0.0001026 | 0.0082929 | 1.8879e-05 | 9.5599e-06 | 8.2524e-06 | 5.0566e-06 | 4.1222e-06
TSO | - | 18 | 35 | 2025 | Winter | Qc_net, [MVAr] | 0 | 2 | 3.4468 | 4.2508 | 4.2508 | 4.2508 | 4.2508 | 4.2508 | 2.1052 | 0.2283 | -0.040648 | -1.1121 | -0.30867 | -0.84451 | -1.1127 | -1.1126 | -0.04057 | 0.77593 | 1.0487 | 1.0476 | 1.0488 | 1.3168 | 2.1218 | 2.1218 | 3.1938 | 3.1938
TSO | - | 19 | 36 | 2025 | Winter | Pc, [MW] | 0 | 2 | 0.20595 | 2.0698 | -0.17127 | 0.13288 | 0.28057 | 0.031389 | 0.18013 | -0.19158 | -0.33477 | 0.0098615 | -0.065064 | 0.34291 | -0.32929 | -0.65283 | -0.04394 | -0.09224 | 0.38606 | 0.089725 | -0.13754 | 0.40219 | -0.063038 | 0.12497 | 0.084043 | 0.034908
TSO | - | 19 | 36 | 2025 | Winter | Pc_flex, [MW] | 0 | 2 | 3.7937e-06 | 5.084e-06 | 3.9911e-06 | 3.6915e-06 | 3.3947e-06 | 4.1343e-06 | 5.1439e-06 | 7.3715e-06 | 9.7019e-05 | 0.00016137 | 8.8205e-05 | 0.00033352 | 0.00011103 | 8.9396e-05 | 6.988e-05 | 8.9156e-05 | 0.00035502 | 0.00010429 | 0.0084407 | 1.8978e-05 | 9.5279e-06 | 8.2282e-06 | 5.0467e-06 | 4.1071e-06
TSO | - | 19 | 36 | 2025 | Winter | Pc_net, [MW] | 0 | 2 | 0.20595 | 2.0698 | -0.17128 | 0.13288 | 0.28056 | 0.031386 | 0.18012 | -0.19159 | -0.33486 | 0.0097005 | -0.065151 | 0.34258 | -0.3294 | -0.65292 | -0.044008 | -0.092328 | 0.3857 | 0.089621 | -0.14598 | 0.40217 | -0.063047 | 0.12497 | 0.084039 | 0.034905
TSO | - | 19 | 36 | 2025 | Winter | Qc, [MVAr] | 0 | 2 | 1.5839 | 1.01 | 1.409 | 1.55 | 1.545 | 1.413 | 1.8699 | 1.7589 | 2.3479 | 1.9629 | 1.5059 | 1.4199 | 1.7569 | 1.2349 | 1.3179 | 1.3259 | 1.749 | 1.6079 | 1.5309 | 1.795 | 1.869 | 1.438 | 1.162 | 1.399
TSO | - | 19 | 36 | 2025 | Winter | Qc_flex, [MVAr] | 0 | 2 | 3.7937e-06 | 5.084e-06 | 3.9911e-06 | 3.6915e-06 | 3.3947e-06 | 4.1343e-06 | 5.1439e-06 | 7.3715e-06 | 9.7019e-05 | 0.00016137 | 8.8205e-05 | 0.00033352 | 0.00011103 | 8.9396e-05 | 6.988e-05 | 8.9156e-05 | 0.00035502 | 0.00010429 | 0.0084407 | 1.8978e-05 | 9.5279e-06 | 8.2282e-06 | 5.0467e-06 | 4.1071e-06
TSO | - | 19 | 36 | 2025 | Winter | Qc_net, [MVAr] | 0 | 2 | 1.5839 | 1.01 | 1.409 | 1.55 | 1.545 | 1.413 | 1.8699 | 1.7589 | 2.3479 | 1.9629 | 1.5059 | 1.4199 | 1.7569 | 1.2349 | 1.3179 | 1.3259 | 1.749 | 1.6079 | 1.5309 | 1.795 | 1.869 | 1.438 | 1.162 | 1.399
TSO | - | 20 | 42 | 2025 | Winter | Pc, [MW] | 0 | 2 | 16.6335 | 15.5387 | 14.6395 | 14.4557 | 14.5122 | 15.2694 | 19.7134 | 20.8761 | 21.8086 | 22.2531 | 21.6489 | 22.286 | 22.1706 | 21.3757 | 20.7588 | 19.5112 | 19.3441 | 23.1425 | 22.9017 | 22.9021 | 22.4638 | 21.2943 | 20.5766 | 18.3135
TSO | - | 20 | 42 | 2025 | Winter | Pc_flex, [MW] | 0 | 2 | 3.8237e-06 | 5.1291e-06 | 4.022e-06 | 3.7148e-06 | 3.4141e-06 | 4.1811e-06 | 4.9876e-06 | 7.1981e-06 | 8.0141e-05 | 0.00012662 | 6.4595e-05 | 9.5424e-05 | 7.9071e-05 | 5.9005e-05 | 5.7169e-05 | 7.7105e-05 | 0.00034133 | 7.725e-05 | 0.0088814 | 1.9335e-05 | 9.6675e-06 | 8.3932e-06 | 5.1108e-06 | 4.1174e-06
TSO | - | 20 | 42 | 2025 | Winter | Pc_net, [MW] | 0 | 2 | 16.6335 | 15.5387 | 14.6395 | 14.4557 | 14.5122 | 15.2694 | 19.7134 | 20.8761 | 21.8085 | 22.2529 | 21.6488 | 22.2859 | 22.1706 | 21.3757 | 20.7588 | 19.5111 | 19.3438 | 23.1424 | 22.8929 | 22.9021 | 22.4638 | 21.2943 | 20.5766 | 18.3135
TSO | - | 20 | 42 | 2025 | Winter | Qc, [MVAr] | 0 | 2 | -2.1901 | -2.9251 | -3.0511 | -3.0511 | -3.0511 | -2.8821 | -1.4591 | -0.67408 | 0.25691 | 0.82993 | -0.34208 | -0.26007 | 0.11592 | 0.038927 | -0.19507 | -1.0941 | -1.4591 | -0.57107 | -0.51606 | -0.21106 | -0.086056 | -0.76206 | -1.2851 | -1.6121
TSO | - | 20 | 42 | 2025 | Winter | Qc_flex, [MVAr] | 0 | 2 | 3.8237e-06 | 5.1291e-06 | 4.022e-06 | 3.7148e-06 | 3.4141e-06 | 4.1811e-06 | 4.9876e-06 | 7.1981e-06 | 8.0141e-05 | 0.00012662 | 6.4595e-05 | 9.5424e-05 | 7.9071e-05 | 5.9005e-05 | 5.7169e-05 | 7.7105e-05 | 0.00034133 | 7.725e-05 | 0.0088814 | 1.9335e-05 | 9.6675e-06 | 8.3932e-06 | 5.1108e-06 | 4.1174e-06
TSO | - | 20 | 42 | 2025 | Winter | Qc_net, [MVAr] | 0 | 2 | -2.1901 | -2.9251 | -3.0511 | -3.0511 | -3.0511 | -2.8821 | -1.4591 | -0.67408 | 0.25691 | 0.82993 | -0.34208 | -0.26007 | 0.11592 | 0.038927 | -0.19507 | -1.0941 | -1.4591 | -0.57107 | -0.51606 | -0.21106 | -0.086056 | -0.76206 | -1.2851 | -1.6121
TSO | - | 21 | 55 | 2025 | Winter | Pc, [MW] | 0 | 2 | 3.1037 | 3.1251 | 3.0558 | 3.0248 | 2.9231 | 2.8534 | 4.3846 | 5.4331 | 5.6681 | 5.9466 | 5.9028 | 5.9184 | 5.9649 | 6.0702 | 5.7256 | 5.6015 | 5.4955 | 6.004 | 6.0129 | 5.9649 | 6.0239 | 5.8379 | 5.0198 | 4.52
TSO | - | 21 | 55 | 2025 | Winter | Pc_flex, [MW] | 0 | 2 | 3.8227e-06 | 5.1258e-06 | 4.022e-06 | 3.7148e-06 | 3.4135e-06 | 4.1553e-06 | 5.0122e-06 | 7.2002e-06 | 8.412e-05 | 0.00013637 | 7.5002e-05 | 0.00013076 | 9.1238e-05 | 6.9276e-05 | 6.3262e-05 | 8.7241e-05 | 0.00039675 | 8.491e-05 | 0.0087204 | 1.9163e-05 | 9.5864e-06 | 8.3324e-06 | 5.0833e-06 | 4.1164e-06
TSO | - | 21 | 55 | 2025 | Winter | Pc_net, [MW] | 0 | 2 | 3.1037 | 3.1251 | 3.0558 | 3.0248 | 2.9231 | 2.8534 | 4.3846 | 5.4331 | 5.668 | 5.9464 | 5.9027 | 5.9183 | 5.9648 | 6.0701 | 5.7255 | 5.6014 | 5.4951 | 6.0039 | 6.0042 | 5.9648 | 6.0239 | 5.8379 | 5.0198 | 4.52
TSO | - | 21 | 55 | 2025 | Winter | Qc, [MVAr] | 0 | 2 | 0.75896 | 0.75897 | 0.75897 | 0.75897 | 0.75897 | 0.75897 | 0.75896 | 0.75896 | 0.75895 | 0.75896 | 0.75895 | 0.75896 | 0.75895 | 0.75896 | 0.75896 | 0.75896 | 0.75897 | 0.75896 | 0.75896 | 0.75897 | 0.75897 | 0.75897 | 0.75897 | 0.75897
TSO | - | 21 | 55 | 2025 | Winter | Qc_flex, [MVAr] | 0 | 2 | 3.8227e-06 | 5.1258e-06 | 4.022e-06 | 3.7148e-06 | 3.4135e-06 | 4.1553e-06 | 5.0122e-06 | 7.2002e-06 | 8.412e-05 | 0.00013637 | 7.5002e-05 | 0.00013076 | 9.1238e-05 | 6.9276e-05 | 6.3262e-05 | 8.7241e-05 | 0.00039675 | 8.491e-05 | 0.0087204 | 1.9163e-05 | 9.5864e-06 | 8.3324e-06 | 5.0833e-06 | 4.1164e-06
TSO | - | 21 | 55 | 2025 | Winter | Qc_net, [MVAr] | 0 | 2 | 0.75896 | 0.75897 | 0.75897 | 0.75897 | 0.75897 | 0.75897 | 0.75896 | 0.75896 | 0.75895 | 0.75896 | 0.75895 | 0.75896 | 0.75896 | 0.75896 | 0.75896 | 0.75896 | 0.75897 | 0.75896 | 0.75897 | 0.75897 | 0.75897 | 0.75897 | 0.75897 | 0.75897
TSO | - | 22 | 68 | 2025 | Winter | Pc, [MW] | 0 | 2 | 6.4149 | 6.1975 | 5.8979 | 6.397 | 6.075 | 5.9919 | 6.7648 | 6.6289 | 6.416 | 6.9918 | 7.0407 | 6.9083 | 6.8468 | 6.9051 | 6.8894 | 6.2565 | 6.5073 | 6.8586 | 6.0948 | 6.6656 | 6.3179 | 5.8203 | 6.2737 | 6.3931
TSO | - | 22 | 68 | 2025 | Winter | Pc_flex, [MW] | 0 | 2 | 3.7445e-06 | 4.9784e-06 | 3.9205e-06 | 3.6323e-06 | 3.3421e-06 | 4.1322e-06 | 5.1214e-06 | 7.5259e-06 | 0.00012552 | 0.00014171 | 7.5394e-05 | 0.00014038 | 8.6441e-05 | 6.6148e-05 | 5.7479e-05 | 7.0124e-05 | 0.00017447 | 8.9851e-05 | 0.0089126 | 1.9216e-05 | 9.4701e-06 | 8.122e-06 | 4.9976e-06 | 4.0396e-06
TSO | - | 22 | 68 | 2025 | Winter | Pc_net, [MW] | 0 | 2 | 6.4149 | 6.1975 | 5.8979 | 6.397 | 6.075 | 5.9919 | 6.7648 | 6.6289 | 6.4159 | 6.9917 | 7.0406 | 6.9082 | 6.8467 | 6.905 | 6.8893 | 6.2565 | 6.5071 | 6.8585 | 6.0859 | 6.6655 | 6.3179 | 5.8202 | 6.2737 | 6.3931
TSO | - | 22 | 68 | 2025 | Winter | Qc, [MVAr] | 0 | 2 | 1.659 | 1.559 | 1.295 | 1.513 | 1.492 | 1.642 | 1.755 | 2.04 | 1.94 | 2.044 | 2.04 | 2.061 | 2.27 | 2.266 | 1.86 | 1.768 | 1.504 | 1.542 | 1.542 | 1.76 | 1.542 | 1.676 | 1.395 | 1.391
TSO | - | 22 | 68 | 2025 | Winter | Qc_flex, [MVAr] | 0 | 2 | 3.7445e-06 | 4.9784e-06 | 3.9205e-06 | 3.6323e-06 | 3.3421e-06 | 4.1322e-06 | 5.1214e-06 | 7.5259e-06 | 0.00012552 | 0.00014171 | 7.5394e-05 | 0.00014038 | 8.6441e-05 | 6.6148e-05 | 5.7479e-05 | 7.0124e-05 | 0.00017447 | 8.9851e-05 | 0.0089126 | 1.9216e-05 | 9.4701e-06 | 8.122e-06 | 4.9976e-06 | 4.0396e-06
TSO | - | 22 | 68 | 2025 | Winter | Qc_net, [MVAr] | 0 | 2 | 1.659 | 1.559 | 1.295 | 1.513 | 1.492 | 1.642 | 1.755 | 2.04 | 1.94 | 2.044 | 2.04 | 2.061 | 2.27 | 2.266 | 1.86 | 1.768 | 1.504 | 1.542 | 1.542 | 1.76 | 1.542 | 1.676 | 1.395 | 1.391
TSO | - | 23 | 72 | 2025 | Winter | Pc, [MW] | 0 | 2 | 22.0693 | 13.0286 | 11.7204 | 11.9953 | 13.1512 | 13.4223 | 20.1105 | 29.1609 | 33.1451 | 37.915 | 31.1503 | 25.3219 | 27.025 | 29.4118 | 28.6778 | 28.1868 | 27.2191 | 35.8472 | 32.9625 | 34.3356 | 32.8323 | 30.3081 | 26.393 | 25.6059
TSO | - | 23 | 72 | 2025 | Winter | Pc_flex, [MW] | 0 | 2 | 3.9513e-06 | 5.3839e-06 | 4.1993e-06 | 3.8641e-06 | 3.5423e-06 | 4.3024e-06 | 4.9159e-06 | 6.9153e-06 | 5.3511e-05 | 8.5915e-05 | 5.5068e-05 | 7.0687e-05 | 7.1803e-05 | 5.455e-05 | 5.9843e-05 | 9.5338e-05 | 0.0091325 | 5.8377e-05 | 0.00020242 | 1.7585e-05 | 9.4148e-06 | 8.4921e-06 | 5.1932e-06 | 4.2192e-06
TSO | - | 23 | 72 | 2025 | Winter | Pc_net, [MW] | 0 | 2 | 22.0693 | 13.0286 | 11.7204 | 11.9953 | 13.1512 | 13.4223 | 20.1105 | 29.1609 | 33.1451 | 37.9149 | 31.1502 | 25.3219 | 27.025 | 29.4118 | 28.6777 | 28.1867 | 27.2099 | 35.8471 | 32.9623 | 34.3356 | 32.8323 | 30.3081 | 26.393 | 25.6059
TSO | - | 23 | 72 | 2025 | Winter | Qc, [MVAr] | 0 | 2 | 9.6571 | 7.9501 | 7.5071 | 6.9121 | 7.0161 | 7.2951 | 2.9561 | 0.58709 | 0.41207 | 0.91209 | 5.7911 | 4.9571 | 3.0831 | 4.9051 | 6.9511 | 8.1081 | 7.2371 | 1.1091 | 2.3151 | 2.3061 | 2.6351 | 5.1311 | 8.0571 | 7.0041
TSO | - | 23 | 72 | 2025 | Winter | Qc_flex, [MVAr] | 0 | 2 | 3.9513e-06 | 5.3839e-06 | 4.1993e-06 | 3.8641e-06 | 3.5423e-06 | 4.3024e-06 | 4.9159e-06 | 6.9153e-06 | 5.3511e-05 | 8.5915e-05 | 5.5068e-05 | 7.0687e-05 | 7.1803e-05 | 5.455e-05 | 5.9843e-05 | 9.5338e-05 | 0.0091325 | 5.8377e-05 | 0.00020242 | 1.7585e-05 | 9.4148e-06 | 8.4921e-06 | 5.1932e-06 | 4.2192e-06
TSO | - | 23 | 72 | 2025 | Winter | Qc_net, [MVAr] | 0 | 2 | 9.6571 | 7.9501 | 7.5071 | 6.9121 | 7.0161 | 7.2951 | 2.9561 | 0.58709 | 0.41207 | 0.91209 | 5.7911 | 4.9571 | 3.0831 | 4.9051 | 6.9511 | 8.1081 | 7.2371 | 1.1091 | 2.3151 | 2.3061 | 2.6351 | 5.1311 | 8.0571 | 7.0041
TSO | - | 24 | 103 | 2025 | Winter | Pc, [MW] | 0 | 2 | 5.7636 | 1.6358 | 2.617 | -0.42173 | 0.010003 | 2.8588 | 8.4981 | 21.587 | 30.7375 | 34.7707 | 30.566 | 28.3244 | 27.5062 | 24.8014 | 24.5862 | 17.3783 | 16.6535 | 23.1347 | 25.4859 | 22.7545 | 17.6331 | 18.7098 | 11.1636 | 6.4407
TSO | - | 24 | 103 | 2025 | Winter | Pc_flex, [MW] | 0 | 2 | 3.9403e-06 | 5.3598e-06 | 4.1833e-06 | 3.8491e-06 | 3.53e-06 | 4.2871e-06 | 4.9122e-06 | 6.9261e-06 | 5.5782e-05 | 9.3689e-05 | 5.7094e-05 | 7.3964e-05 | 7.3898e-05 | 5.5652e-05 | 6.0615e-05 | 9.4792e-05 | 0.0090697 | 6.0184e-05 | 0.00024443 | 1.7841e-05 | 9.4518e-06 | 8.5015e-06 | 5.1873e-06 | 4.2096e-06
TSO | - | 24 | 103 | 2025 | Winter | Pc_net, [MW] | 0 | 2 | 5.7636 | 1.6357 | 2.617 | -0.42173 | 0.010001 | 2.8588 | 8.4981 | 21.587 | 30.7375 | 34.7706 | 30.5659 | 28.3243 | 27.5061 | 24.8014 | 24.5861 | 17.3782 | 16.6444 | 23.1346 | 25.4856 | 22.7545 | 17.6331 | 18.7098 | 11.1636 | 6.4407
TSO | - | 24 | 103 | 2025 | Winter | Qc, [MVAr] | 0 | 2 | -18.9666 | -22.3325 | -21.7375 | -21.4505 | -21.3585 | -21.0785 | -5.9417 | 4.3312 | 8.0891 | 11.9751 | 7.6731 | 6.4961 | 6.7601 | 7.0721 | 3.6702 | -2.0168 | -3.7227 | 5.2681 | 7.5161 | 5.5771 | 4.0712 | 1.8302 | -5.8647 | -7.5996
TSO | - | 24 | 103 | 2025 | Winter | Qc_flex, [MVAr] | 0 | 2 | 3.9403e-06 | 5.3598e-06 | 4.1833e-06 | 3.8491e-06 | 3.53e-06 | 4.2871e-06 | 4.9122e-06 | 6.9261e-06 | 5.5782e-05 | 9.3689e-05 | 5.7094e-05 | 7.3964e-05 | 7.3898e-05 | 5.5652e-05 | 6.0615e-05 | 9.4792e-05 | 0.0090697 | 6.0184e-05 | 0.00024443 | 1.7841e-05 | 9.4518e-06 | 8.5015e-06 | 5.1873e-06 | 4.2096e-06
TSO | - | 24 | 103 | 2025 | Winter | Qc_net, [MVAr] | 0 | 2 | -18.9666 | -22.3325 | -21.7375 | -21.4505 | -21.3585 | -21.0785 | -5.9417 | 4.3312 | 8.0891 | 11.9751 | 7.6731 | 6.4961 | 6.7601 | 7.0721 | 3.6702 | -2.0168 | -3.7227 | 5.2681 | 7.5161 | 5.5771 | 4.0712 | 1.8302 | -5.8647 | -7.5996
TSO | - | ADN_19 | 19 | 2025 | Winter | Pc, [MW] | 0 | 2 | 12.4496 | 11.6497 | 11.3915 | 11.1212 | 10.8756 | 10.9492 | 18.9978 | 20.0135 | 17.0176 | 12.1269 | 19.6589 | 20.3485 | 20.1922 | 19.9785 | 18.0513 | 17.2447 | 15.571 | 17.9552 | 16.6243 | 14.9331 | 14.9288 | 12.1384 | 13.153 | 13.8272
TSO | - | ADN_19 | 19 | 2025 | Winter | Pc_flex, [MW] | 0 | 2 | 0.39282 | 0.42281 | 0.45027 | 0.48701 | 0.48089 | 0.51035 | 1.4141 | 0.65563 | 2.736 | 0.46779 | 0.061465 | 0.57769 | 0.82588 | 0.4978 | 0.58147 | 1.2853 | 2.9517 | 1.1344 | 1.4511 | 2.4043 | 1.6141 | 0.51575 | 0.49267 | 0.48807
TSO | - | ADN_19 | 19 | 2025 | Winter | Pc_net, [MW] | 0 | 2 | 12.8424 | 12.0725 | 11.8417 | 11.6083 | 11.3564 | 11.4595 | 20.412 | 20.6691 | 19.7536 | 12.5947 | 19.5974 | 20.9262 | 21.0181 | 20.4763 | 18.6327 | 18.53 | 12.6192 | 19.0896 | 18.0754 | 17.3373 | 13.3147 | 12.6542 | 13.6456 | 13.3391
TSO | - | ADN_19 | 19 | 2025 | Winter | Qc, [MVAr] | 0 | 2 | 0.47756 | 0.49812 | 0.47552 | 0.53471 | 0.21163 | 0.049226 | 2.9511 | 3.6984 | 4.5902 | 3.4781 | 5.5767 | 3.4489 | 4.2592 | 4.0724 | 2.9626 | 2.7175 | 2.1425 | 3.2721 | 2.6917 | 2.3516 | 2.1237 | 1.8384 | 1.4607 | 0.77539
TSO | - | ADN_19 | 19 | 2025 | Winter | Qc_flex, [MVAr] | 0 | 2 | 0.39282 | 0.42281 | 0.45027 | 0.48701 | 0.48089 | 0.51035 | 1.4141 | 0.65563 | 2.736 | 0.46779 | 0.061465 | 0.57769 | 0.82588 | 0.4978 | 0.58147 | 1.2853 | 2.9517 | 1.1344 | 1.4511 | 2.4043 | 1.6141 | 0.51575 | 0.49267 | 0.48807
TSO | - | ADN_19 | 19 | 2025 | Winter | Qc_net, [MVAr] | 0 | 2 | 1.4611 | -0.33731 | -0.64866 | -0.69546 | -1.0621 | -1.0844 | 2.5976 | 2.5335 | 5.5929 | 3.4781 | 7.2636 | 3.2582 | 3.0994 | 2.6821 | 4.2578 | 4.2164 | 2.2616 | 4.4979 | 3.7788 | 3.9228 | 2.399 | 2.2743 | 2.166 | -0.26865
TSO | - | ADN_29 | 29 | 2025 | Winter | Pc, [MW] | 0 | 2 | 7.1015 | 6.6866 | 6.3734 | 6.3667 | 6.1501 | 6.1872 | 6.369 | 6.5159 | 6.7632 | 6.6633 | 6.7073 | 6.5174 | 6.8124 | 6.5867 | 6.4717 | 6.5889 | 6.8707 | 7.1508 | 7.0808 | 6.7609 | 6.7294 | 6.4436 | 6.5582 | 6.5991
TSO | - | ADN_29 | 29 | 2025 | Winter | Pc_flex, [MW] | 0 | 2 | 1.5432 | 1.6286 | 1.7011 | 1.6707 | 1.8315 | 1.704 | 1.2031 | 1.2088 | 0.0029437 | 0.28974 | 0.40533 | 0.067913 | 0.37572 | 0.2625 | 1.0534 | 0.89028 | 1.4601 | 0.22483 | 1.0295 | 0.15916 | 0.041977 | 0.029711 | 1.0222 | 0.85156
TSO | - | ADN_29 | 29 | 2025 | Winter | Pc_net, [MW] | 0 | 2 | 8.6447 | 8.3152 | 8.0745 | 8.0374 | 7.9815 | 7.8912 | 7.5721 | 7.7247 | 6.7661 | 6.3736 | 6.302 | 6.4495 | 6.4367 | 6.3242 | 7.5251 | 7.4792 | 8.3307 | 6.926 | 8.1103 | 6.9201 | 6.7714 | 6.4733 | 7.5804 | 7.4506
TSO | - | ADN_29 | 29 | 2025 | Winter | Qc, [MVAr] | 0 | 2 | 0.75466 | 0.66225 | 0.48615 | 0.39463 | 0.39957 | 0.42712 | 0.4283 | 0.8579 | 0.9565 | 0.88525 | 0.96151 | 0.70844 | 0.86721 | 0.8168 | 0.63159 | 0.70885 | 0.84131 | 1.0699 | 0.89406 | 0.78961 | 0.7382 | 0.68843 | 0.60704 | 0.56873
TSO | - | ADN_29 | 29 | 2025 | Winter | Qc_flex, [MVAr] | 0 | 2 | 1.5432 | 1.6286 | 1.7011 | 1.6707 | 1.8315 | 1.704 | 1.2031 | 1.2088 | 0.0029437 | 0.28974 | 0.40533 | 0.067913 | 0.37572 | 0.2625 | 1.0534 | 0.89028 | 1.4601 | 0.22483 | 1.0295 | 0.15916 | 0.041977 | 0.029711 | 1.0222 | 0.85156
TSO | - | ADN_29 | 29 | 2025 | Winter | Qc_net, [MVAr] | 0 | 2 | 1.0581 | 0.9513 | 0.84145 | 0.8379 | 0.84278 | 0.85251 | 0.76068 | 1.2733 | 0.57631 | 0.45902 | 0.49067 | 0.37265 | 0.47501 | 0.42456 | 0.94444 | 1.0419 | 0.79743 | 0.76894 | 0.81427 | 0.58048 | 0.47129 | 0.65005 | 0.65775 | 0.64646
TSO | - | ADN_1 | 1 | 2025 | Winter | Pc, [MW] | 1 | 0 | 25.828 | 23.2411 | 22.162 | 22.004 | 21.9312 | 23.538 | 28.5827 | 30.0965 | 32.2778 | 34.9763 | 36.1201 | 37.6326 | 35.9305 | 34.1338 | 32.0188 | 31.333 | 31.7744 | 35.546 | 35.0187 | 34.2481 | 33.5762 | 30.9065 | 29.7361 | 27.6412
TSO | - | ADN_1 | 1 | 2025 | Winter | Pc_flex, [MW] | 1 | 0 | 0.40804 | 7.4292e-06 | 8.8843e-06 | 9.9733e-06 | 1.1188e-05 | 7.8933e-06 | 1.8226 | 2.5569 | 0.89673 | 1.4389 | 0.18203 | 0.41673 | 1.6485 | 0.2826 | 0.25671 | 0.41933 | 7.0573e-06 | 0.95317 | 0.77113 | 0.95904 | 0.81422 | 0.49995 | 0.59457 | 1.0625
TSO | - | ADN_1 | 1 | 2025 | Winter | Pc_net, [MW] | 1 | 0 | 26.2361 | 23.2411 | 22.162 | 22.004 | 21.9312 | 23.538 | 30.4053 | 32.6533 | 33.1745 | 36.4152 | 36.3021 | 37.2158 | 34.282 | 34.4164 | 32.2755 | 31.7524 | 31.7744 | 34.5928 | 34.2476 | 33.2891 | 32.762 | 30.4066 | 29.1415 | 26.5788
TSO | - | ADN_1 | 1 | 2025 | Winter | Qc, [MVAr] | 1 | 0 | -4.2018 | -4.7992 | -5.042 | -4.9802 | -5.0769 | -4.4987 | -2.8612 | -2.1361 | -1.4062 | -0.28379 | -0.045947 | 0.4551 | -0.2596 | -1.1452 | -2.3567 | -2.3235 | -2.0054 | -0.54896 | -0.96601 | -1.4633 | -1.8608 | -2.5641 | -3.2412 | -3.656
TSO | - | ADN_1 | 1 | 2025 | Winter | Qc_flex, [MVAr] | 1 | 0 | 0.40804 | 7.4292e-06 | 8.8843e-06 | 9.9733e-06 | 1.1188e-05 | 7.8933e-06 | 1.8226 | 2.5569 | 0.89673 | 1.4389 | 0.18203 | 0.41673 | 1.6485 | 0.2826 | 0.25671 | 0.41933 | 7.0573e-06 | 0.95317 | 0.77113 | 0.95904 | 0.81422 | 0.49995 | 0.59457 | 1.0625
TSO | - | ADN_1 | 1 | 2025 | Winter | Qc_net, [MVAr] | 1 | 0 | -4.0218 | -5.1998 | -4.8969 | -4.5532 | -4.6161 | -4.4987 | -2.8612 | -2.2088 | -1.4062 | -0.57484 | -0.60958 | -0.093172 | -0.55246 | -1.1132 | -2.3567 | -2.1373 | -2.0173 | -1.008 | -1.2387 | -0.95309 | -1.8608 | -2.2765 | -3.2412 | -3.656
TSO | - | 2 | 2 | 2025 | Winter | Pc, [MW] | 1 | 0 | 21.5773 | 20.4451 | 19.2015 | 18.9334 | 18.6259 | 19.9031 | 23.8073 | 26.2198 | 28.4612 | 28.9766 | 27.9931 | 28.2125 | 28.4195 | 28.4856 | 27.0037 | 26.2446 | 26.7585 | 30.2839 | 29.6163 | 28.7817 | 28.5886 | 26.5222 | 25.1507 | 23.5371
TSO | - | 2 | 2 | 2025 | Winter | Pc_flex, [MW] | 1 | 0 | 3.2465e-06 | 3.0149e-06 | 3.2412e-06 | 3.2014e-06 | 3.4655e-06 | 3.1399e-06 | 2.8072e-06 | 3.3157e-06 | 4.0823e-06 | 5.4479e-06 | 6.5496e-06 | 5.5776e-06 | 6.4982e-06 | 6.6844e-06 | 7.2036e-06 | 7.0308e-06 | 8.5231e-06 | 1.1693e-05 | 0.0099422 | 6.1114e-06 | 2.9608e-06 | 3.4433e-06 | 3.152e-06 | 3.13e-06
TSO | - | 2 | 2 | 2025 | Winter | Pc_net, [MW] | 1 | 0 | 21.5773 | 20.4451 | 19.2015 | 18.9334 | 18.6259 | 19.9031 | 23.8073 | 26.2198 | 28.4612 | 28.9766 | 27.9931 | 28.2125 | 28.4195 | 28.4856 | 27.0037 | 26.2446 | 26.7585 | 30.2839 | 29.6064 | 28.7817 | 28.5886 | 26.5222 | 25.1507 | 23.5371
TSO | - | 2 | 2 | 2025 | Winter | Qc, [MVAr] | 1 | 0 | -3.471 | -3.773 | -4.064 | -4.034 | -4.176 | -3.717 | -2.768 | -1.139 | -0.33503 | -0.051022 | -0.47003 | -0.34602 | -0.47903 | -0.48302 | -1.222 | -1.761 | -1.566 | -0.53402 | -0.77702 | -0.97702 | -1.535 | -1.993 | -2.674 | -3.01
TSO | - | 2 | 2 | 2025 | Winter | Qc_flex, [MVAr] | 1 | 0 | 3.2465e-06 | 3.0149e-06 | 3.2412e-06 | 3.2014e-06 | 3.4655e-06 | 3.1399e-06 | 2.8072e-06 | 3.3157e-06 | 4.0823e-06 | 5.4479e-06 | 6.5496e-06 | 5.5776e-06 | 6.4982e-06 | 6.6844e-06 | 7.2036e-06 | 7.0308e-06 | 8.5231e-06 | 1.1693e-05 | 0.0099422 | 6.1114e-06 | 2.9608e-06 | 3.4433e-06 | 3.152e-06 | 3.13e-06
TSO | - | 2 | 2 | 2025 | Winter | Qc_net, [MVAr] | 1 | 0 | -3.471 | -3.773 | -4.064 | -4.034 | -4.176 | -3.717 | -2.768 | -1.139 | -0.33503 | -0.051022 | -0.47003 | -0.34602 | -0.47902 | -0.48302 | -1.222 | -1.761 | -1.566 | -0.53402 | -0.77702 | -0.97702 | -1.535 | -1.993 | -2.674 | -3.01
TSO | - | 3 | 3 | 2025 | Winter | Pc, [MW] | 1 | 0 | 23.5202 | 22.2537 | 20.1014 | 21.1692 | 20.5027 | 20.8419 | 30.4017 | 31.1842 | 34.0816 | 34.2984 | 32.1729 | 35.2591 | 33.5559 | 32.0858 | 31.2452 | 29.2669 | 28.6544 | 31.124 | 30.4457 | 30.604 | 30.1471 | 26.9475 | 25.1543 | 25.0314
TSO | - | 3 | 3 | 2025 | Winter | Pc_flex, [MW] | 1 | 0 | 3.2983e-06 | 3.0496e-06 | 3.2713e-06 | 3.2145e-06 | 3.4839e-06 | 3.1666e-06 | 2.8398e-06 | 3.3348e-06 | 4.0832e-06 | 5.5958e-06 | 6.6421e-06 | 5.7208e-06 | 6.6061e-06 | 6.8651e-06 | 7.3769e-06 | 7.2236e-06 | 9.1888e-06 | 1.1881e-05 | 0.0099377 | 6.2275e-06 | 3.0431e-06 | 3.5485e-06 | 3.2366e-06 | 3.2334e-06
TSO | - | 3 | 3 | 2025 | Winter | Pc_net, [MW] | 1 | 0 | 23.5202 | 22.2537 | 20.1014 | 21.1692 | 20.5027 | 20.8419 | 30.4017 | 31.1842 | 34.0816 | 34.2984 | 32.1729 | 35.2591 | 33.5559 | 32.0858 | 31.2452 | 29.2669 | 28.6544 | 31.124 | 30.4358 | 30.604 | 30.1471 | 26.9475 | 25.1543 | 25.0314
TSO | - | 3 | 3 | 2025 | Winter | Qc, [MVAr] | 1 | 0 | 3.6261 | 4.4921 | 4.4921 | 4.4921 | 4.4921 | 3.6391 | 1.6501 | 0.21208 | -1.2449 | -1.2449 | -0.10791 | -1.2979 | -1.2979 | -1.0049 | -0.12591 | 0.7531 | 1.0461 | 1.0461 | 1.0461 | 1.0462 | 1.0461 | 2.1831 | 3.3371 | 3.3371
TSO | - | 3 | 3 | 2025 | Winter | Qc_flex, [MVAr] | 1 | 0 | 3.2983e-06 | 3.0496e-06 | 3.2713e-06 | 3.2145e-06 | 3.4839e-06 | 3.1666e-06 | 2.8398e-06 | 3.3348e-06 | 4.0832e-06 | 5.5958e-06 | 6.6421e-06 | 5.7208e-06 | 6.6061e-06 | 6.8651e-06 | 7.3769e-06 | 7.2236e-06 | 9.1888e-06 | 1.1881e-05 | 0.0099377 | 6.2275e-06 | 3.0431e-06 | 3.5485e-06 | 3.2366e-06 | 3.2334e-06
TSO | - | 3 | 3 | 2025 | Winter | Qc_net, [MVAr] | 1 | 0 | 3.6261 | 4.4921 | 4.4921 | 4.4921 | 4.4921 | 3.6391 | 1.6501 | 0.21208 | -1.2449 | -1.2449 | -0.10791 | -1.2979 | -1.2979 | -1.0049 | -0.12591 | 0.7531 | 1.0461 | 1.0461 | 1.0461 | 1.0462 | 1.0461 | 2.1831 | 3.3371 | 3.3371
TSO | - | 4 | 4 | 2025 | Winter | Pc, [MW] | 1 | 0 | 71.8388 | 64.7823 | 60.5022 | 59.4003 | 60.1305 | 63.2207 | 76.3901 | 78.1771 | 82.506 | 85.8075 | 85.8765 | 85.2408 | 85.5085 | 85.4695 | 83.1115 | 81.6122 | 82.6938 | 95.5802 | 95.5456 | 95.3306 | 93.4922 | 88.2899 | 86.7457 | 79.1817
TSO | - | 4 | 4 | 2025 | Winter | Pc_flex, [MW] | 1 | 0 | 3.3471e-06 | 3.0812e-06 | 3.3037e-06 | 3.2329e-06 | 3.5081e-06 | 3.1943e-06 | 2.8208e-06 | 3.3235e-06 | 4.094e-06 | 5.6252e-06 | 6.6076e-06 | 5.5955e-06 | 6.6237e-06 | 6.7938e-06 | 7.4193e-06 | 7.3636e-06 | 9.5558e-06 | 1.166e-05 | 0.0099362 | 6.3243e-06 | 3.0829e-06 | 3.6245e-06 | 3.2964e-06 | 3.2762e-06
TSO | - | 4 | 4 | 2025 | Winter | Pc_net, [MW] | 1 | 0 | 71.8388 | 64.7823 | 60.5022 | 59.4003 | 60.1305 | 63.2207 | 76.3901 | 78.1771 | 82.506 | 85.8075 | 85.8765 | 85.2408 | 85.5085 | 85.4695 | 83.1114 | 81.6122 | 82.6937 | 95.5802 | 95.5357 | 95.3306 | 93.4922 | 88.2899 | 86.7457 | 79.1817
TSO | - | 4 | 4 | 2025 | Winter | Qc, [MVAr] | 1 | 0 | 7.6793 | 5.9243 | 5.0713 | 4.9623 | 5.6403 | 7.0033 | 10.8652 | 13.2631 | 15.324 | 16.875 | 17.018 | 16.7121 | 16.7831 | 16.6121 | 14.9861 | 14.2391 | 14.6932 | 20.027 | 19.998 | 19.388 | 17.9451 | 15.9591 | 13.0162 | 9.9862
TSO | - | 4 | 4 | 2025 | Winter | Qc_flex, [MVAr] | 1 | 0 | 3.3471e-06 | 3.0812e-06 | 3.3037e-06 | 3.2329e-06 | 3.5081e-06 | 3.1943e-06 | 2.8208e-06 | 3.3235e-06 | 4.094e-06 | 5.6252e-06 | 6.6076e-06 | 5.5955e-06 | 6.6237e-06 | 6.7938e-06 | 7.4193e-06 | 7.3636e-06 | 9.5558e-06 | 1.166e-05 | 0.0099362 | 6.3243e-06 | 3.0829e-06 | 3.6245e-06 | 3.2964e-06 | 3.2762e-06
TSO | - | 4 | 4 | 2025 | Winter | Qc_net, [MVAr] | 1 | 0 | 7.6793 | 5.9243 | 5.0713 | 4.9623 | 5.6403 | 7.0033 | 10.8652 | 13.2631 | 15.324 | 16.875 | 17.018 | 16.7121 | 16.7831 | 16.6121 | 14.9861 | 14.2391 | 14.6932 | 20.027 | 19.998 | 19.388 | 17.9451 | 15.9591 | 13.0162 | 9.9862
TSO | - | 5 | 5 | 2025 | Winter | Pc, [MW] | 1 | 0 | -5.6771 | -6.4227 | -7.313 | -7.3077 | -7.2486 | 9.0742 | 10.9119 | 12.0132 | 5.573 | -1.8723 | -2.812 | -2.8823 | -2.5661 | -3.385 | -3.1479 | -4.1921 | -4.4408 | -2.1573 | -2.6262 | -2.4895 | -2.367 | -2.5716 | -2.2146 | -3.9936
TSO | - | 5 | 5 | 2025 | Winter | Pc_flex, [MW] | 1 | 0 | 3.2517e-06 | 3.0185e-06 | 3.2435e-06 | 3.2021e-06 | 3.4665e-06 | 3.1501e-06 | 2.8176e-06 | 3.3477e-06 | 4.0916e-06 | 5.4694e-06 | 6.4854e-06 | 5.5572e-06 | 6.488e-06 | 6.6727e-06 | 7.1988e-06 | 7.0296e-06 | 8.6529e-06 | 1.1591e-05 | 0.0099419 | 6.1667e-06 | 2.9895e-06 | 3.4733e-06 | 3.1761e-06 | 3.1489e-06
TSO | - | 5 | 5 | 2025 | Winter | Pc_net, [MW] | 1 | 0 | -5.6771 | -6.4227 | -7.313 | -7.3077 | -7.2486 | 9.0742 | 10.9119 | 12.0132 | 5.573 | -1.8723 | -2.812 | -2.8823 | -2.5661 | -3.385 | -3.1479 | -4.1921 | -4.4408 | -2.1573 | -2.6362 | -2.4895 | -2.367 | -2.5716 | -2.2146 | -3.9936
TSO | - | 5 | 5 | 2025 | Winter | Qc, [MVAr] | 1 | 0 | 0.36197 | 0.024974 | -0.45703 | -0.70003 | -0.52403 | 0.60997 | 1.846 | 2.1 | 1.675 | 0.92897 | 0.26696 | 0.31597 | 0.49796 | 0.24897 | 0.42397 | 0.30397 | 0.29697 | 0.34997 | 0.35997 | 0.44597 | 0.47697 | 0.56297 | 0.49497 | -0.057025
TSO | - | 5 | 5 | 2025 | Winter | Qc_flex, [MVAr] | 1 | 0 | 3.2517e-06 | 3.0185e-06 | 3.2435e-06 | 3.2021e-06 | 3.4665e-06 | 3.1501e-06 | 2.8176e-06 | 3.3477e-06 | 4.0916e-06 | 5.4694e-06 | 6.4854e-06 | 5.5572e-06 | 6.488e-06 | 6.6727e-06 | 7.1988e-06 | 7.0296e-06 | 8.6529e-06 | 1.1591e-05 | 0.0099419 | 6.1667e-06 | 2.9895e-06 | 3.4733e-06 | 3.1761e-06 | 3.1489e-06
TSO | - | 5 | 5 | 2025 | Winter | Qc_net, [MVAr] | 1 | 0 | 0.36197 | 0.024974 | -0.45703 | -0.70003 | -0.52403 | 0.60997 | 1.846 | 2.1 | 1.675 | 0.92897 | 0.26696 | 0.31597 | 0.49797 | 0.24897 | 0.42397 | 0.30397 | 0.29698 | 0.34997 | 0.35997 | 0.44597 | 0.47697 | 0.56297 | 0.49497 | -0.057024
TSO | - | 6 | 8 | 2025 | Winter | Pc, [MW] | 1 | 0 | -0.00099949 | -0.00099944 | -0.00099941 | -0.00099937 | -0.00099938 | -0.00099942 | -0.00099946 | -0.00099965 | -0.00099967 | -0.00099967 | -0.00099964 | -0.00099953 | -0.00099949 | -0.00099949 | -0.00099948 | -0.00099952 | -0.00099968 | -0.00099979 | -0.00099999 | -0.0009999 | -0.00099976 | -0.00099968 | -0.00099963 | -0.00099962
TSO | - | 6 | 8 | 2025 | Winter | Pc_flex, [MW] | 1 | 0 | 0 | 0 | 0 | 0 | 0 | 0 | 0 | 0 | 0 | 0 | 0 | 0 | 0 | 0 | 0 | 0 | 0 | 0 | 0 | 0 | 0 | 0 | 0 | 0
TSO | - | 6 | 8 | 2025 | Winter | Pc_net, [MW] | 1 | 0 | -0.00099949 | -0.00099944 | -0.00099941 | -0.00099937 | -0.00099938 | -0.00099942 | -0.00099946 | -0.00099965 | -0.00099967 | -0.00099967 | -0.00099964 | -0.00099953 | -0.00099949 | -0.00099949 | -0.00099948 | -0.00099952 | -0.00099968 | -0.00099979 | -0.00099999 | -0.0009999 | -0.00099976 | -0.00099968 | -0.00099963 | -0.00099962
TSO | - | 6 | 8 | 2025 | Winter | Qc, [MVAr] | 1 | 0 | 99.039 | 99.395 | 99.829 | 99.799 | 99.357 | 98.572 | 96.285 | 94.515 | 93.778 | 71.175 | 48.871 | 48.582 | 48.893 | 49.122 | 49.399 | 74.462 | 95.005 | 93.394 | 93.521 | 93.758 | 94.708 | 95.475 | 96.586 | 97.918
TSO | - | 6 | 8 | 2025 | Winter | Qc_flex, [MVAr] | 1 | 0 | 0 | 0 | 0 | 0 | 0 | 0 | 0 | 0 | 0 | 0 | 0 | 0 | 0 | 0 | 0 | 0 | 0 | 0 | 0 | 0 | 0 | 0 | 0 | 0
TSO | - | 6 | 8 | 2025 | Winter | Qc_net, [MVAr] | 1 | 0 | 99.039 | 99.395 | 99.829 | 99.799 | 99.357 | 98.572 | 96.285 | 94.515 | 93.778 | 71.175 | 48.871 | 48.582 | 48.893 | 49.122 | 49.399 | 74.462 | 95.005 | 93.394 | 93.521 | 93.758 | 94.708 | 95.475 | 96.586 | 97.918
TSO | - | 7 | 9 | 2025 | Winter | Pc, [MW] | 1 | 0 | 29.0064 | 30.7447 | 31.6893 | 35.1146 | 36.4167 | 22.9908 | 9.4402 | -19.4217 | -33.5329 | -24.0388 | -11.251 | -8.3491 | -18.387 | -6.4522 | -7.535 | -9.5237 | -13.952 | -20.3246 | -22.2844 | -24.3253 | -23.9776 | -13.7048 | 7.8994 | 25.8431
TSO | - | 7 | 9 | 2025 | Winter | Pc_flex, [MW] | 1 | 0 | 3.349e-06 | 3.0826e-06 | 3.3044e-06 | 3.2337e-06 | 3.5091e-06 | 3.1951e-06 | 2.861e-06 | 3.3468e-06 | 4.095e-06 | 5.6363e-06 | 6.7395e-06 | 5.7758e-06 | 6.6619e-06 | 6.9559e-06 | 7.4906e-06 | 7.3706e-06 | 9.5539e-06 | 1.1989e-05 | 0.0099348 | 6.3065e-06 | 3.0791e-06 | 3.6177e-06 | 3.298e-06 | 3.306e-06
TSO | - | 7 | 9 | 2025 | Winter | Pc_net, [MW] | 1 | 0 | 29.0064 | 30.7447 | 31.6893 | 35.1146 | 36.4167 | 22.9908 | 9.4402 | -19.4217 | -33.5329 | -24.0388 | -11.251 | -8.3491 | -18.387 | -6.4522 | -7.535 | -9.5237 | -13.952 | -20.3246 | -22.2943 | -24.3253 | -23.9776 | -13.7048 | 7.8994 | 25.8431
TSO | - | 7 | 9 | 2025 | Winter | Qc, [MVAr] | 1 | 0 | 13.2203 | 12.9592 | 13.3113 | 12.9992 | 11.5202 | 10.0373 | 4.3053 | 2.6793 | 5.1743 | 3.1713 | 2.1843 | -2.9297 | 2.2153 | 3.6353 | 5.7043 | 7.3773 | 7.9082 | 4.6713 | 4.5804 | 6.2624 | 8.7233 | 10.5462 | 10.6573 | 11.1404
TSO | - | 7 | 9 | 2025 | Winter | Qc_flex, [MVAr] | 1 | 0 | 3.349e-06 | 3.0826e-06 | 3.3044e-06 | 3.2337e-06 | 3.5091e-06 | 3.1951e-06 | 2.861e-06 | 3.3468e-06 | 4.095e-06 | 5.6363e-06 | 6.7395e-06 | 5.7758e-06 | 6.6619e-06 | 6.9559e-06 | 7.4906e-06 | 7.3706e-06 | 9.5539e-06 | 1.1989e-05 | 0.0099348 | 6.3065e-06 | 3.0791e-06 | 3.6177e-06 | 3.298e-06 | 3.306e-06
TSO | - | 7 | 9 | 2025 | Winter | Qc_net, [MVAr] | 1 | 0 | 13.2203 | 12.9592 | 13.3113 | 12.9992 | 11.5202 | 10.0373 | 4.3053 | 2.6793 | 5.1743 | 3.1713 | 2.1843 | -2.9297 | 2.2153 | 3.6353 | 5.7043 | 7.3773 | 7.9082 | 4.6713 | 4.5804 | 6.2624 | 8.7233 | 10.5462 | 10.6573 | 11.1404
TSO | - | 8 | 10 | 2025 | Winter | Pc, [MW] | 1 | 0 | 32.8185 | 30.8141 | 29.0772 | 28.3334 | 27.1928 | 28.0455 | 34.8648 | 35.98 | 42.7249 | 46.1985 | 45.8669 | 46.8163 | 45.6578 | 45.6031 | 45.2732 | 43.6605 | 42.963 | 49.0335 | 41.9247 | 41.2662 | 41.8587 | 39.3903 | 37.3482 | 34.3044
TSO | - | 8 | 10 | 2025 | Winter | Pc_flex, [MW] | 1 | 0 | 3.3328e-06 | 3.0715e-06 | 3.2934e-06 | 3.2265e-06 | 3.4994e-06 | 3.1838e-06 | 2.8262e-06 | 3.3102e-06 | 4.0789e-06 | 5.6198e-06 | 6.6379e-06 | 5.6499e-06 | 6.6161e-06 | 6.8314e-06 | 7.4189e-06 | 7.3325e-06 | 9.5049e-06 | 1.1878e-05 | 0.0099364 | 6.2936e-06 | 3.0727e-06 | 3.6039e-06 | 3.2799e-06 | 3.2676e-06
TSO | - | 8 | 10 | 2025 | Winter | Pc_net, [MW] | 1 | 0 | 32.8185 | 30.8141 | 29.0772 | 28.3334 | 27.1928 | 28.0455 | 34.8648 | 35.98 | 42.7249 | 46.1985 | 45.8669 | 46.8162 | 45.6578 | 45.6031 | 45.2732 | 43.6604 | 42.9629 | 49.0334 | 41.9147 | 41.2662 | 41.8587 | 39.3903 | 37.3482 | 34.3044
TSO | - | 8 | 10 | 2025 | Winter | Qc, [MVAr] | 1 | 0 | -14.826 | -15.959 | -16.09 | -16.129 | -15.946 | -15.26 | -8.791 | -2.706 | 0.089 | 1.291 | 0.068 | -0.573 | -1.155 | -0.886 | -3.119 | -5.676 | -5.72 | -0.658 | -0.919 | -1.194 | -2.773 | -5.639 | -8.563 | -10.388
TSO | - | 8 | 10 | 2025 | Winter | Qc_flex, [MVAr] | 1 | 0 | 3.3328e-06 | 3.0715e-06 | 3.2934e-06 | 3.2265e-06 | 3.4994e-06 | 3.1838e-06 | 2.8262e-06 | 3.3102e-06 | 4.0789e-06 | 5.6198e-06 | 6.6379e-06 | 5.6499e-06 | 6.6161e-06 | 6.8314e-06 | 7.4189e-06 | 7.3325e-06 | 9.5049e-06 | 1.1878e-05 | 0.0099364 | 6.2936e-06 | 3.0727e-06 | 3.6039e-06 | 3.2799e-06 | 3.2676e-06
TSO | - | 8 | 10 | 2025 | Winter | Qc_net, [MVAr] | 1 | 0 | -14.826 | -15.959 | -16.09 | -16.129 | -15.946 | -15.26 | -8.791 | -2.706 | 0.089 | 1.291 | 0.068 | -0.573 | -1.155 | -0.886 | -3.119 | -5.676 | -5.72 | -0.658 | -0.919 | -1.194 | -2.773 | -5.639 | -8.563 | -10.388
TSO | - | 9 | 12 | 2025 | Winter | Pc, [MW] | 1 | 0 | 204.2594 | 184.2414 | 173.0023 | 168.0246 | 160.27 | 175.1478 | 237.7195 | 260.9053 | 281.021 | 279.7313 | 292.4336 | 300.5162 | 290.2045 | 291.2069 | 273.621 | 264.2161 | 267.843 | 320.679 | 313.5066 | 310.8059 | 312.6331 | 291.7963 | 274.3117 | 243.1809
TSO | - | 9 | 12 | 2025 | Winter | Pc_flex, [MW] | 1 | 0 | 3.3488e-06 | 3.0829e-06 | 3.3054e-06 | 3.234e-06 | 3.5092e-06 | 3.1954e-06 | 2.8202e-06 | 3.3225e-06 | 4.0905e-06 | 5.6129e-06 | 6.5989e-06 | 5.5917e-06 | 6.6224e-06 | 6.7912e-06 | 7.4167e-06 | 7.3688e-06 | 9.5825e-06 | 1.1669e-05 | 0.0099362 | 6.3319e-06 | 3.0895e-06 | 3.6314e-06 | 3.3016e-06 | 3.2804e-06
TSO | - | 9 | 12 | 2025 | Winter | Pc_net, [MW] | 1 | 0 | 204.2594 | 184.2414 | 173.0023 | 168.0246 | 160.27 | 175.1478 | 237.7195 | 260.9053 | 281.021 | 279.7313 | 292.4336 | 300.5162 | 290.2045 | 291.2069 | 273.621 | 264.2161 | 267.843 | 320.679 | 313.4967 | 310.8059 | 312.6331 | 291.7963 | 274.3117 | 243.1809
TSO | - | 9 | 12 | 2025 | Winter | Qc, [MVAr] | 1 | 0 | -32.1709 | -37.0979 | -35.1369 | -36.3799 | -36.4009 | -35.7149 | -15.906 | -0.64399 | 5.561 | 12.935 | 16.145 | 15.049 | 18.81 | 13.537 | 12.872 | 2.959 | 0.87301 | 20.45 | 21.344 | 22.629 | 12.316 | 0.92602 | -6.541 | -10.465
TSO | - | 9 | 12 | 2025 | Winter | Qc_flex, [MVAr] | 1 | 0 | 3.3488e-06 | 3.0829e-06 | 3.3054e-06 | 3.234e-06 | 3.5092e-06 | 3.1954e-06 | 2.8202e-06 | 3.3225e-06 | 4.0905e-06 | 5.6129e-06 | 6.5989e-06 | 5.5917e-06 | 6.6224e-06 | 6.7912e-06 | 7.4167e-06 | 7.3688e-06 | 9.5825e-06 | 1.1669e-05 | 0.0099362 | 6.3319e-06 | 3.0895e-06 | 3.6314e-06 | 3.3016e-06 | 3.2804e-06
TSO | - | 9 | 12 | 2025 | Winter | Qc_net, [MVAr] | 1 | 0 | -32.1709 | -37.0979 | -35.1369 | -36.3799 | -36.4009 | -35.7149 | -15.906 | -0.64399 | 5.561 | 12.935 | 16.145 | 15.049 | 18.81 | 13.537 | 12.872 | 2.959 | 0.87301 | 20.45 | 21.344 | 22.629 | 12.316 | 0.92602 | -6.541 | -10.465
TSO | - | 10 | 15 | 2025 | Winter | Pc, [MW] | 1 | 0 | 4.3584 | 4.2973 | 4.0705 | 4.0818 | 3.96 | 4.1087 | 5.1958 | 5.4289 | 5.8097 | 6.0848 | 5.6351 | 5.8341 | 5.8046 | 5.6981 | 5.4358 | 5.1047 | 5.0224 | 5.8029 | 5.7114 | 5.7883 | 5.6716 | 5.4392 | 5.1672 | 4.7326
TSO | - | 10 | 15 | 2025 | Winter | Pc_flex, [MW] | 1 | 0 | 3.3575e-06 | 3.0886e-06 | 3.3111e-06 | 3.2377e-06 | 3.5143e-06 | 3.2013e-06 | 2.8269e-06 | 3.336e-06 | 4.1091e-06 | 5.6478e-06 | 6.6426e-06 | 5.617e-06 | 6.6516e-06 | 6.8238e-06 | 7.4563e-06 | 7.4094e-06 | 9.6499e-06 | 1.1738e-05 | 0.0099354 | 6.3388e-06 | 3.0913e-06 | 3.6373e-06 | 3.308e-06 | 3.2894e-06
TSO | - | 10 | 15 | 2025 | Winter | Pc_net, [MW] | 1 | 0 | 4.3584 | 4.2973 | 4.0705 | 4.0818 | 3.96 | 4.1087 | 5.1958 | 5.4289 | 5.8097 | 6.0848 | 5.6351 | 5.8341 | 5.8046 | 5.6981 | 5.4358 | 5.1047 | 5.0224 | 5.8029 | 5.7014 | 5.7883 | 5.6716 | 5.4392 | 5.1672 | 4.7326
TSO | - | 10 | 15 | 2025 | Winter | Qc, [MVAr] | 1 | 0 | -3.4099 | -3.4099 | -3.4099 | -3.4099 | -3.4099 | -3.4099 | -3.296 | -3.012 | -2.898 | -2.727 | -2.784 | -2.727 | -2.784 | -2.955 | -2.955 | -2.955 | -3.125 | -3.181 | -3.181 | -3.181 | -3.181 | -3.245 | -3.435 | -3.4349
TSO | - | 10 | 15 | 2025 | Winter | Qc_flex, [MVAr] | 1 | 0 | 3.3575e-06 | 3.0886e-06 | 3.3111e-06 | 3.2377e-06 | 3.5143e-06 | 3.2013e-06 | 2.8269e-06 | 3.336e-06 | 4.1091e-06 | 5.6478e-06 | 6.6426e-06 | 5.617e-06 | 6.6516e-06 | 6.8238e-06 | 7.4563e-06 | 7.4094e-06 | 9.6499e-06 | 1.1738e-05 | 0.0099354 | 6.3388e-06 | 3.0913e-06 | 3.6373e-06 | 3.308e-06 | 3.2894e-06
TSO | - | 10 | 15 | 2025 | Winter | Qc_net, [MVAr] | 1 | 0 | -3.4099 | -3.4099 | -3.4099 | -3.4099 | -3.4099 | -3.4099 | -3.296 | -3.012 | -2.898 | -2.727 | -2.784 | -2.727 | -2.784 | -2.955 | -2.955 | -2.955 | -3.125 | -3.181 | -3.181 | -3.181 | -3.181 | -3.245 | -3.435 | -3.4349
TSO | - | 11 | 16 | 2025 | Winter | Pc, [MW] | 1 | 0 | 31.9462 | 31.326 | 30.5081 | 30.4168 | 30.8335 | 34.0749 | 45.5343 | 49.1846 | 50.7318 | 47.7671 | 47.8829 | 48.149 | 45.7269 | 46.8773 | 44.1179 | 43.4718 | 43.4028 | 46.9643 | 45.2163 | 43.88 | 43.3307 | 38.3143 | 37.0698 | 33.6633
TSO | - | 11 | 16 | 2025 | Winter | Pc_flex, [MW] | 1 | 0 | 3.3098e-06 | 3.0572e-06 | 3.2791e-06 | 3.2186e-06 | 3.4896e-06 | 3.1736e-06 | 2.8442e-06 | 3.3343e-06 | 4.0797e-06 | 5.5907e-06 | 6.6546e-06 | 5.7214e-06 | 6.5999e-06 | 6.8747e-06 | 7.3887e-06 | 7.2491e-06 | 9.2814e-06 | 1.1876e-05 | 0.0099372 | 6.2433e-06 | 3.0506e-06 | 3.5633e-06 | 3.2509e-06 | 3.2502e-06
TSO | - | 11 | 16 | 2025 | Winter | Pc_net, [MW] | 1 | 0 | 31.9462 | 31.326 | 30.5081 | 30.4168 | 30.8335 | 34.0749 | 45.5343 | 49.1846 | 50.7318 | 47.7671 | 47.8829 | 48.149 | 45.7269 | 46.8773 | 44.1179 | 43.4718 | 43.4028 | 46.9643 | 45.2063 | 43.88 | 43.3307 | 38.3143 | 37.0698 | 33.6633
TSO | - | 11 | 16 | 2025 | Winter | Qc, [MVAr] | 1 | 0 | 2.1262 | -1.2979 | -2.0778 | -0.91186 | -1.4898 | -0.24285 | 4.0581 | 7.2981 | 8.2621 | 6.8641 | 6.9741 | 7.0461 | 6.0671 | 5.9401 | 4.1801 | 3.9851 | 3.4841 | 4.9241 | 4.5482 | 3.8552 | 3.4061 | 1.9131 | 0.61315 | -0.90681
TSO | - | 11 | 16 | 2025 | Winter | Qc_flex, [MVAr] | 1 | 0 | 3.3098e-06 | 3.0572e-06 | 3.2791e-06 | 3.2186e-06 | 3.4896e-06 | 3.1736e-06 | 2.8442e-06 | 3.3343e-06 | 4.0797e-06 | 5.5907e-06 | 6.6546e-06 | 5.7214e-06 | 6.5999e-06 | 6.8747e-06 | 7.3887e-06 | 7.2491e-06 | 9.2814e-06 | 1.1876e-05 | 0.0099372 | 6.2433e-06 | 3.0506e-06 | 3.5633e-06 | 3.2509e-06 | 3.2502e-06
TSO | - | 11 | 16 | 2025 | Winter | Qc_net, [MVAr] | 1 | 0 | 2.1262 | -1.2979 | -2.0778 | -0.91186 | -1.4898 | -0.24285 | 4.0581 | 7.2981 | 8.2621 | 6.8641 | 6.9741 | 7.0461 | 6.0671 | 5.9401 | 4.1801 | 3.9851 | 3.4841 | 4.9241 | 4.5482 | 3.8552 | 3.4061 | 1.9131 | 0.61315 | -0.90681
TSO | - | 12 | 17 | 2025 | Winter | Pc, [MW] | 1 | 0 | 7.9078 | 7.746 | 6.8544 | 7.0858 | 7.0751 | 7.7807 | 8.9971 | 9.9048 | 9.8875 | 10.2876 | 8.9815 | 9.4112 | 8.9392 | 8.7424 | 9.0185 | 9.361 | 10.1944 | 11.039 | 10.2997 | 10.886 | 11.0018 | 9.4942 | 8.8098 | 8.8639
TSO | - | 12 | 17 | 2025 | Winter | Pc_flex, [MW] | 1 | 0 | 3.3014e-06 | 3.0519e-06 | 3.2737e-06 | 3.2157e-06 | 3.4857e-06 | 3.1691e-06 | 2.8409e-06 | 3.3352e-06 | 4.0804e-06 | 5.5885e-06 | 6.6412e-06 | 5.7147e-06 | 6.5974e-06 | 6.8637e-06 | 7.3757e-06 | 7.2303e-06 | 9.2231e-06 | 1.189e-05 | 0.0099375 | 6.2317e-06 | 3.0456e-06 | 3.5527e-06 | 3.2411e-06 | 3.2378e-06
TSO | - | 12 | 17 | 2025 | Winter | Pc_net, [MW] | 1 | 0 | 7.9078 | 7.746 | 6.8544 | 7.0858 | 7.0751 | 7.7807 | 8.9971 | 9.9048 | 9.8875 | 10.2876 | 8.9815 | 9.4111 | 8.9392 | 8.7424 | 9.0185 | 9.361 | 10.1944 | 11.039 | 10.2898 | 10.8859 | 11.0018 | 9.4942 | 8.8098 | 8.8639
TSO | - | 12 | 17 | 2025 | Winter | Qc, [MVAr] | 1 | 0 | -1.4489 | -1.4579 | -1.5929 | -1.4609 | -1.4659 | -1.3199 | -0.8999 | -0.50592 | -0.36892 | -0.46491 | -0.67391 | -0.50492 | -0.57792 | -0.56492 | -0.71491 | -0.7199 | -0.57889 | -0.49991 | -0.60287 | -0.66885 | -0.59889 | -0.77789 | -1.0189 | -1.1359
TSO | - | 12 | 17 | 2025 | Winter | Qc_flex, [MVAr] | 1 | 0 | 3.3014e-06 | 3.0519e-06 | 3.2737e-06 | 3.2157e-06 | 3.4857e-06 | 3.1691e-06 | 2.8409e-06 | 3.3352e-06 | 4.0804e-06 | 5.5885e-06 | 6.6412e-06 | 5.7147e-06 | 6.5974e-06 | 6.8637e-06 | 7.3757e-06 | 7.2303e-06 | 9.2231e-06 | 1.189e-05 | 0.0099375 | 6.2317e-06 | 3.0456e-06 | 3.5527e-06 | 3.2411e-06 | 3.2378e-06
TSO | - | 12 | 17 | 2025 | Winter | Qc_net, [MVAr] | 1 | 0 | -1.4489 | -1.4579 | -1.5929 | -1.4609 | -1.4659 | -1.3199 | -0.8999 | -0.50592 | -0.36892 | -0.46491 | -0.67391 | -0.50492 | -0.57792 | -0.56492 | -0.71492 | -0.7199 | -0.57889 | -0.49991 | -0.60287 | -0.66885 | -0.59889 | -0.77789 | -1.0189 | -1.1359
TSO | - | 13 | 18 | 2025 | Winter | Pc, [MW] | 1 | 0 | 0.76785 | 0.77353 | 0.75517 | 0.74697 | 0.77106 | 0.68659 | 1.0827 | 1.028 | 1.0253 | 1.2162 | 1.5036 | 1.3708 | 1.5431 | 1.5759 | 1.483 | 1.4569 | 1.5299 | 1.6211 | 1.5909 | 1.5781 | 1.5938 | 1.0663 | 0.94412 | 0.82066
TSO | - | 13 | 18 | 2025 | Winter | Pc_flex, [MW] | 1 | 0 | 3.3505e-06 | 3.0837e-06 | 3.3062e-06 | 3.2345e-06 | 3.5102e-06 | 3.1967e-06 | 2.823e-06 | 3.3287e-06 | 4.101e-06 | 5.6361e-06 | 6.6239e-06 | 5.6051e-06 | 6.6357e-06 | 6.8066e-06 | 7.4347e-06 | 7.3813e-06 | 9.5905e-06 | 1.1691e-05 | 0.0099359 | 6.3291e-06 | 3.0857e-06 | 3.6289e-06 | 3.3e-06 | 3.2803e-06
TSO | - | 13 | 18 | 2025 | Winter | Pc_net, [MW] | 1 | 0 | 0.76785 | 0.77353 | 0.75517 | 0.74697 | 0.77106 | 0.68659 | 1.0827 | 1.028 | 1.0253 | 1.2162 | 1.5036 | 1.3707 | 1.5431 | 1.5759 | 1.483 | 1.4569 | 1.5299 | 1.621 | 1.5809 | 1.5781 | 1.5938 | 1.0663 | 0.94412 | 0.82065
TSO | - | 13 | 18 | 2025 | Winter | Qc, [MVAr] | 1 | 0 | -1.0337 | -1.0337 | -1.0337 | -1.0337 | -0.9797 | -1.0097 | -0.91981 | -0.88989 | -0.88994 | -0.98794 | -0.91295 | -0.88792 | -0.89492 | -0.94491 | -0.9179 | -0.91586 | -0.94181 | -0.94193 | -0.94193 | -0.91291 | -0.90987 | -0.98885 | -0.98879 | -0.98876
TSO | - | 13 | 18 | 2025 | Winter | Qc_flex, [MVAr] | 1 | 0 | 3.3505e-06 | 3.0837e-06 | 3.3062e-06 | 3.2345e-06 | 3.5102e-06 | 3.1967e-06 | 2.823e-06 | 3.3287e-06 | 4.101e-06 | 5.6361e-06 | 6.6239e-06 | 5.6051e-06 | 6.6357e-06 | 6.8066e-06 | 7.4347e-06 | 7.3813e-06 | 9.5905e-06 | 1.1691e-05 | 0.0099359 | 6.3291e-06 | 3.0857e-06 | 3.6289e-06 | 3.3e-06 | 3.2803e-06
TSO | - | 13 | 18 | 2025 | Winter | Qc_net, [MVAr] | 1 | 0 | -1.0337 | -1.0337 | -1.0337 | -1.0337 | -0.9797 | -1.0097 | -0.91981 | -0.88989 | -0.88994 | -0.98794 | -0.91295 | -0.88792 | -0.89492 | -0.94491 | -0.9179 | -0.91586 | -0.94181 | -0.94193 | -0.94193 | -0.91291 | -0.90987 | -0.98885 | -0.98879 | -0.98876
TSO | - | 14 | 20 | 2025 | Winter | Pc, [MW] | 1 | 0 | 4.2798 | 4.2956 | 4.2446 | 4.1668 | 4.5311 | 4.2108 | 4.3359 | 3.3751 | 2.8907 | 2.5583 | 3.0311 | 3.4376 | 3.8009 | 4.2083 | 4.1096 | 3.6126 | 3.5896 | 3.9669 | 3.9381 | 3.7927 | 3.9022 | 4.3806 | 4.4407 | 4.1304
TSO | - | 14 | 20 | 2025 | Winter | Pc_flex, [MW] | 1 | 0 | 3.1464e-06 | 2.9919e-06 | 3.2616e-06 | 3.2956e-06 | 3.5715e-06 | 3.1508e-06 | 2.7504e-06 | 3.1318e-06 | 4.0546e-06 | 5.052e-06 | 7.1276e-06 | 5.5181e-06 | 6.4318e-06 | 6.5844e-06 | 7.3603e-06 | 7.1823e-06 | 7.6186e-06 | 1.245e-05 | 0.0099483 | 6.3435e-06 | 2.8174e-06 | 3.3189e-06 | 3.0625e-06 | 2.858e-06
TSO | - | 14 | 20 | 2025 | Winter | Pc_net, [MW] | 1 | 0 | 4.2798 | 4.2956 | 4.2446 | 4.1668 | 4.5311 | 4.2108 | 4.3359 | 3.3751 | 2.8907 | 2.5583 | 3.0311 | 3.4376 | 3.8009 | 4.2083 | 4.1096 | 3.6126 | 3.5896 | 3.9669 | 3.9281 | 3.7927 | 3.9022 | 4.3806 | 4.4407 | 4.1304
TSO | - | 14 | 20 | 2025 | Winter | Qc, [MVAr] | 1 | 0 | -0.15399 | -0.15389 | -0.15379 | -0.15371 | -0.1522 | -0.15213 | -0.15399 | -0.15399 | -0.154 | -0.15399 | -0.154 | -0.72199 | -0.91199 | -0.91199 | -0.154 | -0.154 | -0.34899 | -0.934 | -0.93399 | -0.93399 | -0.17599 | -0.17599 | -0.17599 | -0.17596
TSO | - | 14 | 20 | 2025 | Winter | Qc_flex, [MVAr] | 1 | 0 | 3.1464e-06 | 2.9919e-06 | 3.2616e-06 | 3.2956e-06 | 3.5715e-06 | 3.1508e-06 | 2.7504e-06 | 3.1318e-06 | 4.0546e-06 | 5.052e-06 | 7.1276e-06 | 5.5181e-06 | 6.4318e-06 | 6.5844e-06 | 7.3603e-06 | 7.1823e-06 | 7.6186e-06 | 1.245e-05 | 0.0099483 | 6.3435e-06 | 2.8174e-06 | 3.3189e-06 | 3.0625e-06 | 2.858e-06
TSO | - | 14 | 20 | 2025 | Winter | Qc_net, [MVAr] | 1 | 0 | -0.15399 | -0.15389 | -0.15379 | -0.15371 | -0.1522 | -0.15213 | -0.15399 | -0.15399 | -0.154 | -0.154 | -0.15401 | -0.722 | -0.912 | -0.912 | -0.15401 | -0.15401 | -0.349 | -0.934 | -0.934 | -0.934 | -0.17599 | -0.17599 | -0.17599 | -0.17596
TSO | - | 15 | 21 | 2025 | Winter | Pc, [MW] | 1 | 0 | 7.2974 | 6.8907 | 6.4218 | 6.3203 | 6.1212 | 6.6065 | 9.8275 | 11.0167 | 11.7154 | 11.8319 | 11.2335 | 11.7591 | 11.9131 | 11.9494 | 10.7244 | 10.0572 | 10.3923 | 12.3608 | 11.5756 | 11.3257 | 11.1698 | 10.3016 | 9.336 | 8.4293
TSO | - | 15 | 21 | 2025 | Winter | Pc_flex, [MW] | 1 | 0 | 3.1297e-06 | 3.0157e-06 | 3.3035e-06 | 3.3575e-06 | 3.6452e-06 | 3.1905e-06 | 2.7344e-06 | 3.1012e-06 | 4.1045e-06 | 5.0538e-06 | 7.391e-06 | 5.5305e-06 | 6.4371e-06 | 6.5617e-06 | 7.3392e-06 | 7.1478e-06 | 7.3993e-06 | 1.2916e-05 | 0.0099495 | 6.3809e-06 | 2.7821e-06 | 3.2656e-06 | 3.013e-06 | 2.8103e-06
TSO | - | 15 | 21 | 2025 | Winter | Pc_net, [MW] | 1 | 0 | 7.2974 | 6.8907 | 6.4218 | 6.3203 | 6.1212 | 6.6065 | 9.8275 | 11.0167 | 11.7154 | 11.8319 | 11.2335 | 11.7591 | 11.9131 | 11.9494 | 10.7244 | 10.0572 | 10.3923 | 12.3608 | 11.5657 | 11.3257 | 11.1698 | 10.3016 | 9.336 | 8.4293
TSO | - | 15 | 21 | 2025 | Winter | Qc, [MVAr] | 1 | 0 | -1.636 | -1.6359 | -1.6358 | -1.6357 | -1.6342 | -1.6341 | -1.235 | -0.26699 | -0.076995 | -0.076993 | -0.076996 | -0.076994 | -0.076995 | -0.076994 | -0.272 | -0.857 | -0.85699 | -0.857 | -0.85699 | -0.85699 | -0.85699 | -0.85699 | -1.614 | -1.614
TSO | - | 15 | 21 | 2025 | Winter | Qc_flex, [MVAr] | 1 | 0 | 3.1297e-06 | 3.0157e-06 | 3.3035e-06 | 3.3575e-06 | 3.6452e-06 | 3.1905e-06 | 2.7344e-06 | 3.1012e-06 | 4.1045e-06 | 5.0538e-06 | 7.391e-06 | 5.5305e-06 | 6.4371e-06 | 6.5617e-06 | 7.3392e-06 | 7.1478e-06 | 7.3993e-06 | 1.2916e-05 | 0.0099495 | 6.3809e-06 | 2.7821e-06 | 3.2656e-06 | 3.013e-06 | 2.8103e-06
TSO | - | 15 | 21 | 2025 | Winter | Qc_net, [MVAr] | 1 | 0 | -1.636 | -1.6359 | -1.6358 | -1.6357 | -1.6342 | -1.6341 | -1.235 | -0.26699 | -0.076998 | -0.076995 | -0.077005 | -0.076999 | -0.077002 | -0.077001 | -0.27201 | -0.85701 | -0.857 | -0.857 | -0.857 | -0.857 | -0.85699 | -0.85699 | -1.614 | -1.614
TSO | - | 16 | 26 | 2025 | Winter | Pc, [MW] | 1 | 0 | 24.7233 | 22.4929 | 21.2253 | 20.8382 | 20.2992 | 20.9754 | 26.1069 | 27.3966 | 30.4964 | 31.3858 | 31.0505 | 31.1336 | 30.7973 | 30.7892 | 30.0478 | 29.4781 | 28.2851 | 30.9759 | 31.8763 | 31.6126 | 31.9176 | 30.0875 | 29.7256 | 27.352
TSO | - | 16 | 26 | 2025 | Winter | Pc_flex, [MW] | 1 | 0 | 3.3287e-06 | 3.0685e-06 | 3.2909e-06 | 3.225e-06 | 3.4978e-06 | 3.183e-06 | 2.8152e-06 | 3.3125e-06 | 4.08e-06 | 5.5921e-06 | 6.5715e-06 | 5.579e-06 | 6.5904e-06 | 6.763e-06 | 7.3709e-06 | 7.2994e-06 | 9.3935e-06 | 1.1581e-05 | 0.0099375 | 6.295e-06 | 3.0679e-06 | 3.5992e-06 | 3.2753e-06 | 3.2539e-06
TSO | - | 16 | 26 | 2025 | Winter | Pc_net, [MW] | 1 | 0 | 24.7233 | 22.4929 | 21.2253 | 20.8382 | 20.2992 | 20.9754 | 26.1069 | 27.3965 | 30.4964 | 31.3857 | 31.0505 | 31.1336 | 30.7973 | 30.7892 | 30.0478 | 29.4781 | 28.2851 | 30.9759 | 31.8664 | 31.6126 | 31.9176 | 30.0875 | 29.7256 | 27.352
TSO | - | 16 | 26 | 2025 | Winter | Qc, [MVAr] | 1 | 0 | 0.77281 | 0.54482 | 0.32582 | 0.33882 | -0.16118 | 0.074821 | 1.6508 | 3.0747 | 4.3767 | 5.1307 | 5.0627 | 5.0017 | 4.8817 | 4.6457 | 4.2837 | 3.3708 | 3.1948 | 3.6977 | 3.8858 | 3.6838 | 3.3868 | 2.9868 | 2.1558 | 1.4158
TSO | - | 16 | 26 | 2025 | Winter | Qc_flex, [MVAr] | 1 | 0 | 3.3287e-06 | 3.0685e-06 | 3.2909e-06 | 3.225e-06 | 3.4978e-06 | 3.183e-06 | 2.8152e-06 | 3.3125e-06 | 4.08e-06 | 5.5921e-06 | 6.5715e-06 | 5.579e-06 | 6.5904e-06 | 6.763e-06 | 7.3709e-06 | 7.2994e-06 | 9.3935e-06 | 1.1581e-05 | 0.0099375 | 6.295e-06 | 3.0679e-06 | 3.5992e-06 | 3.2753e-06 | 3.2539e-06
TSO | - | 16 | 26 | 2025 | Winter | Qc_net, [MVAr] | 1 | 0 | 0.77281 | 0.54482 | 0.32582 | 0.33882 | -0.16118 | 0.074821 | 1.6508 | 3.0747 | 4.3767 | 5.1307 | 5.0627 | 5.0017 | 4.8817 | 4.6457 | 4.2837 | 3.3708 | 3.1948 | 3.6977 | 3.8858 | 3.6838 | 3.3868 | 2.9868 | 2.1558 | 1.4158
TSO | - | 17 | 30 | 2025 | Winter | Pc, [MW] | 1 | 0 | 11.8108 | 11.225 | 11.0747 | 11.0136 | 10.9194 | 11.3709 | 14.6369 | 15.3047 | 15.8385 | 15.4014 | 15.3024 | 16.1059 | 16.0113 | 16.2852 | 15.675 | 15.3959 | 15.1009 | 15.8406 | 15.2568 | 14.6433 | 14.8767 | 13.8313 | 12.8219 | 12.4771
TSO | - | 17 | 30 | 2025 | Winter | Pc_flex, [MW] | 1 | 0 | 3.2357e-06 | 3.0137e-06 | 3.2395e-06 | 3.201e-06 | 3.4647e-06 | 3.137e-06 | 2.8126e-06 | 3.3328e-06 | 4.059e-06 | 5.5452e-06 | 6.5144e-06 | 5.6609e-06 | 6.564e-06 | 6.799e-06 | 7.2701e-06 | 7.0665e-06 | 8.7891e-06 | 1.19e-05 | 0.0099411 | 6.0577e-06 | 2.9958e-06 | 3.4624e-06 | 3.1586e-06 | 3.1426e-06
TSO | - | 17 | 30 | 2025 | Winter | Pc_net, [MW] | 1 | 0 | 11.8108 | 11.225 | 11.0747 | 11.0136 | 10.9194 | 11.3709 | 14.6369 | 15.3047 | 15.8385 | 15.4014 | 15.3024 | 16.1059 | 16.0113 | 16.2852 | 15.675 | 15.3959 | 15.1009 | 15.8406 | 15.2469 | 14.6433 | 14.8767 | 13.8313 | 12.8219 | 12.4771
TSO | - | 17 | 30 | 2025 | Winter | Qc, [MVAr] | 1 | 0 | -1.647 | -1.89 | -1.934 | -1.916 | -1.817 | -1.587 | -0.23798 | 0.58602 | 0.99702 | 0.57802 | 0.67402 | 1.048 | 1.19 | 1.181 | 0.53202 | 0.28202 | 0.28702 | 0.32602 | -0.071979 | -0.50798 | -0.13498 | -0.54798 | -1.453 | -1.515
TSO | - | 17 | 30 | 2025 | Winter | Qc_flex, [MVAr] | 1 | 0 | 3.2357e-06 | 3.0137e-06 | 3.2395e-06 | 3.201e-06 | 3.4647e-06 | 3.137e-06 | 2.8126e-06 | 3.3328e-06 | 4.059e-06 | 5.5452e-06 | 6.5144e-06 | 5.6609e-06 | 6.564e-06 | 6.799e-06 | 7.2701e-06 | 7.0665e-06 | 8.7891e-06 | 1.19e-05 | 0.0099411 | 6.0577e-06 | 2.9958e-06 | 3.4624e-06 | 3.1586e-06 | 3.1426e-06
TSO | - | 17 | 30 | 2025 | Winter | Qc_net, [MVAr] | 1 | 0 | -1.647 | -1.89 | -1.934 | -1.916 | -1.817 | -1.587 | -0.23798 | 0.58602 | 0.99702 | 0.57802 | 0.67402 | 1.048 | 1.19 | 1.181 | 0.53202 | 0.28202 | 0.28702 | 0.32602 | -0.07198 | -0.50798 | -0.13498 | -0.54798 | -1.453 | -1.515
TSO | - | 18 | 35 | 2025 | Winter | Pc, [MW] | 1 | 0 | 19.5423 | 18.6695 | 17.4621 | 17.156 | 16.9346 | 19.274 | 26.8575 | 29.3031 | 30.0396 | 30.6174 | 27.5253 | 29.3278 | 28.6991 | 27.916 | 25.875 | 25.51 | 26.1951 | 29.1183 | 27.592 | 27.1851 | 27.0756 | 24.9343 | 23.3756 | 21.5168
TSO | - | 18 | 35 | 2025 | Winter | Pc_flex, [MW] | 1 | 0 | 3.2717e-06 | 3.0326e-06 | 3.2557e-06 | 3.2067e-06 | 3.4735e-06 | 3.1535e-06 | 2.8275e-06 | 3.3348e-06 | 4.0854e-06 | 5.5629e-06 | 6.5959e-06 | 5.6768e-06 | 6.5774e-06 | 6.8085e-06 | 7.3127e-06 | 7.1496e-06 | 8.9615e-06 | 1.1878e-05 | 0.0099393 | 6.1842e-06 | 3.0184e-06 | 3.5092e-06 | 3.203e-06 | 3.1881e-06
TSO | - | 18 | 35 | 2025 | Winter | Pc_net, [MW] | 1 | 0 | 19.5423 | 18.6695 | 17.4621 | 17.156 | 16.9346 | 19.274 | 26.8575 | 29.3031 | 30.0396 | 30.6174 | 27.5253 | 29.3278 | 28.6991 | 27.916 | 25.875 | 25.51 | 26.1951 | 29.1183 | 27.5821 | 27.1851 | 27.0756 | 24.9343 | 23.3756 | 21.5168
TSO | - | 18 | 35 | 2025 | Winter | Qc, [MVAr] | 1 | 0 | 3.4468 | 4.2508 | 4.2508 | 4.2507 | 4.2508 | 4.2508 | 2.1051 | 0.22829 | -0.040707 | -1.1124 | -0.30869 | -0.84459 | -1.1128 | -1.1126 | -0.040611 | 0.77587 | 1.0488 | 1.0476 | 1.0488 | 1.3168 | 2.1218 | 2.1218 | 3.1938 | 3.1938
TSO | - | 18 | 35 | 2025 | Winter | Qc_flex, [MVAr] | 1 | 0 | 3.2717e-06 | 3.0326e-06 | 3.2557e-06 | 3.2067e-06 | 3.4735e-06 | 3.1535e-06 | 2.8275e-06 | 3.3348e-06 | 4.0854e-06 | 5.5629e-06 | 6.5959e-06 | 5.6768e-06 | 6.5774e-06 | 6.8085e-06 | 7.3127e-06 | 7.1496e-06 | 8.9615e-06 | 1.1878e-05 | 0.0099393 | 6.1842e-06 | 3.0184e-06 | 3.5092e-06 | 3.203e-06 | 3.1881e-06
TSO | - | 18 | 35 | 2025 | Winter | Qc_net, [MVAr] | 1 | 0 | 3.4468 | 4.2508 | 4.2508 | 4.2507 | 4.2508 | 4.2508 | 2.1051 | 0.22829 | -0.040707 | -1.1124 | -0.30869 | -0.84459 | -1.1128 | -1.1126 | -0.040611 | 0.77587 | 1.0488 | 1.0476 | 1.0488 | 1.3168 | 2.1218 | 2.1218 | 3.1938 | 3.1938
TSO | - | 19 | 36 | 2025 | Winter | Pc, [MW] | 1 | 0 | 0.20595 | 2.0698 | -0.17127 | 0.13288 | 0.28057 | 0.031389 | 0.18013 | -0.19158 | -0.33477 | 0.0098626 | -0.065062 | 0.34292 | -0.32929 | -0.65283 | -0.04394 | -0.09224 | 0.38606 | 0.089723 | -0.13753 | 0.40219 | -0.063038 | 0.12497 | 0.084043 | 0.034907
TSO | - | 19 | 36 | 2025 | Winter | Pc_flex, [MW] | 1 | 0 | 3.2694e-06 | 3.0306e-06 | 3.254e-06 | 3.206e-06 | 3.4725e-06 | 3.1523e-06 | 2.8254e-06 | 3.3354e-06 | 4.0907e-06 | 5.5488e-06 | 6.599e-06 | 5.6653e-06 | 6.575e-06 | 6.7958e-06 | 7.3064e-06 | 7.1444e-06 | 8.9066e-06 | 1.1876e-05 | 0.0099395 | 6.1846e-06 | 3.0121e-06 | 3.5025e-06 | 3.1981e-06 | 3.1801e-06
TSO | - | 19 | 36 | 2025 | Winter | Pc_net, [MW] | 1 | 0 | 0.20595 | 2.0698 | -0.17128 | 0.13288 | 0.28057 | 0.031389 | 0.18013 | -0.19159 | -0.33477 | 0.009859 | -0.065067 | 0.34291 | -0.32929 | -0.65283 | -0.043943 | -0.092243 | 0.38605 | 0.089713 | -0.14747 | 0.40219 | -0.06304 | 0.12497 | 0.084041 | 0.034905
TSO | - | 19 | 36 | 2025 | Winter | Qc, [MVAr] | 1 | 0 | 1.5839 | 1.01 | 1.409 | 1.5499 | 1.545 | 1.413 | 1.8699 | 1.7589 | 2.3479 | 1.9629 | 1.5059 | 1.4199 | 1.7569 | 1.2349 | 1.3179 | 1.3259 | 1.749 | 1.6079 | 1.531 | 1.795 | 1.869 | 1.438 | 1.162 | 1.399
TSO | - | 19 | 36 | 2025 | Winter | Qc_flex, [MVAr] | 1 | 0 | 3.2694e-06 | 3.0306e-06 | 3.254e-06 | 3.206e-06 | 3.4725e-06 | 3.1523e-06 | 2.8254e-06 | 3.3354e-06 | 4.0907e-06 | 5.5488e-06 | 6.599e-06 | 5.6653e-06 | 6.575e-06 | 6.7958e-06 | 7.3064e-06 | 7.1444e-06 | 8.9066e-06 | 1.1876e-05 | 0.0099395 | 6.1846e-06 | 3.0121e-06 | 3.5025e-06 | 3.1981e-06 | 3.1801e-06
TSO | - | 19 | 36 | 2025 | Winter | Qc_net, [MVAr] | 1 | 0 | 1.5839 | 1.01 | 1.409 | 1.5499 | 1.545 | 1.413 | 1.8699 | 1.7589 | 2.3479 | 1.9629 | 1.5059 | 1.4199 | 1.7569 | 1.2349 | 1.3179 | 1.3259 | 1.749 | 1.6079 | 1.531 | 1.795 | 1.869 | 1.438 | 1.162 | 1.399
TSO | - | 20 | 42 | 2025 | Winter | Pc, [MW] | 1 | 0 | 16.6335 | 15.5387 | 14.6395 | 14.4556 | 14.5122 | 15.2694 | 19.7134 | 20.8761 | 21.8086 | 22.2531 | 21.6489 | 22.286 | 22.1707 | 21.3757 | 20.7588 | 19.5112 | 19.3441 | 23.1425 | 22.9017 | 22.9021 | 22.4638 | 21.2943 | 20.5767 | 18.3135
TSO | - | 20 | 42 | 2025 | Winter | Pc_flex, [MW] | 1 | 0 | 3.277e-06 | 3.0345e-06 | 3.2579e-06 | 3.2075e-06 | 3.4746e-06 | 3.1585e-06 | 2.8055e-06 | 3.3046e-06 | 4.0519e-06 | 5.4878e-06 | 6.4471e-06 | 5.52e-06 | 6.4895e-06 | 6.6573e-06 | 7.2196e-06 | 7.0897e-06 | 8.8931e-06 | 1.1432e-05 | 0.0099411 | 6.2231e-06 | 3.0226e-06 | 3.5244e-06 | 3.2144e-06 | 3.1858e-06
TSO | - | 20 | 42 | 2025 | Winter | Pc_net, [MW] | 1 | 0 | 16.6335 | 15.5387 | 14.6395 | 14.4556 | 14.5122 | 15.2694 | 19.7134 | 20.8761 | 21.8086 | 22.253 | 21.6489 | 22.286 | 22.1706 | 21.3757 | 20.7588 | 19.5112 | 19.3441 | 23.1425 | 22.8918 | 22.9021 | 22.4638 | 21.2943 | 20.5767 | 18.3135
TSO | - | 20 | 42 | 2025 | Winter | Qc, [MVAr] | 1 | 0 | -2.1901 | -2.9251 | -3.0511 | -3.0511 | -3.0511 | -2.8821 | -1.4591 | -0.67408 | 0.25691 | 0.82993 | -0.34208 | -0.26007 | 0.11592 | 0.038926 | -0.19508 | -1.0941 | -1.4591 | -0.57107 | -0.51606 | -0.21106 | -0.086057 | -0.76206 | -1.2851 | -1.6121
TSO | - | 20 | 42 | 2025 | Winter | Qc_flex, [MVAr] | 1 | 0 | 3.277e-06 | 3.0345e-06 | 3.2579e-06 | 3.2075e-06 | 3.4746e-06 | 3.1585e-06 | 2.8055e-06 | 3.3046e-06 | 4.0519e-06 | 5.4878e-06 | 6.4471e-06 | 5.52e-06 | 6.4895e-06 | 6.6573e-06 | 7.2196e-06 | 7.0897e-06 | 8.8931e-06 | 1.1432e-05 | 0.0099411 | 6.2231e-06 | 3.0226e-06 | 3.5244e-06 | 3.2144e-06 | 3.1858e-06
TSO | - | 20 | 42 | 2025 | Winter | Qc_net, [MVAr] | 1 | 0 | -2.1901 | -2.9251 | -3.0511 | -3.0511 | -3.0511 | -2.8821 | -1.4591 | -0.67408 | 0.25691 | 0.82993 | -0.34208 | -0.26007 | 0.11592 | 0.038927 | -0.19507 | -1.0941 | -1.4591 | -0.57107 | -0.51606 | -0.21106 | -0.086057 | -0.76206 | -1.2851 | -1.6121
TSO | - | 21 | 55 | 2025 | Winter | Pc, [MW] | 1 | 0 | 3.1037 | 3.1251 | 3.0558 | 3.0248 | 2.9231 | 2.8534 | 4.3846 | 5.4331 | 5.6681 | 5.9465 | 5.9027 | 5.9184 | 5.965 | 6.0702 | 5.7256 | 5.6015 | 5.4954 | 6.004 | 6.0129 | 5.9649 | 6.0239 | 5.8379 | 5.0198 | 4.5201
TSO | - | 21 | 55 | 2025 | Winter | Pc_flex, [MW] | 1 | 0 | 3.2765e-06 | 3.0341e-06 | 3.2578e-06 | 3.2074e-06 | 3.4744e-06 | 3.1548e-06 | 2.8085e-06 | 3.3048e-06 | 4.0622e-06 | 5.5054e-06 | 6.5194e-06 | 5.5706e-06 | 6.5249e-06 | 6.7126e-06 | 7.2608e-06 | 7.1314e-06 | 8.9179e-06 | 1.1568e-05 | 0.0099404 | 6.1998e-06 | 3.0147e-06 | 3.5151e-06 | 3.2065e-06 | 3.1841e-06
TSO | - | 21 | 55 | 2025 | Winter | Pc_net, [MW] | 1 | 0 | 3.1037 | 3.1251 | 3.0558 | 3.0248 | 2.9231 | 2.8534 | 4.3846 | 5.4331 | 5.6681 | 5.9465 | 5.9027 | 5.9184 | 5.965 | 6.0702 | 5.7256 | 5.6015 | 5.4954 | 6.004 | 6.003 | 5.9649 | 6.0239 | 5.8379 | 5.0198 | 4.5201
TSO | - | 21 | 55 | 2025 | Winter | Qc, [MVAr] | 1 | 0 | 0.75896 | 0.75897 | 0.75897 | 0.75897 | 0.75897 | 0.75897 | 0.75896 | 0.75896 | 0.75895 | 0.75896 | 0.75895 | 0.75896 | 0.75895 | 0.75896 | 0.75896 | 0.75896 | 0.75897 | 0.75896 | 0.75897 | 0.75897 | 0.75897 | 0.75897 | 0.75897 | 0.75897
TSO | - | 21 | 55 | 2025 | Winter | Qc_flex, [MVAr] | 1 | 0 | 3.2765e-06 | 3.0341e-06 | 3.2578e-06 | 3.2074e-06 | 3.4744e-06 | 3.1548e-06 | 2.8085e-06 | 3.3048e-06 | 4.0622e-06 | 5.5054e-06 | 6.5194e-06 | 5.5706e-06 | 6.5249e-06 | 6.7126e-06 | 7.2608e-06 | 7.1314e-06 | 8.9179e-06 | 1.1568e-05 | 0.0099404 | 6.1998e-06 | 3.0147e-06 | 3.5151e-06 | 3.2065e-06 | 3.1841e-06
TSO | - | 21 | 55 | 2025 | Winter | Qc_net, [MVAr] | 1 | 0 | 0.75896 | 0.75897 | 0.75897 | 0.75897 | 0.75897 | 0.75897 | 0.75896 | 0.75896 | 0.75895 | 0.75896 | 0.75895 | 0.75896 | 0.75896 | 0.75896 | 0.75896 | 0.75896 | 0.75897 | 0.75896 | 0.75897 | 0.75897 | 0.75897 | 0.75897 | 0.75897 | 0.75897
TSO | - | 22 | 68 | 2025 | Winter | Pc, [MW] | 1 | 0 | 6.415 | 6.1975 | 5.8979 | 6.397 | 6.075 | 5.9919 | 6.7648 | 6.629 | 6.416 | 6.9918 | 7.0407 | 6.9083 | 6.8467 | 6.9051 | 6.8894 | 6.2565 | 6.5073 | 6.8586 | 6.0948 | 6.6656 | 6.3179 | 5.8202 | 6.2737 | 6.3931
TSO | - | 22 | 68 | 2025 | Winter | Pc_flex, [MW] | 1 | 0 | 3.251e-06 | 3.0181e-06 | 3.2431e-06 | 3.202e-06 | 3.4664e-06 | 3.1496e-06 | 2.8171e-06 | 3.3468e-06 | 4.0903e-06 | 5.4678e-06 | 6.4832e-06 | 5.5552e-06 | 6.4856e-06 | 6.67e-06 | 7.1958e-06 | 7.0254e-06 | 8.6461e-06 | 1.1587e-05 | 0.0099419 | 6.1667e-06 | 2.9886e-06 | 3.4717e-06 | 3.175e-06 | 3.1479e-06
TSO | - | 22 | 68 | 2025 | Winter | Pc_net, [MW] | 1 | 0 | 6.415 | 6.1975 | 5.8979 | 6.397 | 6.075 | 5.9919 | 6.7648 | 6.6289 | 6.416 | 6.9918 | 7.0407 | 6.9083 | 6.8467 | 6.9051 | 6.8894 | 6.2565 | 6.5073 | 6.8586 | 6.0848 | 6.6656 | 6.3179 | 5.8202 | 6.2737 | 6.3931
TSO | - | 22 | 68 | 2025 | Winter | Qc, [MVAr] | 1 | 0 | 1.659 | 1.559 | 1.295 | 1.513 | 1.492 | 1.642 | 1.755 | 2.04 | 1.94 | 2.044 | 2.04 | 2.061 | 2.27 | 2.266 | 1.86 | 1.768 | 1.504 | 1.542 | 1.542 | 1.76 | 1.542 | 1.676 | 1.395 | 1.391
TSO | - | 22 | 68 | 2025 | Winter | Qc_flex, [MVAr] | 1 | 0 | 3.251e-06 | 3.0181e-06 | 3.2431e-06 | 3.202e-06 | 3.4664e-06 | 3.1496e-06 | 2.8171e-06 | 3.3468e-06 | 4.0903e-06 | 5.4678e-06 | 6.4832e-06 | 5.5552e-06 | 6.4856e-06 | 6.67e-06 | 7.1958e-06 | 7.0254e-06 | 8.6461e-06 | 1.1587e-05 | 0.0099419 | 6.1667e-06 | 2.9886e-06 | 3.4717e-06 | 3.175e-06 | 3.1479e-06
TSO | - | 22 | 68 | 2025 | Winter | Qc_net, [MVAr] | 1 | 0 | 1.659 | 1.559 | 1.295 | 1.513 | 1.492 | 1.642 | 1.755 | 2.04 | 1.94 | 2.044 | 2.04 | 2.061 | 2.27 | 2.266 | 1.86 | 1.768 | 1.504 | 1.542 | 1.542 | 1.76 | 1.542 | 1.676 | 1.395 | 1.391
TSO | - | 23 | 72 | 2025 | Winter | Pc, [MW] | 1 | 0 | 22.0692 | 13.0287 | 11.7203 | 11.9953 | 13.1513 | 13.4223 | 20.1107 | 29.1609 | 33.1451 | 37.9149 | 31.1501 | 25.3218 | 27.0251 | 29.4119 | 28.6778 | 28.1868 | 27.219 | 35.8473 | 32.9623 | 34.3356 | 32.8324 | 30.3082 | 26.393 | 25.606
TSO | - | 23 | 72 | 2025 | Winter | Pc_flex, [MW] | 1 | 0 | 3.3546e-06 | 3.0864e-06 | 3.3089e-06 | 3.2364e-06 | 3.5125e-06 | 3.1992e-06 | 2.8245e-06 | 3.3325e-06 | 4.1042e-06 | 5.6386e-06 | 6.6277e-06 | 5.6067e-06 | 6.6411e-06 | 6.8121e-06 | 7.4427e-06 | 7.396e-06 | 9.6254e-06 | 1.172e-05 | 0.0099357 | 6.3382e-06 | 3.091e-06 | 3.6355e-06 | 3.3057e-06 | 3.2863e-06
TSO | - | 23 | 72 | 2025 | Winter | Pc_net, [MW] | 1 | 0 | 22.0692 | 13.0287 | 11.7203 | 11.9953 | 13.1513 | 13.4223 | 20.1107 | 29.1609 | 33.1451 | 37.9149 | 31.1501 | 25.3218 | 27.0251 | 29.4119 | 28.6778 | 28.1868 | 27.219 | 35.8473 | 32.9524 | 34.3356 | 32.8324 | 30.3081 | 26.393 | 25.606
TSO | - | 23 | 72 | 2025 | Winter | Qc, [MVAr] | 1 | 0 | 9.6571 | 7.9501 | 7.5071 | 6.9121 | 7.0161 | 7.2951 | 2.9561 | 0.58709 | 0.41207 | 0.91209 | 5.7911 | 4.9571 | 3.0831 | 4.9051 | 6.9511 | 8.1081 | 7.2371 | 1.1091 | 2.3151 | 2.3061 | 2.6351 | 5.1311 | 8.0571 | 7.0041
TSO | - | 23 | 72 | 2025 | Winter | Qc_flex, [MVAr] | 1 | 0 | 3.3546e-06 | 3.0864e-06 | 3.3089e-06 | 3.2364e-06 | 3.5125e-06 | 3.1992e-06 | 2.8245e-06 | 3.3325e-06 | 4.1042e-06 | 5.6386e-06 | 6.6277e-06 | 5.6067e-06 | 6.6411e-06 | 6.8121e-06 | 7.4427e-06 | 7.396e-06 | 9.6254e-06 | 1.172e-05 | 0.0099357 | 6.3382e-06 | 3.091e-06 | 3.6355e-06 | 3.3057e-06 | 3.2863e-06
TSO | - | 23 | 72 | 2025 | Winter | Qc_net, [MVAr] | 1 | 0 | 9.6571 | 7.9501 | 7.5071 | 6.9121 | 7.0161 | 7.2951 | 2.9561 | 0.58709 | 0.41207 | 0.91209 | 5.7911 | 4.9571 | 3.0831 | 4.9051 | 6.9511 | 8.1081 | 7.2371 | 1.1091 | 2.3151 | 2.3061 | 2.6351 | 5.1311 | 8.0571 | 7.0041
TSO | - | 24 | 103 | 2025 | Winter | Pc, [MW] | 1 | 0 | 5.7636 | 1.6357 | 2.617 | -0.42169 | 0.0099411 | 2.8588 | 8.498 | 21.587 | 30.7375 | 34.7708 | 30.5661 | 28.3245 | 27.5061 | 24.8014 | 24.5862 | 17.3784 | 16.6535 | 23.1346 | 25.486 | 22.7545 | 17.6331 | 18.7097 | 11.1636 | 6.4406
TSO | - | 24 | 103 | 2025 | Winter | Pc_flex, [MW] | 1 | 0 | 3.3444e-06 | 3.0793e-06 | 3.3019e-06 | 3.2317e-06 | 3.5066e-06 | 3.1927e-06 | 2.8196e-06 | 3.3224e-06 | 4.0944e-06 | 5.6265e-06 | 6.6073e-06 | 5.5946e-06 | 6.6215e-06 | 6.791e-06 | 7.4151e-06 | 7.3556e-06 | 9.5348e-06 | 1.1648e-05 | 0.0099364 | 6.3199e-06 | 3.0805e-06 | 3.6215e-06 | 3.2929e-06 | 3.2723e-06
TSO | - | 24 | 103 | 2025 | Winter | Pc_net, [MW] | 1 | 0 | 5.7636 | 1.6357 | 2.617 | -0.42169 | 0.0099407 | 2.8588 | 8.498 | 21.587 | 30.7375 | 34.7707 | 30.5661 | 28.3245 | 27.5061 | 24.8014 | 24.5862 | 17.3783 | 16.6535 | 23.1346 | 25.476 | 22.7545 | 17.6331 | 18.7097 | 11.1636 | 6.4406
TSO | - | 24 | 103 | 2025 | Winter | Qc, [MVAr] | 1 | 0 | -18.9666 | -22.3325 | -21.7375 | -21.4505 | -21.3585 | -21.0785 | -5.9417 | 4.3312 | 8.0891 | 11.9751 | 7.6731 | 6.4961 | 6.7601 | 7.0721 | 3.6702 | -2.0168 | -3.7227 | 5.2681 | 7.5161 | 5.5771 | 4.0712 | 1.8302 | -5.8647 | -7.5996
TSO | - | 24 | 103 | 2025 | Winter | Qc_flex, [MVAr] | 1 | 0 | 3.3444e-06 | 3.0793e-06 | 3.3019e-06 | 3.2317e-06 | 3.5066e-06 | 3.1927e-06 | 2.8196e-06 | 3.3224e-06 | 4.0944e-06 | 5.6265e-06 | 6.6073e-06 | 5.5946e-06 | 6.6215e-06 | 6.791e-06 | 7.4151e-06 | 7.3556e-06 | 9.5348e-06 | 1.1648e-05 | 0.0099364 | 6.3199e-06 | 3.0805e-06 | 3.6215e-06 | 3.2929e-06 | 3.2723e-06
TSO | - | 24 | 103 | 2025 | Winter | Qc_net, [MVAr] | 1 | 0 | -18.9666 | -22.3325 | -21.7375 | -21.4505 | -21.3585 | -21.0785 | -5.9417 | 4.3312 | 8.0891 | 11.9751 | 7.6731 | 6.4961 | 6.7601 | 7.0721 | 3.6702 | -2.0168 | -3.7227 | 5.2681 | 7.5161 | 5.5771 | 4.0712 | 1.8302 | -5.8647 | -7.5996
TSO | - | ADN_19 | 19 | 2025 | Winter | Pc, [MW] | 1 | 0 | 12.4496 | 11.6497 | 11.3915 | 11.1212 | 10.8756 | 10.9492 | 18.9978 | 20.0135 | 17.0176 | 12.1269 | 19.6589 | 20.3485 | 20.1922 | 19.9785 | 18.0513 | 17.2447 | 15.571 | 17.9552 | 16.6243 | 14.9331 | 14.9288 | 12.1384 | 13.153 | 13.8272
TSO | - | ADN_19 | 19 | 2025 | Winter | Pc_flex, [MW] | 1 | 0 | 0.46132 | 0.43013 | 0.48665 | 0.53069 | 0.5473 | 0.5317 | 1.4433 | 0.68564 | 2.8299 | 0.59926 | 0.064472 | 0.62465 | 0.8856 | 0.553 | 0.62334 | 1.3082 | 2.9814 | 1.1386 | 1.4162 | 2.4515 | 1.587 | 0.55776 | 0.54221 | 0.54014
TSO | - | ADN_19 | 19 | 2025 | Winter | Pc_net, [MW] | 1 | 0 | 12.9109 | 12.0798 | 11.8781 | 11.6519 | 11.4228 | 11.4809 | 20.4412 | 20.6991 | 19.8475 | 12.7262 | 19.5944 | 20.9732 | 21.0778 | 20.5315 | 18.6746 | 18.5529 | 12.5896 | 19.0938 | 18.0405 | 17.3845 | 13.3418 | 12.6962 | 13.6952 | 13.2871
TSO | - | ADN_19 | 19 | 2025 | Winter | Qc, [MVAr] | 1 | 0 | 0.47756 | 0.49812 | 0.47552 | 0.53471 | 0.21163 | 0.049226 | 2.9511 | 3.6984 | 4.5902 | 3.4781 | 5.5767 | 3.4489 | 4.2592 | 4.0724 | 2.9626 | 2.7175 | 2.1425 | 3.2721 | 2.6917 | 2.3516 | 2.1237 | 1.8384 | 1.4607 | 0.77539
TSO | - | ADN_19 | 19 | 2025 | Winter | Qc_flex, [MVAr] | 1 | 0 | 0.46132 | 0.43013 | 0.48665 | 0.53069 | 0.5473 | 0.5317 | 1.4433 | 0.68564 | 2.8299 | 0.59926 | 0.064472 | 0.62465 | 0.8856 | 0.553 | 0.62334 | 1.3082 | 2.9814 | 1.1386 | 1.4162 | 2.4515 | 1.587 | 0.55776 | 0.54221 | 0.54014
TSO | - | ADN_19 | 19 | 2025 | Winter | Qc_net, [MVAr] | 1 | 0 | 1.5166 | -0.33 | -0.67752 | -0.72785 | -1.1215 | -1.1013 | 2.5956 | 2.5189 | 5.6091 | 3.4781 | 7.2903 | 3.2517 | 3.0779 | 2.6594 | 4.2772 | 4.2267 | 2.281 | 4.5314 | 3.8235 | 3.9683 | 2.4145 | 2.2941 | 2.2028 | -0.30384
TSO | - | ADN_29 | 29 | 2025 | Winter | Pc, [MW] | 1 | 0 | 7.1015 | 6.6866 | 6.3734 | 6.3667 | 6.1501 | 6.1872 | 6.369 | 6.5159 | 6.7632 | 6.6633 | 6.7073 | 6.5174 | 6.8124 | 6.5867 | 6.4717 | 6.5889 | 6.8707 | 7.1508 | 7.0808 | 6.7609 | 6.7294 | 6.4436 | 6.5582 | 6.5991
TSO | - | ADN_29 | 29 | 2025 | Winter | Pc_flex, [MW] | 1 | 0 | 1.6116 | 1.6357 | 1.7373 | 1.7142 | 1.8978 | 1.7253 | 1.2319 | 1.2385 | 0.095072 | 0.27007 | 0.40879 | 0.033324 | 0.35838 | 0.25212 | 1.0949 | 0.91294 | 1.4689 | 0.28632 | 0.99602 | 0.20637 | 0.10118 | 0.071351 | 1.0716 | 0.87111
TSO | - | ADN_29 | 29 | 2025 | Winter | Pc_net, [MW] | 1 | 0 | 8.7131 | 8.3223 | 8.1107 | 8.0809 | 8.0479 | 7.9125 | 7.6009 | 7.7544 | 6.8582 | 6.3932 | 6.2986 | 6.4841 | 6.4541 | 6.3346 | 7.5666 | 7.5018 | 8.3396 | 6.8645 | 8.0768 | 6.9673 | 6.8306 | 6.5149 | 7.6297 | 7.4702
TSO | - | ADN_29 | 29 | 2025 | Winter | Qc, [MVAr] | 1 | 0 | 0.75466 | 0.66225 | 0.48615 | 0.39463 | 0.39957 | 0.42712 | 0.4283 | 0.8579 | 0.9565 | 0.88525 | 0.96151 | 0.70844 | 0.86721 | 0.8168 | 0.63159 | 0.70885 | 0.84131 | 1.0699 | 0.89406 | 0.78961 | 0.7382 | 0.68843 | 0.60704 | 0.56873
TSO | - | ADN_29 | 29 | 2025 | Winter | Qc_flex, [MVAr] | 1 | 0 | 1.6116 | 1.6357 | 1.7373 | 1.7142 | 1.8978 | 1.7253 | 1.2319 | 1.2385 | 0.095072 | 0.27007 | 0.40879 | 0.033324 | 0.35838 | 0.25212 | 1.0949 | 0.91294 | 1.4689 | 0.28632 | 0.99602 | 0.20637 | 0.10118 | 0.071351 | 1.0716 | 0.87111
TSO | - | ADN_29 | 29 | 2025 | Winter | Qc_net, [MVAr] | 1 | 0 | 1.1136 | 0.94304 | 0.8698 | 0.86955 | 0.90169 | 0.86913 | 0.76176 | 1.2876 | 0.55859 | 0.40295 | 0.46348 | 0.36638 | 0.45378 | 0.40205 | 0.96403 | 1.0523 | 0.77855 | 0.73609 | 0.77149 | 0.53496 | 0.45392 | 0.62911 | 0.69446 | 0.68266
TSO | - | ADN_1 | 1 | 2025 | Winter | Pc, [MW] | 1 | 1 | 25.828 | 23.2411 | 22.162 | 22.004 | 21.9312 | 23.538 | 28.5827 | 30.0965 | 32.2778 | 34.9763 | 36.1201 | 37.6326 | 35.9305 | 34.1338 | 32.0188 | 31.333 | 31.7744 | 35.546 | 35.0187 | 34.2481 | 33.5762 | 30.9065 | 29.7361 | 27.6412
TSO | - | ADN_1 | 1 | 2025 | Winter | Pc_flex, [MW] | 1 | 1 | 0.40804 | 7.4292e-06 | 8.8843e-06 | 9.9733e-06 | 1.1188e-05 | 7.8933e-06 | 1.8226 | 2.5569 | 0.89673 | 1.4389 | 0.18203 | 0.41673 | 1.6485 | 0.2826 | 0.25671 | 0.41933 | 7.0573e-06 | 0.95317 | 0.77113 | 0.95904 | 0.81422 | 0.49995 | 0.59457 | 1.0625
TSO | - | ADN_1 | 1 | 2025 | Winter | Pc_net, [MW] | 1 | 1 | 26.2361 | 23.2411 | 22.162 | 22.004 | 21.9312 | 23.538 | 30.4053 | 32.6533 | 33.1745 | 36.4152 | 36.3021 | 37.2158 | 34.282 | 34.4164 | 32.2755 | 31.7524 | 31.7744 | 34.5928 | 34.2476 | 33.2891 | 32.762 | 30.4066 | 29.1415 | 26.5788
TSO | - | ADN_1 | 1 | 2025 | Winter | Qc, [MVAr] | 1 | 1 | -4.2018 | -4.7992 | -5.042 | -4.9802 | -5.0769 | -4.4987 | -2.8612 | -2.1361 | -1.4062 | -0.28379 | -0.045947 | 0.4551 | -0.2596 | -1.1452 | -2.3567 | -2.3235 | -2.0054 | -0.54896 | -0.96601 | -1.4633 | -1.8608 | -2.5641 | -3.2412 | -3.656
TSO | - | ADN_1 | 1 | 2025 | Winter | Qc_flex, [MVAr] | 1 | 1 | 0.40804 | 7.4292e-06 | 8.8843e-06 | 9.9733e-06 | 1.1188e-05 | 7.8933e-06 | 1.8226 | 2.5569 | 0.89673 | 1.4389 | 0.18203 | 0.41673 | 1.6485 | 0.2826 | 0.25671 | 0.41933 | 7.0573e-06 | 0.95317 | 0.77113 | 0.95904 | 0.81422 | 0.49995 | 0.59457 | 1.0625
TSO | - | ADN_1 | 1 | 2025 | Winter | Qc_net, [MVAr] | 1 | 1 | -4.0218 | -5.1998 | -4.8969 | -4.5532 | -4.6161 | -4.4987 | -2.8612 | -2.2088 | -1.4062 | -0.57484 | -0.60958 | -0.093172 | -0.55246 | -1.1132 | -2.3567 | -2.1373 | -2.0173 | -1.008 | -1.2387 | -0.95309 | -1.8608 | -2.2765 | -3.2412 | -3.656
TSO | - | 2 | 2 | 2025 | Winter | Pc, [MW] | 1 | 1 | 21.5772 | 20.4452 | 19.2015 | 18.9334 | 18.6259 | 19.9031 | 23.8074 | 26.2197 | 28.4612 | 28.9765 | 27.993 | 28.2124 | 28.4195 | 28.4857 | 27.0037 | 26.2445 | 26.7585 | 30.284 | 29.6162 | 28.7818 | 28.5886 | 26.5222 | 25.1507 | 23.5372
TSO | - | 2 | 2 | 2025 | Winter | Pc_flex, [MW] | 1 | 1 | 3.2465e-06 | 3.0149e-06 | 3.2412e-06 | 3.2014e-06 | 3.4655e-06 | 3.1399e-06 | 2.8072e-06 | 3.3157e-06 | 4.0823e-06 | 5.4479e-06 | 6.5496e-06 | 5.5776e-06 | 6.4982e-06 | 6.6844e-06 | 7.2036e-06 | 7.0309e-06 | 8.5231e-06 | 1.1693e-05 | 0.0099422 | 6.1114e-06 | 2.9608e-06 | 3.4433e-06 | 3.152e-06 | 3.13e-06
TSO | - | 2 | 2 | 2025 | Winter | Pc_net, [MW] | 1 | 1 | 21.5772 | 20.4452 | 19.2015 | 18.9334 | 18.6259 | 19.9031 | 23.8074 | 26.2197 | 28.4612 | 28.9765 | 27.993 | 28.2124 | 28.4195 | 28.4857 | 27.0037 | 26.2445 | 26.7585 | 30.284 | 29.6063 | 28.7818 | 28.5886 | 26.5222 | 25.1507 | 23.5372
TSO | - | 2 | 2 | 2025 | Winter | Qc, [MVAr] | 1 | 1 | -3.471 | -3.773 | -4.064 | -4.034 | -4.176 | -3.717 | -2.768 | -1.139 | -0.33503 | -0.051022 | -0.47003 | -0.34602 | -0.47903 | -0.48302 | -1.222 | -1.761 | -1.566 | -0.53402 | -0.77702 | -0.97702 | -1.535 | -1.993 | -2.674 | -3.01
TSO | - | 2 | 2 | 2025 | Winter | Qc_flex, [MVAr] | 1 | 1 | 3.2465e-06 | 3.0149e-06 | 3.2412e-06 | 3.2014e-06 | 3.4655e-06 | 3.1399e-06 | 2.8072e-06 | 3.3157e-06 | 4.0823e-06 | 5.4479e-06 | 6.5496e-06 | 5.5776e-06 | 6.4982e-06 | 6.6844e-06 | 7.2036e-06 | 7.0309e-06 | 8.5231e-06 | 1.1693e-05 | 0.0099422 | 6.1114e-06 | 2.9608e-06 | 3.4433e-06 | 3.152e-06 | 3.13e-06
TSO | - | 2 | 2 | 2025 | Winter | Qc_net, [MVAr] | 1 | 1 | -3.471 | -3.773 | -4.064 | -4.034 | -4.176 | -3.717 | -2.768 | -1.139 | -0.33503 | -0.051022 | -0.47003 | -0.34602 | -0.47902 | -0.48302 | -1.222 | -1.761 | -1.566 | -0.53402 | -0.77702 | -0.97702 | -1.535 | -1.993 | -2.674 | -3.01
TSO | - | 3 | 3 | 2025 | Winter | Pc, [MW] | 1 | 1 | 23.5203 | 22.2536 | 20.1014 | 21.1693 | 20.5026 | 20.8419 | 30.4016 | 31.1842 | 34.0816 | 34.2985 | 32.1731 | 35.2592 | 33.5558 | 32.0857 | 31.2452 | 29.267 | 28.6545 | 31.1239 | 30.4459 | 30.604 | 30.1471 | 26.9474 | 25.1542 | 25.0313
TSO | - | 3 | 3 | 2025 | Winter | Pc_flex, [MW] | 1 | 1 | 3.2983e-06 | 3.0496e-06 | 3.2713e-06 | 3.2145e-06 | 3.4839e-06 | 3.1666e-06 | 2.8398e-06 | 3.3348e-06 | 4.0832e-06 | 5.5958e-06 | 6.6421e-06 | 5.7208e-06 | 6.6061e-06 | 6.8651e-06 | 7.3769e-06 | 7.2236e-06 | 9.1888e-06 | 1.1881e-05 | 0.0099377 | 6.2275e-06 | 3.0431e-06 | 3.5485e-06 | 3.2366e-06 | 3.2334e-06
TSO | - | 3 | 3 | 2025 | Winter | Pc_net, [MW] | 1 | 1 | 23.5203 | 22.2536 | 20.1014 | 21.1693 | 20.5026 | 20.8419 | 30.4016 | 31.1842 | 34.0816 | 34.2985 | 32.1731 | 35.2592 | 33.5558 | 32.0856 | 31.2452 | 29.267 | 28.6545 | 31.1239 | 30.4359 | 30.604 | 30.1471 | 26.9474 | 25.1542 | 25.0313
TSO | - | 3 | 3 | 2025 | Winter | Qc, [MVAr] | 1 | 1 | 3.6261 | 4.4921 | 4.4921 | 4.4921 | 4.4921 | 3.6391 | 1.6501 | 0.21208 | -1.2449 | -1.2449 | -0.10791 | -1.2979 | -1.2979 | -1.0049 | -0.12591 | 0.7531 | 1.0461 | 1.0461 | 1.0461 | 1.0462 | 1.0461 | 2.1831 | 3.3371 | 3.3371
TSO | - | 3 | 3 | 2025 | Winter | Qc_flex, [MVAr] | 1 | 1 | 3.2983e-06 | 3.0496e-06 | 3.2713e-06 | 3.2145e-06 | 3.4839e-06 | 3.1666e-06 | 2.8398e-06 | 3.3348e-06 | 4.0832e-06 | 5.5958e-06 | 6.6421e-06 | 5.7208e-06 | 6.6061e-06 | 6.8651e-06 | 7.3769e-06 | 7.2236e-06 | 9.1888e-06 | 1.1881e-05 | 0.0099377 | 6.2275e-06 | 3.0431e-06 | 3.5485e-06 | 3.2366e-06 | 3.2334e-06
TSO | - | 3 | 3 | 2025 | Winter | Qc_net, [MVAr] | 1 | 1 | 3.6261 | 4.4921 | 4.4921 | 4.4921 | 4.4921 | 3.6391 | 1.6501 | 0.21208 | -1.2449 | -1.2449 | -0.10791 | -1.2979 | -1.2979 | -1.0049 | -0.12591 | 0.7531 | 1.0461 | 1.0461 | 1.0461 | 1.0462 | 1.0461 | 2.1831 | 3.3371 | 3.3371
TSO | - | 4 | 4 | 2025 | Winter | Pc, [MW] | 1 | 1 | 71.839 | 64.7822 | 60.5022 | 59.4004 | 60.1304 | 63.2207 | 76.3899 | 78.1772 | 82.506 | 85.8077 | 85.8767 | 85.241 | 85.5085 | 85.4694 | 83.1114 | 81.6123 | 82.6939 | 95.58 | 95.5458 | 95.3306 | 93.4921 | 88.2898 | 86.7457 | 79.1815
TSO | - | 4 | 4 | 2025 | Winter | Pc_flex, [MW] | 1 | 1 | 3.3471e-06 | 3.0812e-06 | 3.3037e-06 | 3.2329e-06 | 3.5081e-06 | 3.1943e-06 | 2.8208e-06 | 3.3235e-06 | 4.094e-06 | 5.6252e-06 | 6.6076e-06 | 5.5955e-06 | 6.6237e-06 | 6.7938e-06 | 7.4193e-06 | 7.3636e-06 | 9.5558e-06 | 1.166e-05 | 0.0099362 | 6.3243e-06 | 3.0829e-06 | 3.6245e-06 | 3.2964e-06 | 3.2762e-06
TSO | - | 4 | 4 | 2025 | Winter | Pc_net, [MW] | 1 | 1 | 71.839 | 64.7822 | 60.5022 | 59.4004 | 60.1304 | 63.2207 | 76.3899 | 78.1771 | 82.506 | 85.8077 | 85.8767 | 85.241 | 85.5084 | 85.4694 | 83.1114 | 81.6123 | 82.6939 | 95.58 | 95.5359 | 95.3306 | 93.4921 | 88.2898 | 86.7457 | 79.1815
TSO | - | 4 | 4 | 2025 | Winter | Qc, [MVAr] | 1 | 1 | 7.6793 | 5.9243 | 5.0713 | 4.9623 | 5.6403 | 7.0033 | 10.8652 | 13.2631 | 15.324 | 16.875 | 17.018 | 16.7121 | 16.7831 | 16.6121 | 14.9861 | 14.2391 | 14.6932 | 20.027 | 19.998 | 19.388 | 17.9451 | 15.9591 | 13.0162 | 9.9862
TSO | - | 4 | 4 | 2025 | Winter | Qc_flex, [MVAr] | 1 | 1 | 3.3471e-06 | 3.0812e-06 | 3.3037e-06 | 3.2329e-06 | 3.5081e-06 | 3.1943e-06 | 2.8208e-06 | 3.3235e-06 | 4.094e-06 | 5.6252e-06 | 6.6076e-06 | 5.5955e-06 | 6.6237e-06 | 6.7938e-06 | 7.4193e-06 | 7.3636e-06 | 9.5558e-06 | 1.166e-05 | 0.0099362 | 6.3243e-06 | 3.0829e-06 | 3.6245e-06 | 3.2964e-06 | 3.2762e-06
TSO | - | 4 | 4 | 2025 | Winter | Qc_net, [MVAr] | 1 | 1 | 7.6793 | 5.9243 | 5.0713 | 4.9623 | 5.6403 | 7.0033 | 10.8652 | 13.2631 | 15.324 | 16.875 | 17.018 | 16.7121 | 16.7831 | 16.6121 | 14.9861 | 14.2391 | 14.6932 | 20.027 | 19.998 | 19.388 | 17.9451 | 15.9591 | 13.0162 | 9.9862
TSO | - | 5 | 5 | 2025 | Winter | Pc, [MW] | 1 | 1 | -5.6771 | -6.4227 | -7.313 | -7.3077 | -7.2486 | 9.0742 | 10.9119 | 12.0132 | 5.573 | -1.8723 | -2.812 | -2.8823 | -2.5661 | -3.385 | -3.1479 | -4.1921 | -4.4408 | -2.1573 | -2.6262 | -2.4895 | -2.367 | -2.5716 | -2.2146 | -3.9936
TSO | - | 5 | 5 | 2025 | Winter | Pc_flex, [MW] | 1 | 1 | 3.2517e-06 | 3.0185e-06 | 3.2435e-06 | 3.2021e-06 | 3.4665e-06 | 3.1501e-06 | 2.8176e-06 | 3.3477e-06 | 4.0916e-06 | 5.4694e-06 | 6.4854e-06 | 5.5572e-06 | 6.488e-06 | 6.6727e-06 | 7.1988e-06 | 7.0296e-06 | 8.6529e-06 | 1.1591e-05 | 0.0099419 | 6.1667e-06 | 2.9895e-06 | 3.4733e-06 | 3.1761e-06 | 3.1489e-06
TSO | - | 5 | 5 | 2025 | Winter | Pc_net, [MW] | 1 | 1 | -5.6771 | -6.4227 | -7.313 | -7.3077 | -7.2486 | 9.0742 | 10.9119 | 12.0132 | 5.573 | -1.8723 | -2.812 | -2.8823 | -2.5661 | -3.385 | -3.1479 | -4.1921 | -4.4408 | -2.1573 | -2.6362 | -2.4895 | -2.367 | -2.5716 | -2.2146 | -3.9936
TSO | - | 5 | 5 | 2025 | Winter | Qc, [MVAr] | 1 | 1 | 0.36197 | 0.024974 | -0.45703 | -0.70003 | -0.52403 | 0.60997 | 1.846 | 2.1 | 1.675 | 0.92897 | 0.26696 | 0.31597 | 0.49796 | 0.24897 | 0.42397 | 0.30397 | 0.29697 | 0.34997 | 0.35997 | 0.44597 | 0.47697 | 0.56297 | 0.49497 | -0.057025
TSO | - | 5 | 5 | 2025 | Winter | Qc_flex, [MVAr] | 1 | 1 | 3.2517e-06 | 3.0185e-06 | 3.2435e-06 | 3.2021e-06 | 3.4665e-06 | 3.1501e-06 | 2.8176e-06 | 3.3477e-06 | 4.0916e-06 | 5.4694e-06 | 6.4854e-06 | 5.5572e-06 | 6.488e-06 | 6.6727e-06 | 7.1988e-06 | 7.0296e-06 | 8.6529e-06 | 1.1591e-05 | 0.0099419 | 6.1667e-06 | 2.9895e-06 | 3.4733e-06 | 3.1761e-06 | 3.1489e-06
TSO | - | 5 | 5 | 2025 | Winter | Qc_net, [MVAr] | 1 | 1 | 0.36197 | 0.024974 | -0.45703 | -0.70003 | -0.52403 | 0.60997 | 1.846 | 2.1 | 1.675 | 0.92897 | 0.26696 | 0.31597 | 0.49797 | 0.24897 | 0.42397 | 0.30397 | 0.29698 | 0.34997 | 0.35997 | 0.44597 | 0.47697 | 0.56297 | 0.49497 | -0.057024
TSO | - | 6 | 8 | 2025 | Winter | Pc, [MW] | 1 | 1 | -0.00099949 | -0.00099944 | -0.00099941 | -0.00099937 | -0.00099938 | -0.00099942 | -0.00099946 | -0.00099965 | -0.00099967 | -0.00099967 | -0.00099964 | -0.00099953 | -0.00099949 | -0.00099949 | -0.00099948 | -0.00099952 | -0.00099968 | -0.00099979 | -0.00099999 | -0.0009999 | -0.00099976 | -0.00099968 | -0.00099963 | -0.00099962
TSO | - | 6 | 8 | 2025 | Winter | Pc_flex, [MW] | 1 | 1 | 0 | 0 | 0 | 0 | 0 | 0 | 0 | 0 | 0 | 0 | 0 | 0 | 0 | 0 | 0 | 0 | 0 | 0 | 0 | 0 | 0 | 0 | 0 | 0
TSO | - | 6 | 8 | 2025 | Winter | Pc_net, [MW] | 1 | 1 | -0.00099949 | -0.00099944 | -0.00099941 | -0.00099937 | -0.00099938 | -0.00099942 | -0.00099946 | -0.00099965 | -0.00099967 | -0.00099967 | -0.00099964 | -0.00099953 | -0.00099949 | -0.00099949 | -0.00099948 | -0.00099952 | -0.00099968 | -0.00099979 | -0.00099999 | -0.0009999 | -0.00099976 | -0.00099968 | -0.00099963 | -0.00099962
TSO | - | 6 | 8 | 2025 | Winter | Qc, [MVAr] | 1 | 1 | 99.039 | 99.395 | 99.829 | 99.799 | 99.357 | 98.572 | 96.285 | 94.515 | 93.778 | 71.175 | 48.871 | 48.582 | 48.893 | 49.122 | 49.399 | 74.462 | 95.005 | 93.394 | 93.521 | 93.758 | 94.708 | 95.475 | 96.586 | 97.918
TSO | - | 6 | 8 | 2025 | Winter | Qc_flex, [MVAr] | 1 | 1 | 0 | 0 | 0 | 0 | 0 | 0 | 0 | 0 | 0 | 0 | 0 | 0 | 0 | 0 | 0 | 0 | 0 | 0 | 0 | 0 | 0 | 0 | 0 | 0
TSO | - | 6 | 8 | 2025 | Winter | Qc_net, [MVAr] | 1 | 1 | 99.039 | 99.395 | 99.829 | 99.799 | 99.357 | 98.572 | 96.285 | 94.515 | 93.778 | 71.175 | 48.871 | 48.582 | 48.893 | 49.122 | 49.399 | 74.462 | 95.005 | 93.394 | 93.521 | 93.758 | 94.708 | 95.475 | 96.586 | 97.918
TSO | - | 7 | 9 | 2025 | Winter | Pc, [MW] | 1 | 1 | 29.0064 | 30.7447 | 31.6893 | 35.1147 | 36.4166 | 22.9908 | 9.4401 | -19.4217 | -33.5329 | -24.0387 | -11.2509 | -8.349 | -18.387 | -6.4523 | -7.535 | -9.5236 | -13.9519 | -20.3246 | -22.2843 | -24.3253 | -23.9776 | -13.7049 | 7.8994 | 25.8431
TSO | - | 7 | 9 | 2025 | Winter | Pc_flex, [MW] | 1 | 1 | 3.349e-06 | 3.0826e-06 | 3.3044e-06 | 3.2337e-06 | 3.5091e-06 | 3.1951e-06 | 2.861e-06 | 3.3468e-06 | 4.095e-06 | 5.6363e-06 | 6.7395e-06 | 5.7758e-06 | 6.6619e-06 | 6.9559e-06 | 7.4906e-06 | 7.3706e-06 | 9.5539e-06 | 1.1989e-05 | 0.0099348 | 6.3065e-06 | 3.0791e-06 | 3.6177e-06 | 3.298e-06 | 3.306e-06
TSO | - | 7 | 9 | 2025 | Winter | Pc_net, [MW] | 1 | 1 | 29.0064 | 30.7447 | 31.6893 | 35.1147 | 36.4166 | 22.9908 | 9.4401 | -19.4217 | -33.5329 | -24.0387 | -11.2509 | -8.349 | -18.387 | -6.4523 | -7.535 | -9.5236 | -13.9519 | -20.3246 | -22.2943 | -24.3253 | -23.9776 | -13.7049 | 7.8994 | 25.8431
TSO | - | 7 | 9 | 2025 | Winter | Qc, [MVAr] | 1 | 1 | 13.2203 | 12.9592 | 13.3113 | 12.9992 | 11.5202 | 10.0373 | 4.3053 | 2.6793 | 5.1743 | 3.1713 | 2.1843 | -2.9297 | 2.2153 | 3.6353 | 5.7043 | 7.3773 | 7.9082 | 4.6713 | 4.5804 | 6.2624 | 8.7233 | 10.5462 | 10.6573 | 11.1404
TSO | - | 7 | 9 | 2025 | Winter | Qc_flex, [MVAr] | 1 | 1 | 3.349e-06 | 3.0826e-06 | 3.3044e-06 | 3.2337e-06 | 3.5091e-06 | 3.1951e-06 | 2.861e-06 | 3.3468e-06 | 4.095e-06 | 5.6363e-06 | 6.7395e-06 | 5.7758e-06 | 6.6619e-06 | 6.9559e-06 | 7.4906e-06 | 7.3706e-06 | 9.5539e-06 | 1.1989e-05 | 0.0099348 | 6.3065e-06 | 3.0791e-06 | 3.6177e-06 | 3.298e-06 | 3.306e-06
TSO | - | 7 | 9 | 2025 | Winter | Qc_net, [MVAr] | 1 | 1 | 13.2203 | 12.9592 | 13.3113 | 12.9992 | 11.5202 | 10.0373 | 4.3053 | 2.6793 | 5.1743 | 3.1713 | 2.1843 | -2.9297 | 2.2153 | 3.6353 | 5.7043 | 7.3773 | 7.9082 | 4.6713 | 4.5804 | 6.2624 | 8.7233 | 10.5462 | 10.6573 | 11.1404
TSO | - | 8 | 10 | 2025 | Winter | Pc, [MW] | 1 | 1 | 32.8185 | 30.8142 | 29.0772 | 28.3333 | 27.1929 | 28.0455 | 34.8649 | 35.98 | 42.7249 | 46.1984 | 45.8668 | 46.8162 | 45.6578 | 45.6031 | 45.2732 | 43.6604 | 42.9629 | 49.0335 | 41.9246 | 41.2662 | 41.8587 | 39.3903 | 37.3483 | 34.3045
TSO | - | 8 | 10 | 2025 | Winter | Pc_flex, [MW] | 1 | 1 | 3.3328e-06 | 3.0715e-06 | 3.2934e-06 | 3.2265e-06 | 3.4994e-06 | 3.1838e-06 | 2.8262e-06 | 3.3102e-06 | 4.0789e-06 | 5.6198e-06 | 6.6379e-06 | 5.6499e-06 | 6.6161e-06 | 6.8314e-06 | 7.4189e-06 | 7.3325e-06 | 9.5049e-06 | 1.1878e-05 | 0.0099364 | 6.2936e-06 | 3.0727e-06 | 3.6039e-06 | 3.2799e-06 | 3.2676e-06
TSO | - | 8 | 10 | 2025 | Winter | Pc_net, [MW] | 1 | 1 | 32.8185 | 30.8142 | 29.0772 | 28.3333 | 27.1929 | 28.0455 | 34.8649 | 35.98 | 42.7249 | 46.1984 | 45.8668 | 46.8162 | 45.6578 | 45.6031 | 45.2732 | 43.6604 | 42.9629 | 49.0335 | 41.9146 | 41.2662 | 41.8587 | 39.3903 | 37.3483 | 34.3045
TSO | - | 8 | 10 | 2025 | Winter | Qc, [MVAr] | 1 | 1 | -14.826 | -15.959 | -16.09 | -16.129 | -15.946 | -15.26 | -8.791 | -2.706 | 0.089 | 1.291 | 0.068 | -0.573 | -1.155 | -0.886 | -3.119 | -5.676 | -5.72 | -0.658 | -0.919 | -1.194 | -2.773 | -5.639 | -8.563 | -10.388
TSO | - | 8 | 10 | 2025 | Winter | Qc_flex, [MVAr] | 1 | 1 | 3.3328e-06 | 3.0715e-06 | 3.2934e-06 | 3.2265e-06 | 3.4994e-06 | 3.1838e-06 | 2.8262e-06 | 3.3102e-06 | 4.0789e-06 | 5.6198e-06 | 6.6379e-06 | 5.6499e-06 | 6.6161e-06 | 6.8314e-06 | 7.4189e-06 | 7.3325e-06 | 9.5049e-06 | 1.1878e-05 | 0.0099364 | 6.2936e-06 | 3.0727e-06 | 3.6039e-06 | 3.2799e-06 | 3.2676e-06
TSO | - | 8 | 10 | 2025 | Winter | Qc_net, [MVAr] | 1 | 1 | -14.826 | -15.959 | -16.09 | -16.129 | -15.946 | -15.26 | -8.791 | -2.706 | 0.089 | 1.291 | 0.068 | -0.573 | -1.155 | -0.886 | -3.119 | -5.676 | -5.72 | -0.658 | -0.919 | -1.194 | -2.773 | -5.639 | -8.563 | -10.388
TSO | - | 9 | 12 | 2025 | Winter | Pc, [MW] | 1 | 1 | 204.26 | 184.241 | 173.0023 | 168.0249 | 160.2695 | 175.1479 | 237.7189 | 260.9054 | 281.021 | 279.7318 | 292.4343 | 300.517 | 290.2042 | 291.2064 | 273.6209 | 264.2164 | 267.8434 | 320.6785 | 313.5073 | 310.8058 | 312.6329 | 291.796 | 274.3114 | 243.1804
TSO | - | 9 | 12 | 2025 | Winter | Pc_flex, [MW] | 1 | 1 | 3.3488e-06 | 3.0829e-06 | 3.3054e-06 | 3.234e-06 | 3.5092e-06 | 3.1954e-06 | 2.8202e-06 | 3.3225e-06 | 4.0905e-06 | 5.6129e-06 | 6.5989e-06 | 5.5917e-06 | 6.6224e-06 | 6.7912e-06 | 7.4167e-06 | 7.3688e-06 | 9.5825e-06 | 1.1669e-05 | 0.0099362 | 6.3319e-06 | 3.0895e-06 | 3.6314e-06 | 3.3016e-06 | 3.2804e-06
TSO | - | 9 | 12 | 2025 | Winter | Pc_net, [MW] | 1 | 1 | 204.26 | 184.241 | 173.0023 | 168.0249 | 160.2695 | 175.1479 | 237.7189 | 260.9054 | 281.021 | 279.7318 | 292.4343 | 300.517 | 290.2042 | 291.2064 | 273.6209 | 264.2164 | 267.8434 | 320.6785 | 313.4974 | 310.8058 | 312.6329 | 291.7959 | 274.3114 | 243.1804
TSO | - | 9 | 12 | 2025 | Winter | Qc, [MVAr] | 1 | 1 | -32.1709 | -37.0979 | -35.1369 | -36.3799 | -36.4009 | -35.7149 | -15.906 | -0.64399 | 5.561 | 12.935 | 16.145 | 15.049 | 18.81 | 13.537 | 12.872 | 2.959 | 0.87301 | 20.45 | 21.344 | 22.629 | 12.316 | 0.92602 | -6.541 | -10.465
TSO | - | 9 | 12 | 2025 | Winter | Qc_flex, [MVAr] | 1 | 1 | 3.3488e-06 | 3.0829e-06 | 3.3054e-06 | 3.234e-06 | 3.5092e-06 | 3.1954e-06 | 2.8202e-06 | 3.3225e-06 | 4.0905e-06 | 5.6129e-06 | 6.5989e-06 | 5.5917e-06 | 6.6224e-06 | 6.7912e-06 | 7.4167e-06 | 7.3688e-06 | 9.5825e-06 | 1.1669e-05 | 0.0099362 | 6.3319e-06 | 3.0895e-06 | 3.6314e-06 | 3.3016e-06 | 3.2804e-06
TSO | - | 9 | 12 | 2025 | Winter | Qc_net, [MVAr] | 1 | 1 | -32.1709 | -37.0979 | -35.1369 | -36.3799 | -36.4009 | -35.7149 | -15.906 | -0.64399 | 5.561 | 12.935 | 16.145 | 15.049 | 18.81 | 13.537 | 12.872 | 2.959 | 0.87301 | 20.45 | 21.344 | 22.629 | 12.316 | 0.92602 | -6.541 | -10.465
TSO | - | 10 | 15 | 2025 | Winter | Pc, [MW] | 1 | 1 | 4.3584 | 4.2973 | 4.0705 | 4.0818 | 3.96 | 4.1087 | 5.1958 | 5.4289 | 5.8097 | 6.0848 | 5.6351 | 5.8341 | 5.8046 | 5.6981 | 5.4358 | 5.1047 | 5.0224 | 5.8029 | 5.7114 | 5.7883 | 5.6716 | 5.4392 | 5.1672 | 4.7326
TSO | - | 10 | 15 | 2025 | Winter | Pc_flex, [MW] | 1 | 1 | 3.3575e-06 | 3.0886e-06 | 3.3111e-06 | 3.2377e-06 | 3.5143e-06 | 3.2013e-06 | 2.8269e-06 | 3.336e-06 | 4.1091e-06 | 5.6478e-06 | 6.6426e-06 | 5.617e-06 | 6.6516e-06 | 6.8238e-06 | 7.4563e-06 | 7.4094e-06 | 9.6499e-06 | 1.1738e-05 | 0.0099354 | 6.3388e-06 | 3.0913e-06 | 3.6373e-06 | 3.308e-06 | 3.2894e-06
TSO | - | 10 | 15 | 2025 | Winter | Pc_net, [MW] | 1 | 1 | 4.3584 | 4.2973 | 4.0705 | 4.0818 | 3.96 | 4.1087 | 5.1958 | 5.4289 | 5.8097 | 6.0848 | 5.6351 | 5.8341 | 5.8046 | 5.6981 | 5.4358 | 5.1047 | 5.0224 | 5.8029 | 5.7015 | 5.7883 | 5.6716 | 5.4392 | 5.1672 | 4.7326
TSO | - | 10 | 15 | 2025 | Winter | Qc, [MVAr] | 1 | 1 | -3.4099 | -3.4099 | -3.4099 | -3.4099 | -3.4099 | -3.4099 | -3.296 | -3.012 | -2.898 | -2.727 | -2.784 | -2.727 | -2.784 | -2.955 | -2.955 | -2.955 | -3.125 | -3.181 | -3.181 | -3.181 | -3.181 | -3.245 | -3.435 | -3.4349
TSO | - | 10 | 15 | 2025 | Winter | Qc_flex, [MVAr] | 1 | 1 | 3.3575e-06 | 3.0886e-06 | 3.3111e-06 | 3.2377e-06 | 3.5143e-06 | 3.2013e-06 | 2.8269e-06 | 3.336e-06 | 4.1091e-06 | 5.6478e-06 | 6.6426e-06 | 5.617e-06 | 6.6516e-06 | 6.8238e-06 | 7.4563e-06 | 7.4094e-06 | 9.6499e-06 | 1.1738e-05 | 0.0099354 | 6.3388e-06 | 3.0913e-06 | 3.6373e-06 | 3.308e-06 | 3.2894e-06
TSO | - | 10 | 15 | 2025 | Winter | Qc_net, [MVAr] | 1 | 1 | -3.4099 | -3.4099 | -3.4099 | -3.4099 | -3.4099 | -3.4099 | -3.296 | -3.012 | -2.898 | -2.727 | -2.784 | -2.727 | -2.784 | -2.955 | -2.955 | -2.955 | -3.125 | -3.181 | -3.181 | -3.181 | -3.181 | -3.245 | -3.435 | -3.4349
TSO | - | 11 | 16 | 2025 | Winter | Pc, [MW] | 1 | 1 | 31.9462 | 31.326 | 30.5081 | 30.4169 | 30.8334 | 34.0749 | 45.5343 | 49.1846 | 50.7318 | 47.7672 | 47.883 | 48.1491 | 45.7269 | 46.8772 | 44.1179 | 43.4718 | 43.4028 | 46.9643 | 45.2164 | 43.88 | 43.3307 | 38.3142 | 37.0698 | 33.6632
TSO | - | 11 | 16 | 2025 | Winter | Pc_flex, [MW] | 1 | 1 | 3.3098e-06 | 3.0572e-06 | 3.2791e-06 | 3.2186e-06 | 3.4896e-06 | 3.1736e-06 | 2.8442e-06 | 3.3343e-06 | 4.0797e-06 | 5.5907e-06 | 6.6546e-06 | 5.7214e-06 | 6.5999e-06 | 6.8747e-06 | 7.3887e-06 | 7.2491e-06 | 9.2814e-06 | 1.1876e-05 | 0.0099372 | 6.2433e-06 | 3.0506e-06 | 3.5633e-06 | 3.2509e-06 | 3.2502e-06
TSO | - | 11 | 16 | 2025 | Winter | Pc_net, [MW] | 1 | 1 | 31.9462 | 31.326 | 30.5081 | 30.4169 | 30.8334 | 34.0749 | 45.5343 | 49.1846 | 50.7318 | 47.7672 | 47.883 | 48.1491 | 45.7269 | 46.8772 | 44.1179 | 43.4718 | 43.4028 | 46.9643 | 45.2064 | 43.88 | 43.3307 | 38.3142 | 37.0698 | 33.6632
TSO | - | 11 | 16 | 2025 | Winter | Qc, [MVAr] | 1 | 1 | 2.1262 | -1.2979 | -2.0778 | -0.91186 | -1.4898 | -0.24285 | 4.0581 | 7.2981 | 8.2621 | 6.8641 | 6.9741 | 7.0461 | 6.0671 | 5.9401 | 4.1801 | 3.9851 | 3.4841 | 4.9241 | 4.5482 | 3.8552 | 3.4061 | 1.9131 | 0.61315 | -0.90681
TSO | - | 11 | 16 | 2025 | Winter | Qc_flex, [MVAr] | 1 | 1 | 3.3098e-06 | 3.0572e-06 | 3.2791e-06 | 3.2186e-06 | 3.4896e-06 | 3.1736e-06 | 2.8442e-06 | 3.3343e-06 | 4.0797e-06 | 5.5907e-06 | 6.6546e-06 | 5.7214e-06 | 6.5999e-06 | 6.8747e-06 | 7.3887e-06 | 7.2491e-06 | 9.2814e-06 | 1.1876e-05 | 0.0099372 | 6.2433e-06 | 3.0506e-06 | 3.5633e-06 | 3.2509e-06 | 3.2502e-06
TSO | - | 11 | 16 | 2025 | Winter | Qc_net, [MVAr] | 1 | 1 | 2.1262 | -1.2979 | -2.0778 | -0.91186 | -1.4898 | -0.24285 | 4.0581 | 7.2981 | 8.2621 | 6.8641 | 6.9741 | 7.0461 | 6.0671 | 5.9401 | 4.1801 | 3.9851 | 3.4841 | 4.9241 | 4.5482 | 3.8552 | 3.4061 | 1.9131 | 0.61315 | -0.90681
TSO | - | 12 | 17 | 2025 | Winter | Pc, [MW] | 1 | 1 | 7.9078 | 7.746 | 6.8544 | 7.0858 | 7.0751 | 7.7807 | 8.9971 | 9.9048 | 9.8875 | 10.2876 | 8.9816 | 9.4112 | 8.9392 | 8.7424 | 9.0185 | 9.361 | 10.1944 | 11.039 | 10.2997 | 10.886 | 11.0018 | 9.4942 | 8.8098 | 8.8639
TSO | - | 12 | 17 | 2025 | Winter | Pc_flex, [MW] | 1 | 1 | 3.3014e-06 | 3.0519e-06 | 3.2737e-06 | 3.2157e-06 | 3.4857e-06 | 3.1691e-06 | 2.8409e-06 | 3.3352e-06 | 4.0804e-06 | 5.5885e-06 | 6.6412e-06 | 5.7147e-06 | 6.5974e-06 | 6.8637e-06 | 7.3757e-06 | 7.2303e-06 | 9.2231e-06 | 1.189e-05 | 0.0099375 | 6.2317e-06 | 3.0456e-06 | 3.5527e-06 | 3.2411e-06 | 3.2378e-06
TSO | - | 12 | 17 | 2025 | Winter | Pc_net, [MW] | 1 | 1 | 7.9078 | 7.746 | 6.8544 | 7.0858 | 7.0751 | 7.7807 | 8.9971 | 9.9048 | 9.8875 | 10.2876 | 8.9815 | 9.4112 | 8.9392 | 8.7424 | 9.0185 | 9.361 | 10.1944 | 11.039 | 10.2898 | 10.8859 | 11.0018 | 9.4942 | 8.8098 | 8.8639
TSO | - | 12 | 17 | 2025 | Winter | Qc, [MVAr] | 1 | 1 | -1.4489 | -1.4579 | -1.5929 | -1.4609 | -1.4659 | -1.3199 | -0.8999 | -0.50592 | -0.36892 | -0.46491 | -0.67391 | -0.50492 | -0.57792 | -0.56492 | -0.71491 | -0.7199 | -0.57889 | -0.49991 | -0.60287 | -0.66885 | -0.59889 | -0.77789 | -1.0189 | -1.1359
TSO | - | 12 | 17 | 2025 | Winter | Qc_flex, [MVAr] | 1 | 1 | 3.3014e-06 | 3.0519e-06 | 3.2737e-06 | 3.2157e-06 | 3.4857e-06 | 3.1691e-06 | 2.8409e-06 | 3.3352e-06 | 4.0804e-06 | 5.5885e-06 | 6.6412e-06 | 5.7147e-06 | 6.5974e-06 | 6.8637e-06 | 7.3757e-06 | 7.2303e-06 | 9.2231e-06 | 1.189e-05 | 0.0099375 | 6.2317e-06 | 3.0456e-06 | 3.5527e-06 | 3.2411e-06 | 3.2378e-06
TSO | - | 12 | 17 | 2025 | Winter | Qc_net, [MVAr] | 1 | 1 | -1.4489 | -1.4579 | -1.5929 | -1.4609 | -1.4659 | -1.3199 | -0.8999 | -0.50592 | -0.36892 | -0.46491 | -0.67391 | -0.50492 | -0.57792 | -0.56492 | -0.71492 | -0.7199 | -0.57889 | -0.49991 | -0.60287 | -0.66885 | -0.59889 | -0.77789 | -1.0189 | -1.1359
TSO | - | 13 | 18 | 2025 | Winter | Pc, [MW] | 1 | 1 | 0.76785 | 0.77353 | 0.75517 | 0.74697 | 0.77106 | 0.68659 | 1.0827 | 1.028 | 1.0253 | 1.2162 | 1.5036 | 1.3707 | 1.5431 | 1.5759 | 1.483 | 1.4569 | 1.5299 | 1.6211 | 1.5909 | 1.5781 | 1.5938 | 1.0663 | 0.94412 | 0.82066
TSO | - | 13 | 18 | 2025 | Winter | Pc_flex, [MW] | 1 | 1 | 3.3505e-06 | 3.0837e-06 | 3.3062e-06 | 3.2345e-06 | 3.5102e-06 | 3.1967e-06 | 2.823e-06 | 3.3287e-06 | 4.101e-06 | 5.6361e-06 | 6.6239e-06 | 5.6051e-06 | 6.6357e-06 | 6.8066e-06 | 7.4347e-06 | 7.3813e-06 | 9.5905e-06 | 1.1691e-05 | 0.0099359 | 6.3291e-06 | 3.0857e-06 | 3.6289e-06 | 3.3e-06 | 3.2803e-06
TSO | - | 13 | 18 | 2025 | Winter | Pc_net, [MW] | 1 | 1 | 0.76785 | 0.77353 | 0.75517 | 0.74697 | 0.77106 | 0.68659 | 1.0827 | 1.028 | 1.0253 | 1.2162 | 1.5036 | 1.3707 | 1.5431 | 1.5759 | 1.483 | 1.4569 | 1.5298 | 1.621 | 1.5809 | 1.5781 | 1.5938 | 1.0663 | 0.94412 | 0.82066
TSO | - | 13 | 18 | 2025 | Winter | Qc, [MVAr] | 1 | 1 | -1.0337 | -1.0337 | -1.0337 | -1.0337 | -0.9797 | -1.0097 | -0.91981 | -0.88989 | -0.88994 | -0.98794 | -0.91295 | -0.88792 | -0.89492 | -0.94491 | -0.9179 | -0.91586 | -0.94181 | -0.94193 | -0.94193 | -0.91291 | -0.90987 | -0.98885 | -0.98879 | -0.98876
TSO | - | 13 | 18 | 2025 | Winter | Qc_flex, [MVAr] | 1 | 1 | 3.3505e-06 | 3.0837e-06 | 3.3062e-06 | 3.2345e-06 | 3.5102e-06 | 3.1967e-06 | 2.823e-06 | 3.3287e-06 | 4.101e-06 | 5.6361e-06 | 6.6239e-06 | 5.6051e-06 | 6.6357e-06 | 6.8066e-06 | 7.4347e-06 | 7.3813e-06 | 9.5905e-06 | 1.1691e-05 | 0.0099359 | 6.3291e-06 | 3.0857e-06 | 3.6289e-06 | 3.3e-06 | 3.2803e-06
TSO | - | 13 | 18 | 2025 | Winter | Qc_net, [MVAr] | 1 | 1 | -1.0337 | -1.0337 | -1.0337 | -1.0337 | -0.9797 | -1.0097 | -0.91981 | -0.88989 | -0.88994 | -0.98794 | -0.91295 | -0.88792 | -0.89492 | -0.94491 | -0.9179 | -0.91586 | -0.94181 | -0.94193 | -0.94193 | -0.91291 | -0.90987 | -0.98885 | -0.98879 | -0.98876
TSO | - | 14 | 20 | 2025 | Winter | Pc, [MW] | 1 | 1 | 4.2798 | 4.2956 | 4.2446 | 4.1668 | 4.5311 | 4.2108 | 4.3359 | 3.3751 | 2.8907 | 2.5583 | 3.0311 | 3.4377 | 3.8009 | 4.2083 | 4.1096 | 3.6126 | 3.5896 | 3.9669 | 3.9381 | 3.7927 | 3.9021 | 4.3806 | 4.4407 | 4.1304
TSO | - | 14 | 20 | 2025 | Winter | Pc_flex, [MW] | 1 | 1 | 3.1464e-06 | 2.9919e-06 | 3.2616e-06 | 3.2956e-06 | 3.5715e-06 | 3.1508e-06 | 2.7504e-06 | 3.1318e-06 | 4.0546e-06 | 5.052e-06 | 7.1276e-06 | 5.5181e-06 | 6.4318e-06 | 6.5844e-06 | 7.3603e-06 | 7.1823e-06 | 7.6186e-06 | 1.245e-05 | 0.0099483 | 6.3435e-06 | 2.8174e-06 | 3.3189e-06 | 3.0625e-06 | 2.858e-06
TSO | - | 14 | 20 | 2025 | Winter | Pc_net, [MW] | 1 | 1 | 4.2798 | 4.2956 | 4.2446 | 4.1668 | 4.5311 | 4.2108 | 4.3359 | 3.3751 | 2.8907 | 2.5583 | 3.0311 | 3.4376 | 3.8009 | 4.2083 | 4.1096 | 3.6126 | 3.5896 | 3.9669 | 3.9281 | 3.7927 | 3.9021 | 4.3806 | 4.4407 | 4.1304
TSO | - | 14 | 20 | 2025 | Winter | Qc, [MVAr] | 1 | 1 | -0.15399 | -0.15389 | -0.15379 | -0.15371 | -0.1522 | -0.15213 | -0.15399 | -0.15399 | -0.154 | -0.15399 | -0.154 | -0.72199 | -0.91199 | -0.91199 | -0.154 | -0.154 | -0.34899 | -0.934 | -0.93399 | -0.93399 | -0.17599 | -0.17599 | -0.17599 | -0.17596
TSO | - | 14 | 20 | 2025 | Winter | Qc_flex, [MVAr] | 1 | 1 | 3.1464e-06 | 2.9919e-06 | 3.2616e-06 | 3.2956e-06 | 3.5715e-06 | 3.1508e-06 | 2.7504e-06 | 3.1318e-06 | 4.0546e-06 | 5.052e-06 | 7.1276e-06 | 5.5181e-06 | 6.4318e-06 | 6.5844e-06 | 7.3603e-06 | 7.1823e-06 | 7.6186e-06 | 1.245e-05 | 0.0099483 | 6.3435e-06 | 2.8174e-06 | 3.3189e-06 | 3.0625e-06 | 2.858e-06
TSO | - | 14 | 20 | 2025 | Winter | Qc_net, [MVAr] | 1 | 1 | -0.15399 | -0.15389 | -0.15379 | -0.15371 | -0.1522 | -0.15213 | -0.15399 | -0.15399 | -0.154 | -0.154 | -0.15401 | -0.722 | -0.912 | -0.912 | -0.15401 | -0.15401 | -0.349 | -0.934 | -0.934 | -0.934 | -0.17599 | -0.17599 | -0.17599 | -0.17596
TSO | - | 15 | 21 | 2025 | Winter | Pc, [MW] | 1 | 1 | 7.2974 | 6.8907 | 6.4218 | 6.3203 | 6.1212 | 6.6065 | 9.8276 | 11.0167 | 11.7154 | 11.8319 | 11.2335 | 11.7591 | 11.9131 | 11.9494 | 10.7244 | 10.0572 | 10.3922 | 12.3608 | 11.5756 | 11.3257 | 11.1698 | 10.3016 | 9.336 | 8.4293
TSO | - | 15 | 21 | 2025 | Winter | Pc_flex, [MW] | 1 | 1 | 3.1297e-06 | 3.0157e-06 | 3.3035e-06 | 3.3575e-06 | 3.6452e-06 | 3.1905e-06 | 2.7344e-06 | 3.1012e-06 | 4.1045e-06 | 5.0538e-06 | 7.391e-06 | 5.5305e-06 | 6.4371e-06 | 6.5617e-06 | 7.3392e-06 | 7.1478e-06 | 7.3993e-06 | 1.2916e-05 | 0.0099495 | 6.3809e-06 | 2.7821e-06 | 3.2656e-06 | 3.013e-06 | 2.8103e-06
TSO | - | 15 | 21 | 2025 | Winter | Pc_net, [MW] | 1 | 1 | 7.2974 | 6.8907 | 6.4218 | 6.3203 | 6.1212 | 6.6065 | 9.8276 | 11.0166 | 11.7154 | 11.8319 | 11.2335 | 11.7591 | 11.9131 | 11.9494 | 10.7244 | 10.0572 | 10.3922 | 12.3608 | 11.5656 | 11.3257 | 11.1698 | 10.3016 | 9.336 | 8.4293
TSO | - | 15 | 21 | 2025 | Winter | Qc, [MVAr] | 1 | 1 | -1.636 | -1.6359 | -1.6358 | -1.6357 | -1.6342 | -1.6341 | -1.235 | -0.26699 | -0.076995 | -0.076993 | -0.076996 | -0.076994 | -0.076995 | -0.076994 | -0.272 | -0.857 | -0.85699 | -0.857 | -0.85699 | -0.85699 | -0.85699 | -0.85699 | -1.614 | -1.614
TSO | - | 15 | 21 | 2025 | Winter | Qc_flex, [MVAr] | 1 | 1 | 3.1297e-06 | 3.0157e-06 | 3.3035e-06 | 3.3575e-06 | 3.6452e-06 | 3.1905e-06 | 2.7344e-06 | 3.1012e-06 | 4.1045e-06 | 5.0538e-06 | 7.391e-06 | 5.5305e-06 | 6.4371e-06 | 6.5617e-06 | 7.3392e-06 | 7.1478e-06 | 7.3993e-06 | 1.2916e-05 | 0.0099495 | 6.3809e-06 | 2.7821e-06 | 3.2656e-06 | 3.013e-06 | 2.8103e-06
TSO | - | 15 | 21 | 2025 | Winter | Qc_net, [MVAr] | 1 | 1 | -1.636 | -1.6359 | -1.6358 | -1.6357 | -1.6342 | -1.6341 | -1.235 | -0.26699 | -0.076998 | -0.076995 | -0.077005 | -0.076999 | -0.077002 | -0.077001 | -0.27201 | -0.85701 | -0.857 | -0.857 | -0.857 | -0.857 | -0.85699 | -0.85699 | -1.614 | -1.614
TSO | - | 16 | 26 | 2025 | Winter | Pc, [MW] | 1 | 1 | 24.7232 | 22.493 | 21.2253 | 20.8382 | 20.2993 | 20.9754 | 26.107 | 27.3965 | 30.4964 | 31.3857 | 31.0504 | 31.1334 | 30.7973 | 30.7893 | 30.0478 | 29.4781 | 28.285 | 30.976 | 31.8762 | 31.6126 | 31.9176 | 30.0876 | 29.7256 | 27.3521
TSO | - | 16 | 26 | 2025 | Winter | Pc_flex, [MW] | 1 | 1 | 3.3287e-06 | 3.0685e-06 | 3.2909e-06 | 3.225e-06 | 3.4978e-06 | 3.183e-06 | 2.8152e-06 | 3.3125e-06 | 4.08e-06 | 5.5921e-06 | 6.5715e-06 | 5.579e-06 | 6.5904e-06 | 6.763e-06 | 7.3709e-06 | 7.2994e-06 | 9.3935e-06 | 1.1581e-05 | 0.0099375 | 6.295e-06 | 3.0679e-06 | 3.5992e-06 | 3.2753e-06 | 3.2539e-06
TSO | - | 16 | 26 | 2025 | Winter | Pc_net, [MW] | 1 | 1 | 24.7232 | 22.493 | 21.2253 | 20.8382 | 20.2993 | 20.9754 | 26.107 | 27.3965 | 30.4964 | 31.3857 | 31.0504 | 31.1334 | 30.7973 | 30.7893 | 30.0478 | 29.4781 | 28.285 | 30.976 | 31.8663 | 31.6126 | 31.9176 | 30.0876 | 29.7256 | 27.3521
TSO | - | 16 | 26 | 2025 | Winter | Qc, [MVAr] | 1 | 1 | 0.77281 | 0.54482 | 0.32582 | 0.33882 | -0.16118 | 0.074821 | 1.6508 | 3.0747 | 4.3767 | 5.1307 | 5.0627 | 5.0017 | 4.8817 | 4.6457 | 4.2837 | 3.3708 | 3.1948 | 3.6977 | 3.8858 | 3.6838 | 3.3868 | 2.9868 | 2.1558 | 1.4158
TSO | - | 16 | 26 | 2025 | Winter | Qc_flex, [MVAr] | 1 | 1 | 3.3287e-06 | 3.0685e-06 | 3.2909e-06 | 3.225e-06 | 3.4978e-06 | 3.183e-06 | 2.8152e-06 | 3.3125e-06 | 4.08e-06 | 5.5921e-06 | 6.5715e-06 | 5.579e-06 | 6.5904e-06 | 6.763e-06 | 7.3709e-06 | 7.2994e-06 | 9.3935e-06 | 1.1581e-05 | 0.0099375 | 6.295e-06 | 3.0679e-06 | 3.5992e-06 | 3.2753e-06 | 3.2539e-06
TSO | - | 16 | 26 | 2025 | Winter | Qc_net, [MVAr] | 1 | 1 | 0.77281 | 0.54482 | 0.32582 | 0.33882 | -0.16118 | 0.074821 | 1.6508 | 3.0747 | 4.3767 | 5.1307 | 5.0627 | 5.0017 | 4.8817 | 4.6457 | 4.2837 | 3.3708 | 3.1948 | 3.6977 | 3.8858 | 3.6838 | 3.3868 | 2.9868 | 2.1558 | 1.4158
TSO | - | 17 | 30 | 2025 | Winter | Pc, [MW] | 1 | 1 | 11.8108 | 11.225 | 11.0747 | 11.0136 | 10.9194 | 11.3709 | 14.637 | 15.3047 | 15.8385 | 15.4013 | 15.3024 | 16.1059 | 16.0114 | 16.2853 | 15.675 | 15.3959 | 15.1009 | 15.8406 | 15.2568 | 14.6433 | 14.8767 | 13.8313 | 12.8219 | 12.4772
TSO | - | 17 | 30 | 2025 | Winter | Pc_flex, [MW] | 1 | 1 | 3.2357e-06 | 3.0137e-06 | 3.2395e-06 | 3.201e-06 | 3.4647e-06 | 3.137e-06 | 2.8126e-06 | 3.3328e-06 | 4.059e-06 | 5.5452e-06 | 6.5144e-06 | 5.6609e-06 | 6.564e-06 | 6.799e-06 | 7.2701e-06 | 7.0665e-06 | 8.7891e-06 | 1.19e-05 | 0.0099411 | 6.0577e-06 | 2.9958e-06 | 3.4624e-06 | 3.1586e-06 | 3.1426e-06
TSO | - | 17 | 30 | 2025 | Winter | Pc_net, [MW] | 1 | 1 | 11.8108 | 11.225 | 11.0747 | 11.0136 | 10.9194 | 11.3709 | 14.637 | 15.3047 | 15.8385 | 15.4013 | 15.3023 | 16.1059 | 16.0114 | 16.2853 | 15.675 | 15.3959 | 15.1009 | 15.8406 | 15.2468 | 14.6433 | 14.8767 | 13.8313 | 12.8219 | 12.4772
TSO | - | 17 | 30 | 2025 | Winter | Qc, [MVAr] | 1 | 1 | -1.647 | -1.89 | -1.934 | -1.916 | -1.817 | -1.587 | -0.23798 | 0.58602 | 0.99702 | 0.57802 | 0.67402 | 1.048 | 1.19 | 1.181 | 0.53202 | 0.28202 | 0.28702 | 0.32602 | -0.071979 | -0.50798 | -0.13498 | -0.54798 | -1.453 | -1.515
TSO | - | 17 | 30 | 2025 | Winter | Qc_flex, [MVAr] | 1 | 1 | 3.2357e-06 | 3.0137e-06 | 3.2395e-06 | 3.201e-06 | 3.4647e-06 | 3.137e-06 | 2.8126e-06 | 3.3328e-06 | 4.059e-06 | 5.5452e-06 | 6.5144e-06 | 5.6609e-06 | 6.564e-06 | 6.799e-06 | 7.2701e-06 | 7.0665e-06 | 8.7891e-06 | 1.19e-05 | 0.0099411 | 6.0577e-06 | 2.9958e-06 | 3.4624e-06 | 3.1586e-06 | 3.1426e-06
TSO | - | 17 | 30 | 2025 | Winter | Qc_net, [MVAr] | 1 | 1 | -1.647 | -1.89 | -1.934 | -1.916 | -1.817 | -1.587 | -0.23798 | 0.58602 | 0.99702 | 0.57802 | 0.67402 | 1.048 | 1.19 | 1.181 | 0.53202 | 0.28202 | 0.28702 | 0.32602 | -0.07198 | -0.50798 | -0.13498 | -0.54798 | -1.453 | -1.515
TSO | - | 18 | 35 | 2025 | Winter | Pc, [MW] | 1 | 1 | 19.5423 | 18.6695 | 17.4622 | 17.156 | 16.9345 | 19.274 | 26.8574 | 29.3031 | 30.0396 | 30.6175 | 27.5253 | 29.3278 | 28.699 | 27.9159 | 25.875 | 25.51 | 26.1951 | 29.1182 | 27.5921 | 27.1851 | 27.0756 | 24.9342 | 23.3756 | 21.5167
TSO | - | 18 | 35 | 2025 | Winter | Pc_flex, [MW] | 1 | 1 | 3.2717e-06 | 3.0326e-06 | 3.2557e-06 | 3.2067e-06 | 3.4735e-06 | 3.1535e-06 | 2.8275e-06 | 3.3348e-06 | 4.0854e-06 | 5.5629e-06 | 6.5959e-06 | 5.6768e-06 | 6.5774e-06 | 6.8085e-06 | 7.3127e-06 | 7.1496e-06 | 8.9615e-06 | 1.1878e-05 | 0.0099393 | 6.1842e-06 | 3.0184e-06 | 3.5092e-06 | 3.203e-06 | 3.1881e-06
TSO | - | 18 | 35 | 2025 | Winter | Pc_net, [MW] | 1 | 1 | 19.5423 | 18.6695 | 17.4622 | 17.156 | 16.9345 | 19.274 | 26.8574 | 29.3031 | 30.0396 | 30.6175 | 27.5253 | 29.3278 | 28.699 | 27.9159 | 25.875 | 25.51 | 26.1951 | 29.1182 | 27.5821 | 27.1851 | 27.0756 | 24.9342 | 23.3756 | 21.5167
TSO | - | 18 | 35 | 2025 | Winter | Qc, [MVAr] | 1 | 1 | 3.4468 | 4.2508 | 4.2508 | 4.2507 | 4.2508 | 4.2508 | 2.1051 | 0.22829 | -0.040707 | -1.1124 | -0.30869 | -0.84459 | -1.1128 | -1.1126 | -0.040611 | 0.77587 | 1.0488 | 1.0476 | 1.0488 | 1.3168 | 2.1218 | 2.1218 | 3.1938 | 3.1938
TSO | - | 18 | 35 | 2025 | Winter | Qc_flex, [MVAr] | 1 | 1 | 3.2717e-06 | 3.0326e-06 | 3.2557e-06 | 3.2067e-06 | 3.4735e-06 | 3.1535e-06 | 2.8275e-06 | 3.3348e-06 | 4.0854e-06 | 5.5629e-06 | 6.5959e-06 | 5.6768e-06 | 6.5774e-06 | 6.8085e-06 | 7.3127e-06 | 7.1496e-06 | 8.9615e-06 | 1.1878e-05 | 0.0099393 | 6.1842e-06 | 3.0184e-06 | 3.5092e-06 | 3.203e-06 | 3.1881e-06
TSO | - | 18 | 35 | 2025 | Winter | Qc_net, [MVAr] | 1 | 1 | 3.4468 | 4.2508 | 4.2508 | 4.2507 | 4.2508 | 4.2508 | 2.1051 | 0.22829 | -0.040707 | -1.1124 | -0.30869 | -0.84459 | -1.1128 | -1.1126 | -0.040611 | 0.77587 | 1.0488 | 1.0476 | 1.0488 | 1.3168 | 2.1218 | 2.1218 | 3.1938 | 3.1938
TSO | - | 19 | 36 | 2025 | Winter | Pc, [MW] | 1 | 1 | 0.20596 | 2.0698 | -0.17127 | 0.13289 | 0.28056 | 0.03139 | 0.18012 | -0.19158 | -0.33477 | 0.0098684 | -0.065054 | 0.34292 | -0.32929 | -0.65284 | -0.043941 | -0.092235 | 0.38606 | 0.089717 | -0.13753 | 0.40219 | -0.06304 | 0.12497 | 0.08404 | 0.034901
TSO | - | 19 | 36 | 2025 | Winter | Pc_flex, [MW] | 1 | 1 | 3.2694e-06 | 3.0306e-06 | 3.254e-06 | 3.206e-06 | 3.4725e-06 | 3.1523e-06 | 2.8254e-06 | 3.3354e-06 | 4.0907e-06 | 5.5488e-06 | 6.599e-06 | 5.6653e-06 | 6.575e-06 | 6.7958e-06 | 7.3064e-06 | 7.1444e-06 | 8.9066e-06 | 1.1876e-05 | 0.0099395 | 6.1846e-06 | 3.0121e-06 | 3.5025e-06 | 3.1981e-06 | 3.1801e-06
TSO | - | 19 | 36 | 2025 | Winter | Pc_net, [MW] | 1 | 1 | 0.20596 | 2.0698 | -0.17127 | 0.13288 | 0.28056 | 0.03139 | 0.18012 | -0.19158 | -0.33477 | 0.0098648 | -0.065059 | 0.34292 | -0.32929 | -0.65284 | -0.043943 | -0.092239 | 0.38606 | 0.089707 | -0.14746 | 0.40219 | -0.063042 | 0.12497 | 0.084038 | 0.034899
TSO | - | 19 | 36 | 2025 | Winter | Qc, [MVAr] | 1 | 1 | 1.5839 | 1.01 | 1.409 | 1.5499 | 1.545 | 1.413 | 1.8699 | 1.7589 | 2.3479 | 1.9629 | 1.5059 | 1.4199 | 1.7569 | 1.2349 | 1.3179 | 1.3259 | 1.749 | 1.6079 | 1.531 | 1.795 | 1.869 | 1.438 | 1.162 | 1.399
TSO | - | 19 | 36 | 2025 | Winter | Qc_flex, [MVAr] | 1 | 1 | 3.2694e-06 | 3.0306e-06 | 3.254e-06 | 3.206e-06 | 3.4725e-06 | 3.1523e-06 | 2.8254e-06 | 3.3354e-06 | 4.0907e-06 | 5.5488e-06 | 6.599e-06 | 5.6653e-06 | 6.575e-06 | 6.7958e-06 | 7.3064e-06 | 7.1444e-06 | 8.9066e-06 | 1.1876e-05 | 0.0099395 | 6.1846e-06 | 3.0121e-06 | 3.5025e-06 | 3.1981e-06 | 3.1801e-06
TSO | - | 19 | 36 | 2025 | Winter | Qc_net, [MVAr] | 1 | 1 | 1.5839 | 1.01 | 1.409 | 1.5499 | 1.545 | 1.413 | 1.8699 | 1.7589 | 2.3479 | 1.9629 | 1.5059 | 1.4199 | 1.7569 | 1.2349 | 1.3179 | 1.3259 | 1.749 | 1.6079 | 1.531 | 1.795 | 1.869 | 1.438 | 1.162 | 1.399
TSO | - | 20 | 42 | 2025 | Winter | Pc, [MW] | 1 | 1 | 16.6334 | 15.5388 | 14.6395 | 14.4556 | 14.5123 | 15.2694 | 19.7135 | 20.8761 | 21.8086 | 22.253 | 21.6488 | 22.2859 | 22.1707 | 21.3758 | 20.7588 | 19.5111 | 19.344 | 23.1426 | 22.9016 | 22.9022 | 22.4639 | 21.2943 | 20.5767 | 18.3136
TSO | - | 20 | 42 | 2025 | Winter | Pc_flex, [MW] | 1 | 1 | 3.277e-06 | 3.0345e-06 | 3.2579e-06 | 3.2075e-06 | 3.4746e-06 | 3.1585e-06 | 2.8055e-06 | 3.3046e-06 | 4.0519e-06 | 5.4878e-06 | 6.4471e-06 | 5.52e-06 | 6.4895e-06 | 6.6573e-06 | 7.2196e-06 | 7.0897e-06 | 8.8931e-06 | 1.1432e-05 | 0.0099411 | 6.2231e-06 | 3.0226e-06 | 3.5244e-06 | 3.2144e-06 | 3.1858e-06
TSO | - | 20 | 42 | 2025 | Winter | Pc_net, [MW] | 1 | 1 | 16.6334 | 15.5388 | 14.6395 | 14.4556 | 14.5123 | 15.2694 | 19.7135 | 20.8761 | 21.8086 | 22.253 | 21.6488 | 22.2859 | 22.1707 | 21.3758 | 20.7588 | 19.5111 | 19.344 | 23.1426 | 22.8917 | 22.9022 | 22.4639 | 21.2943 | 20.5767 | 18.3136
TSO | - | 20 | 42 | 2025 | Winter | Qc, [MVAr] | 1 | 1 | -2.1901 | -2.9251 | -3.0511 | -3.0511 | -3.0511 | -2.8821 | -1.4591 | -0.67408 | 0.25691 | 0.82993 | -0.34208 | -0.26007 | 0.11592 | 0.038926 | -0.19508 | -1.0941 | -1.4591 | -0.57107 | -0.51606 | -0.21106 | -0.086057 | -0.76206 | -1.2851 | -1.6121
TSO | - | 20 | 42 | 2025 | Winter | Qc_flex, [MVAr] | 1 | 1 | 3.277e-06 | 3.0345e-06 | 3.2579e-06 | 3.2075e-06 | 3.4746e-06 | 3.1585e-06 | 2.8055e-06 | 3.3046e-06 | 4.0519e-06 | 5.4878e-06 | 6.4471e-06 | 5.52e-06 | 6.4895e-06 | 6.6573e-06 | 7.2196e-06 | 7.0897e-06 | 8.8931e-06 | 1.1432e-05 | 0.0099411 | 6.2231e-06 | 3.0226e-06 | 3.5244e-06 | 3.2144e-06 | 3.1858e-06
TSO | - | 20 | 42 | 2025 | Winter | Qc_net, [MVAr] | 1 | 1 | -2.1901 | -2.9251 | -3.0511 | -3.0511 | -3.0511 | -2.8821 | -1.4591 | -0.67408 | 0.25691 | 0.82993 | -0.34208 | -0.26007 | 0.11592 | 0.038927 | -0.19507 | -1.0941 | -1.4591 | -0.57107 | -0.51606 | -0.21106 | -0.086057 | -0.76206 | -1.2851 | -1.6121
TSO | - | 21 | 55 | 2025 | Winter | Pc, [MW] | 1 | 1 | 3.1037 | 3.1251 | 3.0558 | 3.0248 | 2.9231 | 2.8534 | 4.3846 | 5.4331 | 5.6681 | 5.9465 | 5.9027 | 5.9184 | 5.9649 | 6.0702 | 5.7256 | 5.6015 | 5.4955 | 6.004 | 6.0129 | 5.9649 | 6.0239 | 5.8379 | 5.0198 | 4.5201
TSO | - | 21 | 55 | 2025 | Winter | Pc_flex, [MW] | 1 | 1 | 3.2765e-06 | 3.0341e-06 | 3.2578e-06 | 3.2074e-06 | 3.4744e-06 | 3.1548e-06 | 2.8085e-06 | 3.3048e-06 | 4.0622e-06 | 5.5054e-06 | 6.5194e-06 | 5.5706e-06 | 6.5249e-06 | 6.7126e-06 | 7.2608e-06 | 7.1314e-06 | 8.9179e-06 | 1.1568e-05 | 0.0099404 | 6.1998e-06 | 3.0147e-06 | 3.5151e-06 | 3.2065e-06 | 3.1841e-06
TSO | - | 21 | 55 | 2025 | Winter | Pc_net, [MW] | 1 | 1 | 3.1037 | 3.1251 | 3.0558 | 3.0248 | 2.9231 | 2.8534 | 4.3846 | 5.4331 | 5.6681 | 5.9465 | 5.9027 | 5.9184 | 5.9649 | 6.0702 | 5.7256 | 5.6015 | 5.4955 | 6.004 | 6.003 | 5.9649 | 6.0239 | 5.8379 | 5.0198 | 4.5201
TSO | - | 21 | 55 | 2025 | Winter | Qc, [MVAr] | 1 | 1 | 0.75896 | 0.75897 | 0.75897 | 0.75897 | 0.75897 | 0.75897 | 0.75896 | 0.75896 | 0.75895 | 0.75896 | 0.75895 | 0.75896 | 0.75895 | 0.75896 | 0.75896 | 0.75896 | 0.75897 | 0.75896 | 0.75897 | 0.75897 | 0.75897 | 0.75897 | 0.75897 | 0.75897
TSO | - | 21 | 55 | 2025 | Winter | Qc_flex, [MVAr] | 1 | 1 | 3.2765e-06 | 3.0341e-06 | 3.2578e-06 | 3.2074e-06 | 3.4744e-06 | 3.1548e-06 | 2.8085e-06 | 3.3048e-06 | 4.0622e-06 | 5.5054e-06 | 6.5194e-06 | 5.5706e-06 | 6.5249e-06 | 6.7126e-06 | 7.2608e-06 | 7.1314e-06 | 8.9179e-06 | 1.1568e-05 | 0.0099404 | 6.1998e-06 | 3.0147e-06 | 3.5151e-06 | 3.2065e-06 | 3.1841e-06
TSO | - | 21 | 55 | 2025 | Winter | Qc_net, [MVAr] | 1 | 1 | 0.75896 | 0.75897 | 0.75897 | 0.75897 | 0.75897 | 0.75897 | 0.75896 | 0.75896 | 0.75895 | 0.75896 | 0.75895 | 0.75896 | 0.75896 | 0.75896 | 0.75896 | 0.75896 | 0.75897 | 0.75896 | 0.75897 | 0.75897 | 0.75897 | 0.75897 | 0.75897 | 0.75897
TSO | - | 22 | 68 | 2025 | Winter | Pc, [MW] | 1 | 1 | 6.4149 | 6.1975 | 5.8979 | 6.397 | 6.075 | 5.9919 | 6.7648 | 6.6289 | 6.416 | 6.9918 | 7.0407 | 6.9083 | 6.8468 | 6.9051 | 6.8894 | 6.2565 | 6.5073 | 6.8586 | 6.0948 | 6.6656 | 6.3179 | 5.8203 | 6.2738 | 6.3931
TSO | - | 22 | 68 | 2025 | Winter | Pc_flex, [MW] | 1 | 1 | 3.251e-06 | 3.0181e-06 | 3.2431e-06 | 3.202e-06 | 3.4664e-06 | 3.1496e-06 | 2.8171e-06 | 3.3468e-06 | 4.0903e-06 | 5.4678e-06 | 6.4832e-06 | 5.5552e-06 | 6.4856e-06 | 6.67e-06 | 7.1958e-06 | 7.0254e-06 | 8.6461e-06 | 1.1587e-05 | 0.0099419 | 6.1667e-06 | 2.9886e-06 | 3.4717e-06 | 3.175e-06 | 3.1479e-06
TSO | - | 22 | 68 | 2025 | Winter | Pc_net, [MW] | 1 | 1 | 6.4149 | 6.1975 | 5.8979 | 6.397 | 6.075 | 5.9919 | 6.7648 | 6.6289 | 6.416 | 6.9918 | 7.0406 | 6.9083 | 6.8468 | 6.9051 | 6.8894 | 6.2565 | 6.5073 | 6.8586 | 6.0848 | 6.6656 | 6.3179 | 5.8203 | 6.2738 | 6.3931
TSO | - | 22 | 68 | 2025 | Winter | Qc, [MVAr] | 1 | 1 | 1.659 | 1.559 | 1.295 | 1.513 | 1.492 | 1.642 | 1.755 | 2.04 | 1.94 | 2.044 | 2.04 | 2.061 | 2.27 | 2.266 | 1.86 | 1.768 | 1.504 | 1.542 | 1.542 | 1.76 | 1.542 | 1.676 | 1.395 | 1.391
TSO | - | 22 | 68 | 2025 | Winter | Qc_flex, [MVAr] | 1 | 1 | 3.251e-06 | 3.0181e-06 | 3.2431e-06 | 3.202e-06 | 3.4664e-06 | 3.1496e-06 | 2.8171e-06 | 3.3468e-06 | 4.0903e-06 | 5.4678e-06 | 6.4832e-06 | 5.5552e-06 | 6.4856e-06 | 6.67e-06 | 7.1958e-06 | 7.0254e-06 | 8.6461e-06 | 1.1587e-05 | 0.0099419 | 6.1667e-06 | 2.9886e-06 | 3.4717e-06 | 3.175e-06 | 3.1479e-06
TSO | - | 22 | 68 | 2025 | Winter | Qc_net, [MVAr] | 1 | 1 | 1.659 | 1.559 | 1.295 | 1.513 | 1.492 | 1.642 | 1.755 | 2.04 | 1.94 | 2.044 | 2.04 | 2.061 | 2.27 | 2.266 | 1.86 | 1.768 | 1.504 | 1.542 | 1.542 | 1.76 | 1.542 | 1.676 | 1.395 | 1.391
TSO | - | 23 | 72 | 2025 | Winter | Pc, [MW] | 1 | 1 | 22.0693 | 13.0286 | 11.7204 | 11.9953 | 13.1512 | 13.4223 | 20.1106 | 29.1609 | 33.1451 | 37.915 | 31.1502 | 25.3219 | 27.025 | 29.4118 | 28.6778 | 28.1868 | 27.2191 | 35.8472 | 32.9625 | 34.3356 | 32.8323 | 30.3081 | 26.393 | 25.6059
TSO | - | 23 | 72 | 2025 | Winter | Pc_flex, [MW] | 1 | 1 | 3.3546e-06 | 3.0864e-06 | 3.3089e-06 | 3.2364e-06 | 3.5125e-06 | 3.1992e-06 | 2.8245e-06 | 3.3325e-06 | 4.1042e-06 | 5.6386e-06 | 6.6277e-06 | 5.6067e-06 | 6.6411e-06 | 6.8121e-06 | 7.4427e-06 | 7.396e-06 | 9.6254e-06 | 1.172e-05 | 0.0099357 | 6.3382e-06 | 3.091e-06 | 3.6355e-06 | 3.3057e-06 | 3.2863e-06
TSO | - | 23 | 72 | 2025 | Winter | Pc_net, [MW] | 1 | 1 | 22.0693 | 13.0286 | 11.7204 | 11.9953 | 13.1512 | 13.4223 | 20.1106 | 29.1609 | 33.1451 | 37.915 | 31.1502 | 25.3219 | 27.025 | 29.4118 | 28.6778 | 28.1868 | 27.219 | 35.8472 | 32.9525 | 34.3356 | 32.8323 | 30.3081 | 26.393 | 25.6059
TSO | - | 23 | 72 | 2025 | Winter | Qc, [MVAr] | 1 | 1 | 9.6571 | 7.9501 | 7.5071 | 6.9121 | 7.0161 | 7.2951 | 2.9561 | 0.58709 | 0.41207 | 0.91209 | 5.7911 | 4.9571 | 3.0831 | 4.9051 | 6.9511 | 8.1081 | 7.2371 | 1.1091 | 2.3151 | 2.3061 | 2.6351 | 5.1311 | 8.0571 | 7.0041
TSO | - | 23 | 72 | 2025 | Winter | Qc_flex, [MVAr] | 1 | 1 | 3.3546e-06 | 3.0864e-06 | 3.3089e-06 | 3.2364e-06 | 3.5125e-06 | 3.1992e-06 | 2.8245e-06 | 3.3325e-06 | 4.1042e-06 | 5.6386e-06 | 6.6277e-06 | 5.6067e-06 | 6.6411e-06 | 6.8121e-06 | 7.4427e-06 | 7.396e-06 | 9.6254e-06 | 1.172e-05 | 0.0099357 | 6.3382e-06 | 3.091e-06 | 3.6355e-06 | 3.3057e-06 | 3.2863e-06
TSO | - | 23 | 72 | 2025 | Winter | Qc_net, [MVAr] | 1 | 1 | 9.6571 | 7.9501 | 7.5071 | 6.9121 | 7.0161 | 7.2951 | 2.9561 | 0.58709 | 0.41207 | 0.91209 | 5.7911 | 4.9571 | 3.0831 | 4.9051 | 6.9511 | 8.1081 | 7.2371 | 1.1091 | 2.3151 | 2.3061 | 2.6351 | 5.1311 | 8.0571 | 7.0041
TSO | - | 24 | 103 | 2025 | Winter | Pc, [MW] | 1 | 1 | 5.7635 | 1.6358 | 2.617 | -0.42176 | 0.010062 | 2.8588 | 8.4982 | 21.587 | 30.7375 | 34.7706 | 30.5659 | 28.3243 | 27.5062 | 24.8015 | 24.5862 | 17.3783 | 16.6534 | 23.1347 | 25.4858 | 22.7545 | 17.6331 | 18.7098 | 11.1637 | 6.4408
TSO | - | 24 | 103 | 2025 | Winter | Pc_flex, [MW] | 1 | 1 | 3.3444e-06 | 3.0793e-06 | 3.3019e-06 | 3.2317e-06 | 3.5066e-06 | 3.1927e-06 | 2.8196e-06 | 3.3224e-06 | 4.0944e-06 | 5.6265e-06 | 6.6073e-06 | 5.5946e-06 | 6.6215e-06 | 6.791e-06 | 7.4151e-06 | 7.3556e-06 | 9.5348e-06 | 1.1648e-05 | 0.0099364 | 6.3199e-06 | 3.0805e-06 | 3.6215e-06 | 3.2929e-06 | 3.2723e-06
TSO | - | 24 | 103 | 2025 | Winter | Pc_net, [MW] | 1 | 1 | 5.7635 | 1.6358 | 2.617 | -0.42176 | 0.010061 | 2.8588 | 8.4982 | 21.587 | 30.7375 | 34.7706 | 30.5659 | 28.3243 | 27.5062 | 24.8015 | 24.5862 | 17.3783 | 16.6534 | 23.1347 | 25.4759 | 22.7545 | 17.6331 | 18.7098 | 11.1637 | 6.4408
TSO | - | 24 | 103 | 2025 | Winter | Qc, [MVAr] | 1 | 1 | -18.9666 | -22.3325 | -21.7375 | -21.4505 | -21.3585 | -21.0785 | -5.9417 | 4.3312 | 8.0891 | 11.9751 | 7.6731 | 6.4961 | 6.7601 | 7.0721 | 3.6702 | -2.0168 | -3.7227 | 5.2681 | 7.5161 | 5.5771 | 4.0712 | 1.8302 | -5.8647 | -7.5996
TSO | - | 24 | 103 | 2025 | Winter | Qc_flex, [MVAr] | 1 | 1 | 3.3444e-06 | 3.0793e-06 | 3.3019e-06 | 3.2317e-06 | 3.5066e-06 | 3.1927e-06 | 2.8196e-06 | 3.3224e-06 | 4.0944e-06 | 5.6265e-06 | 6.6073e-06 | 5.5946e-06 | 6.6215e-06 | 6.791e-06 | 7.4151e-06 | 7.3556e-06 | 9.5348e-06 | 1.1648e-05 | 0.0099364 | 6.3199e-06 | 3.0805e-06 | 3.6215e-06 | 3.2929e-06 | 3.2723e-06
TSO | - | 24 | 103 | 2025 | Winter | Qc_net, [MVAr] | 1 | 1 | -18.9666 | -22.3325 | -21.7375 | -21.4505 | -21.3585 | -21.0785 | -5.9417 | 4.3312 | 8.0891 | 11.9751 | 7.6731 | 6.4961 | 6.7601 | 7.0721 | 3.6702 | -2.0168 | -3.7227 | 5.2681 | 7.5161 | 5.5771 | 4.0712 | 1.8302 | -5.8647 | -7.5996
TSO | - | ADN_19 | 19 | 2025 | Winter | Pc, [MW] | 1 | 1 | 12.4496 | 11.6497 | 11.3915 | 11.1212 | 10.8756 | 10.9492 | 18.9978 | 20.0135 | 17.0176 | 12.1269 | 19.6589 | 20.3485 | 20.1922 | 19.9785 | 18.0513 | 17.2447 | 15.571 | 17.9552 | 16.6243 | 14.9331 | 14.9288 | 12.1384 | 13.153 | 13.8272
TSO | - | ADN_19 | 19 | 2025 | Winter | Pc_flex, [MW] | 1 | 1 | 0.46132 | 0.43013 | 0.48665 | 0.53069 | 0.5473 | 0.5317 | 1.4433 | 0.68564 | 2.8299 | 0.59926 | 0.064472 | 0.62465 | 0.8856 | 0.553 | 0.62334 | 1.3082 | 2.9814 | 1.1386 | 1.4162 | 2.4515 | 1.587 | 0.55776 | 0.54221 | 0.54014
TSO | - | ADN_19 | 19 | 2025 | Winter | Pc_net, [MW] | 1 | 1 | 12.9109 | 12.0798 | 11.8781 | 11.6519 | 11.4228 | 11.4809 | 20.4412 | 20.6991 | 19.8475 | 12.7262 | 19.5944 | 20.9732 | 21.0778 | 20.5315 | 18.6746 | 18.5529 | 12.5896 | 19.0938 | 18.0405 | 17.3845 | 13.3418 | 12.6962 | 13.6952 | 13.2871
TSO | - | ADN_19 | 19 | 2025 | Winter | Qc, [MVAr] | 1 | 1 | 0.47756 | 0.49812 | 0.47552 | 0.53471 | 0.21163 | 0.049226 | 2.9511 | 3.6984 | 4.5902 | 3.4781 | 5.5767 | 3.4489 | 4.2592 | 4.0724 | 2.9626 | 2.7175 | 2.1425 | 3.2721 | 2.6917 | 2.3516 | 2.1237 | 1.8384 | 1.4607 | 0.77539
TSO | - | ADN_19 | 19 | 2025 | Winter | Qc_flex, [MVAr] | 1 | 1 | 0.46132 | 0.43013 | 0.48665 | 0.53069 | 0.5473 | 0.5317 | 1.4433 | 0.68564 | 2.8299 | 0.59926 | 0.064472 | 0.62465 | 0.8856 | 0.553 | 0.62334 | 1.3082 | 2.9814 | 1.1386 | 1.4162 | 2.4515 | 1.587 | 0.55776 | 0.54221 | 0.54014
TSO | - | ADN_19 | 19 | 2025 | Winter | Qc_net, [MVAr] | 1 | 1 | 1.5166 | -0.33 | -0.67752 | -0.72785 | -1.1215 | -1.1013 | 2.5956 | 2.5189 | 5.6091 | 3.4781 | 7.2903 | 3.2517 | 3.0779 | 2.6594 | 4.2772 | 4.2267 | 2.281 | 4.5314 | 3.8235 | 3.9683 | 2.4145 | 2.2941 | 2.2028 | -0.30384
TSO | - | ADN_29 | 29 | 2025 | Winter | Pc, [MW] | 1 | 1 | 7.1015 | 6.6866 | 6.3734 | 6.3667 | 6.1501 | 6.1872 | 6.369 | 6.5159 | 6.7632 | 6.6633 | 6.7073 | 6.5174 | 6.8124 | 6.5867 | 6.4717 | 6.5889 | 6.8707 | 7.1508 | 7.0808 | 6.7609 | 6.7294 | 6.4436 | 6.5582 | 6.5991
TSO | - | ADN_29 | 29 | 2025 | Winter | Pc_flex, [MW] | 1 | 1 | 1.6116 | 1.6357 | 1.7373 | 1.7142 | 1.8978 | 1.7253 | 1.2319 | 1.2385 | 0.095072 | 0.27007 | 0.40879 | 0.033324 | 0.35838 | 0.25212 | 1.0949 | 0.91294 | 1.4689 | 0.28632 | 0.99602 | 0.20637 | 0.10118 | 0.071351 | 1.0716 | 0.87111
TSO | - | ADN_29 | 29 | 2025 | Winter | Pc_net, [MW] | 1 | 1 | 8.7131 | 8.3223 | 8.1107 | 8.0809 | 8.0479 | 7.9125 | 7.6009 | 7.7544 | 6.8582 | 6.3932 | 6.2986 | 6.4841 | 6.4541 | 6.3346 | 7.5666 | 7.5018 | 8.3396 | 6.8645 | 8.0768 | 6.9673 | 6.8306 | 6.5149 | 7.6297 | 7.4702
TSO | - | ADN_29 | 29 | 2025 | Winter | Qc, [MVAr] | 1 | 1 | 0.75466 | 0.66225 | 0.48615 | 0.39463 | 0.39957 | 0.42712 | 0.4283 | 0.8579 | 0.9565 | 0.88525 | 0.96151 | 0.70844 | 0.86721 | 0.8168 | 0.63159 | 0.70885 | 0.84131 | 1.0699 | 0.89406 | 0.78961 | 0.7382 | 0.68843 | 0.60704 | 0.56873
TSO | - | ADN_29 | 29 | 2025 | Winter | Qc_flex, [MVAr] | 1 | 1 | 1.6116 | 1.6357 | 1.7373 | 1.7142 | 1.8978 | 1.7253 | 1.2319 | 1.2385 | 0.095072 | 0.27007 | 0.40879 | 0.033324 | 0.35838 | 0.25212 | 1.0949 | 0.91294 | 1.4689 | 0.28632 | 0.99602 | 0.20637 | 0.10118 | 0.071351 | 1.0716 | 0.87111
TSO | - | ADN_29 | 29 | 2025 | Winter | Qc_net, [MVAr] | 1 | 1 | 1.1136 | 0.94304 | 0.8698 | 0.86955 | 0.90169 | 0.86913 | 0.76176 | 1.2876 | 0.55859 | 0.40295 | 0.46348 | 0.36638 | 0.45378 | 0.40205 | 0.96403 | 1.0523 | 0.77855 | 0.73609 | 0.77149 | 0.53496 | 0.45392 | 0.62911 | 0.69446 | 0.68266
TSO | - | ADN_1 | 1 | 2025 | Winter | Pc, [MW] | 1 | 2 | 25.828 | 23.2411 | 22.162 | 22.004 | 21.9312 | 23.538 | 28.5827 | 30.0965 | 32.2778 | 34.9763 | 36.1201 | 37.6326 | 35.9305 | 34.1338 | 32.0188 | 31.333 | 31.7744 | 35.546 | 35.0187 | 34.2481 | 33.5762 | 30.9065 | 29.7361 | 27.6412
TSO | - | ADN_1 | 1 | 2025 | Winter | Pc_flex, [MW] | 1 | 2 | 0.40804 | 7.4292e-06 | 8.8843e-06 | 9.9733e-06 | 1.1188e-05 | 7.8933e-06 | 1.8226 | 2.5569 | 0.89673 | 1.4389 | 0.18203 | 0.41673 | 1.6485 | 0.2826 | 0.25671 | 0.41933 | 7.0573e-06 | 0.95317 | 0.77113 | 0.95904 | 0.81422 | 0.49995 | 0.59457 | 1.0625
TSO | - | ADN_1 | 1 | 2025 | Winter | Pc_net, [MW] | 1 | 2 | 26.2361 | 23.2411 | 22.162 | 22.004 | 21.9312 | 23.538 | 30.4053 | 32.6533 | 33.1745 | 36.4152 | 36.3021 | 37.2158 | 34.282 | 34.4164 | 32.2755 | 31.7524 | 31.7744 | 34.5928 | 34.2476 | 33.2891 | 32.762 | 30.4066 | 29.1415 | 26.5788
TSO | - | ADN_1 | 1 | 2025 | Winter | Qc, [MVAr] | 1 | 2 | -4.2018 | -4.7992 | -5.042 | -4.9802 | -5.0769 | -4.4987 | -2.8612 | -2.1361 | -1.4062 | -0.28379 | -0.045947 | 0.4551 | -0.2596 | -1.1452 | -2.3567 | -2.3235 | -2.0054 | -0.54896 | -0.96601 | -1.4633 | -1.8608 | -2.5641 | -3.2412 | -3.656
TSO | - | ADN_1 | 1 | 2025 | Winter | Qc_flex, [MVAr] | 1 | 2 | 0.40804 | 7.4292e-06 | 8.8843e-06 | 9.9733e-06 | 1.1188e-05 | 7.8933e-06 | 1.8226 | 2.5569 | 0.89673 | 1.4389 | 0.18203 | 0.41673 | 1.6485 | 0.2826 | 0.25671 | 0.41933 | 7.0573e-06 | 0.95317 | 0.77113 | 0.95904 | 0.81422 | 0.49995 | 0.59457 | 1.0625
TSO | - | ADN_1 | 1 | 2025 | Winter | Qc_net, [MVAr] | 1 | 2 | -4.0218 | -5.1998 | -4.8969 | -4.5532 | -4.6161 | -4.4987 | -2.8612 | -2.2088 | -1.4062 | -0.57484 | -0.60958 | -0.093172 | -0.55246 | -1.1132 | -2.3567 | -2.1373 | -2.0173 | -1.008 | -1.2387 | -0.95309 | -1.8608 | -2.2765 | -3.2412 | -3.656
TSO | - | 2 | 2 | 2025 | Winter | Pc, [MW] | 1 | 2 | 21.5772 | 20.4452 | 19.2015 | 18.9334 | 18.6259 | 19.9031 | 23.8074 | 26.2197 | 28.4612 | 28.9765 | 27.993 | 28.2124 | 28.4195 | 28.4857 | 27.0037 | 26.2445 | 26.7585 | 30.284 | 29.6163 | 28.7818 | 28.5886 | 26.5222 | 25.1507 | 23.5372
TSO | - | 2 | 2 | 2025 | Winter | Pc_flex, [MW] | 1 | 2 | 3.2465e-06 | 3.0149e-06 | 3.2412e-06 | 3.2014e-06 | 3.4655e-06 | 3.1399e-06 | 2.8072e-06 | 3.3157e-06 | 4.0823e-06 | 5.4479e-06 | 6.5496e-06 | 5.5776e-06 | 6.4982e-06 | 6.6844e-06 | 7.2036e-06 | 7.0309e-06 | 8.5231e-06 | 1.1693e-05 | 0.0099422 | 6.1114e-06 | 2.9608e-06 | 3.4433e-06 | 3.152e-06 | 3.13e-06
TSO | - | 2 | 2 | 2025 | Winter | Pc_net, [MW] | 1 | 2 | 21.5772 | 20.4452 | 19.2015 | 18.9334 | 18.6259 | 19.9031 | 23.8074 | 26.2197 | 28.4612 | 28.9765 | 27.993 | 28.2124 | 28.4195 | 28.4857 | 27.0037 | 26.2445 | 26.7585 | 30.284 | 29.6063 | 28.7818 | 28.5886 | 26.5222 | 25.1507 | 23.5372
TSO | - | 2 | 2 | 2025 | Winter | Qc, [MVAr] | 1 | 2 | -3.471 | -3.773 | -4.064 | -4.034 | -4.176 | -3.717 | -2.768 | -1.139 | -0.33503 | -0.051022 | -0.47003 | -0.34602 | -0.47903 | -0.48302 | -1.222 | -1.761 | -1.566 | -0.53402 | -0.77702 | -0.97702 | -1.535 | -1.993 | -2.674 | -3.01
TSO | - | 2 | 2 | 2025 | Winter | Qc_flex, [MVAr] | 1 | 2 | 3.2465e-06 | 3.0149e-06 | 3.2412e-06 | 3.2014e-06 | 3.4655e-06 | 3.1399e-06 | 2.8072e-06 | 3.3157e-06 | 4.0823e-06 | 5.4479e-06 | 6.5496e-06 | 5.5776e-06 | 6.4982e-06 | 6.6844e-06 | 7.2036e-06 | 7.0309e-06 | 8.5231e-06 | 1.1693e-05 | 0.0099422 | 6.1114e-06 | 2.9608e-06 | 3.4433e-06 | 3.152e-06 | 3.13e-06
TSO | - | 2 | 2 | 2025 | Winter | Qc_net, [MVAr] | 1 | 2 | -3.471 | -3.773 | -4.064 | -4.034 | -4.176 | -3.717 | -2.768 | -1.139 | -0.33503 | -0.051022 | -0.47003 | -0.34602 | -0.47902 | -0.48302 | -1.222 | -1.761 | -1.566 | -0.53402 | -0.77702 | -0.97702 | -1.535 | -1.993 | -2.674 | -3.01
TSO | - | 3 | 3 | 2025 | Winter | Pc, [MW] | 1 | 2 | 23.5202 | 22.2537 | 20.1014 | 21.1692 | 20.5027 | 20.8419 | 30.4018 | 31.1842 | 34.0816 | 34.2984 | 32.1729 | 35.2591 | 33.5559 | 32.0858 | 31.2452 | 29.2669 | 28.6544 | 31.124 | 30.4457 | 30.604 | 30.1472 | 26.9475 | 25.1543 | 25.0314
TSO | - | 3 | 3 | 2025 | Winter | Pc_flex, [MW] | 1 | 2 | 3.2983e-06 | 3.0496e-06 | 3.2713e-06 | 3.2145e-06 | 3.4839e-06 | 3.1666e-06 | 2.8398e-06 | 3.3348e-06 | 4.0832e-06 | 5.5958e-06 | 6.6421e-06 | 5.7208e-06 | 6.6061e-06 | 6.8651e-06 | 7.3769e-06 | 7.2236e-06 | 9.1888e-06 | 1.1881e-05 | 0.0099377 | 6.2275e-06 | 3.0431e-06 | 3.5485e-06 | 3.2366e-06 | 3.2334e-06
TSO | - | 3 | 3 | 2025 | Winter | Pc_net, [MW] | 1 | 2 | 23.5202 | 22.2537 | 20.1014 | 21.1692 | 20.5027 | 20.8419 | 30.4018 | 31.1842 | 34.0816 | 34.2984 | 32.1729 | 35.259 | 33.5559 | 32.0858 | 31.2452 | 29.2669 | 28.6544 | 31.124 | 30.4358 | 30.604 | 30.1471 | 26.9475 | 25.1543 | 25.0314
TSO | - | 3 | 3 | 2025 | Winter | Qc, [MVAr] | 1 | 2 | 3.6261 | 4.4921 | 4.4921 | 4.4921 | 4.4921 | 3.6391 | 1.6501 | 0.21208 | -1.2449 | -1.2449 | -0.10791 | -1.2979 | -1.2979 | -1.0049 | -0.12591 | 0.7531 | 1.0461 | 1.0461 | 1.0461 | 1.0462 | 1.0461 | 2.1831 | 3.3371 | 3.3371
TSO | - | 3 | 3 | 2025 | Winter | Qc_flex, [MVAr] | 1 | 2 | 3.2983e-06 | 3.0496e-06 | 3.2713e-06 | 3.2145e-06 | 3.4839e-06 | 3.1666e-06 | 2.8398e-06 | 3.3348e-06 | 4.0832e-06 | 5.5958e-06 | 6.6421e-06 | 5.7208e-06 | 6.6061e-06 | 6.8651e-06 | 7.3769e-06 | 7.2236e-06 | 9.1888e-06 | 1.1881e-05 | 0.0099377 | 6.2275e-06 | 3.0431e-06 | 3.5485e-06 | 3.2366e-06 | 3.2334e-06
TSO | - | 3 | 3 | 2025 | Winter | Qc_net, [MVAr] | 1 | 2 | 3.6261 | 4.4921 | 4.4921 | 4.4921 | 4.4921 | 3.6391 | 1.6501 | 0.21208 | -1.2449 | -1.2449 | -0.10791 | -1.2979 | -1.2979 | -1.0049 | -0.12591 | 0.7531 | 1.0461 | 1.0461 | 1.0461 | 1.0462 | 1.0461 | 2.1831 | 3.3371 | 3.3371
TSO | - | 4 | 4 | 2025 | Winter | Pc, [MW] | 1 | 2 | 71.8387 | 64.7824 | 60.5022 | 59.4003 | 60.1306 | 63.2207 | 76.3902 | 78.1771 | 82.506 | 85.8074 | 85.8763 | 85.2406 | 85.5086 | 85.4697 | 83.1115 | 81.6121 | 82.6936 | 95.5804 | 95.5454 | 95.3306 | 93.4922 | 88.29 | 86.7458 | 79.1818
TSO | - | 4 | 4 | 2025 | Winter | Pc_flex, [MW] | 1 | 2 | 3.3471e-06 | 3.0812e-06 | 3.3037e-06 | 3.2329e-06 | 3.5081e-06 | 3.1943e-06 | 2.8208e-06 | 3.3235e-06 | 4.094e-06 | 5.6252e-06 | 6.6076e-06 | 5.5955e-06 | 6.6237e-06 | 6.7938e-06 | 7.4193e-06 | 7.3636e-06 | 9.5558e-06 | 1.166e-05 | 0.0099362 | 6.3243e-06 | 3.0829e-06 | 3.6245e-06 | 3.2964e-06 | 3.2762e-06
TSO | - | 4 | 4 | 2025 | Winter | Pc_net, [MW] | 1 | 2 | 71.8387 | 64.7824 | 60.5022 | 59.4003 | 60.1306 | 63.2207 | 76.3902 | 78.1771 | 82.506 | 85.8074 | 85.8763 | 85.2406 | 85.5086 | 85.4697 | 83.1115 | 81.6121 | 82.6936 | 95.5803 | 95.5355 | 95.3306 | 93.4922 | 88.29 | 86.7458 | 79.1818
TSO | - | 4 | 4 | 2025 | Winter | Qc, [MVAr] | 1 | 2 | 7.6793 | 5.9243 | 5.0713 | 4.9623 | 5.6403 | 7.0033 | 10.8652 | 13.2631 | 15.324 | 16.875 | 17.018 | 16.7121 | 16.7831 | 16.6121 | 14.9861 | 14.2391 | 14.6932 | 20.027 | 19.998 | 19.388 | 17.9451 | 15.9591 | 13.0162 | 9.9862
TSO | - | 4 | 4 | 2025 | Winter | Qc_flex, [MVAr] | 1 | 2 | 3.3471e-06 | 3.0812e-06 | 3.3037e-06 | 3.2329e-06 | 3.5081e-06 | 3.1943e-06 | 2.8208e-06 | 3.3235e-06 | 4.094e-06 | 5.6252e-06 | 6.6076e-06 | 5.5955e-06 | 6.6237e-06 | 6.7938e-06 | 7.4193e-06 | 7.3636e-06 | 9.5558e-06 | 1.166e-05 | 0.0099362 | 6.3243e-06 | 3.0829e-06 | 3.6245e-06 | 3.2964e-06 | 3.2762e-06
TSO | - | 4 | 4 | 2025 | Winter | Qc_net, [MVAr] | 1 | 2 | 7.6793 | 5.9243 | 5.0713 | 4.9623 | 5.6403 | 7.0033 | 10.8652 | 13.2631 | 15.324 | 16.875 | 17.018 | 16.7121 | 16.7831 | 16.6121 | 14.9861 | 14.2391 | 14.6932 | 20.027 | 19.998 | 19.388 | 17.9451 | 15.9591 | 13.0162 | 9.9862
TSO | - | 5 | 5 | 2025 | Winter | Pc, [MW] | 1 | 2 | -5.6771 | -6.4227 | -7.313 | -7.3077 | -7.2485 | 9.0742 | 10.9119 | 12.0132 | 5.573 | -1.8724 | -2.812 | -2.8823 | -2.5661 | -3.385 | -3.1479 | -4.1921 | -4.4408 | -2.1573 | -2.6262 | -2.4895 | -2.367 | -2.5716 | -2.2146 | -3.9936
TSO | - | 5 | 5 | 2025 | Winter | Pc_flex, [MW] | 1 | 2 | 3.2517e-06 | 3.0185e-06 | 3.2435e-06 | 3.2021e-06 | 3.4665e-06 | 3.1501e-06 | 2.8176e-06 | 3.3477e-06 | 4.0916e-06 | 5.4694e-06 | 6.4854e-06 | 5.5572e-06 | 6.488e-06 | 6.6727e-06 | 7.1988e-06 | 7.0296e-06 | 8.6529e-06 | 1.1591e-05 | 0.0099419 | 6.1667e-06 | 2.9895e-06 | 3.4733e-06 | 3.1761e-06 | 3.1489e-06
TSO | - | 5 | 5 | 2025 | Winter | Pc_net, [MW] | 1 | 2 | -5.6771 | -6.4227 | -7.313 | -7.3077 | -7.2485 | 9.0742 | 10.9119 | 12.0132 | 5.573 | -1.8724 | -2.8121 | -2.8823 | -2.5661 | -3.385 | -3.1479 | -4.1921 | -4.4408 | -2.1573 | -2.6362 | -2.4895 | -2.367 | -2.5716 | -2.2146 | -3.9936
TSO | - | 5 | 5 | 2025 | Winter | Qc, [MVAr] | 1 | 2 | 0.36197 | 0.024974 | -0.45703 | -0.70003 | -0.52403 | 0.60997 | 1.846 | 2.1 | 1.675 | 0.92897 | 0.26696 | 0.31597 | 0.49796 | 0.24897 | 0.42397 | 0.30397 | 0.29697 | 0.34997 | 0.35997 | 0.44597 | 0.47697 | 0.56297 | 0.49497 | -0.057025
TSO | - | 5 | 5 | 2025 | Winter | Qc_flex, [MVAr] | 1 | 2 | 3.2517e-06 | 3.0185e-06 | 3.2435e-06 | 3.2021e-06 | 3.4665e-06 | 3.1501e-06 | 2.8176e-06 | 3.3477e-06 | 4.0916e-06 | 5.4694e-06 | 6.4854e-06 | 5.5572e-06 | 6.488e-06 | 6.6727e-06 | 7.1988e-06 | 7.0296e-06 | 8.6529e-06 | 1.1591e-05 | 0.0099419 | 6.1667e-06 | 2.9895e-06 | 3.4733e-06 | 3.1761e-06 | 3.1489e-06
TSO | - | 5 | 5 | 2025 | Winter | Qc_net, [MVAr] | 1 | 2 | 0.36197 | 0.024974 | -0.45703 | -0.70003 | -0.52403 | 0.60997 | 1.846 | 2.1 | 1.675 | 0.92897 | 0.26696 | 0.31597 | 0.49797 | 0.24897 | 0.42397 | 0.30397 | 0.29698 | 0.34997 | 0.35997 | 0.44597 | 0.47697 | 0.56297 | 0.49497 | -0.057024
TSO | - | 6 | 8 | 2025 | Winter | Pc, [MW] | 1 | 2 | -0.00099949 | -0.00099944 | -0.00099941 | -0.00099937 | -0.00099938 | -0.00099942 | -0.00099946 | -0.00099965 | -0.00099967 | -0.00099967 | -0.00099964 | -0.00099953 | -0.00099949 | -0.00099949 | -0.00099948 | -0.00099952 | -0.00099968 | -0.00099979 | -0.00099999 | -0.0009999 | -0.00099976 | -0.00099968 | -0.00099963 | -0.00099962
TSO | - | 6 | 8 | 2025 | Winter | Pc_flex, [MW] | 1 | 2 | 0 | 0 | 0 | 0 | 0 | 0 | 0 | 0 | 0 | 0 | 0 | 0 | 0 | 0 | 0 | 0 | 0 | 0 | 0 | 0 | 0 | 0 | 0 | 0
TSO | - | 6 | 8 | 2025 | Winter | Pc_net, [MW] | 1 | 2 | -0.00099949 | -0.00099944 | -0.00099941 | -0.00099937 | -0.00099938 | -0.00099942 | -0.00099946 | -0.00099965 | -0.00099967 | -0.00099967 | -0.00099964 | -0.00099953 | -0.00099949 | -0.00099949 | -0.00099948 | -0.00099952 | -0.00099968 | -0.00099979 | -0.00099999 | -0.0009999 | -0.00099976 | -0.00099968 | -0.00099963 | -0.00099962
TSO | - | 6 | 8 | 2025 | Winter | Qc, [MVAr] | 1 | 2 | 99.039 | 99.395 | 99.829 | 99.799 | 99.357 | 98.572 | 96.285 | 94.515 | 93.778 | 71.175 | 48.871 | 48.582 | 48.893 | 49.122 | 49.399 | 74.462 | 95.005 | 93.394 | 93.521 | 93.758 | 94.708 | 95.475 | 96.586 | 97.918
TSO | - | 6 | 8 | 2025 | Winter | Qc_flex, [MVAr] | 1 | 2 | 0 | 0 | 0 | 0 | 0 | 0 | 0 | 0 | 0 | 0 | 0 | 0 | 0 | 0 | 0 | 0 | 0 | 0 | 0 | 0 | 0 | 0 | 0 | 0
TSO | - | 6 | 8 | 2025 | Winter | Qc_net, [MVAr] | 1 | 2 | 99.039 | 99.395 | 99.829 | 99.799 | 99.357 | 98.572 | 96.285 | 94.515 | 93.778 | 71.175 | 48.871 | 48.582 | 48.893 | 49.122 | 49.399 | 74.462 | 95.005 | 93.394 | 93.521 | 93.758 | 94.708 | 95.475 | 96.586 | 97.918
TSO | - | 7 | 9 | 2025 | Winter | Pc, [MW] | 1 | 2 | 29.0063 | 30.7447 | 31.6893 | 35.1146 | 36.4167 | 22.9908 | 9.4402 | -19.4217 | -33.5329 | -24.0388 | -11.251 | -8.3492 | -18.387 | -6.4522 | -7.535 | -9.5237 | -13.952 | -20.3245 | -22.2844 | -24.3253 | -23.9776 | -13.7048 | 7.8994 | 25.8432
TSO | - | 7 | 9 | 2025 | Winter | Pc_flex, [MW] | 1 | 2 | 3.349e-06 | 3.0826e-06 | 3.3044e-06 | 3.2337e-06 | 3.5091e-06 | 3.1951e-06 | 2.861e-06 | 3.3468e-06 | 4.095e-06 | 5.6363e-06 | 6.7395e-06 | 5.7757e-06 | 6.6619e-06 | 6.9559e-06 | 7.4906e-06 | 7.3706e-06 | 9.5539e-06 | 1.1989e-05 | 0.0099348 | 6.3065e-06 | 3.0791e-06 | 3.6177e-06 | 3.298e-06 | 3.306e-06
TSO | - | 7 | 9 | 2025 | Winter | Pc_net, [MW] | 1 | 2 | 29.0063 | 30.7447 | 31.6893 | 35.1146 | 36.4167 | 22.9908 | 9.4402 | -19.4217 | -33.5329 | -24.0388 | -11.251 | -8.3492 | -18.387 | -6.4522 | -7.535 | -9.5237 | -13.952 | -20.3245 | -22.2944 | -24.3253 | -23.9776 | -13.7048 | 7.8994 | 25.8432
TSO | - | 7 | 9 | 2025 | Winter | Qc, [MVAr] | 1 | 2 | 13.2203 | 12.9592 | 13.3113 | 12.9992 | 11.5202 | 10.0373 | 4.3053 | 2.6793 | 5.1743 | 3.1713 | 2.1843 | -2.9297 | 2.2153 | 3.6353 | 5.7043 | 7.3773 | 7.9082 | 4.6713 | 4.5804 | 6.2624 | 8.7233 | 10.5462 | 10.6573 | 11.1404
TSO | - | 7 | 9 | 2025 | Winter | Qc_flex, [MVAr] | 1 | 2 | 3.349e-06 | 3.0826e-06 | 3.3044e-06 | 3.2337e-06 | 3.5091e-06 | 3.1951e-06 | 2.861e-06 | 3.3468e-06 | 4.095e-06 | 5.6363e-06 | 6.7395e-06 | 5.7757e-06 | 6.6619e-06 | 6.9559e-06 | 7.4906e-06 | 7.3706e-06 | 9.5539e-06 | 1.1989e-05 | 0.0099348 | 6.3065e-06 | 3.0791e-06 | 3.6177e-06 | 3.298e-06 | 3.306e-06
TSO | - | 7 | 9 | 2025 | Winter | Qc_net, [MVAr] | 1 | 2 | 13.2203 | 12.9592 | 13.3113 | 12.9992 | 11.5202 | 10.0373 | 4.3053 | 2.6793 | 5.1743 | 3.1713 | 2.1843 | -2.9297 | 2.2153 | 3.6353 | 5.7043 | 7.3773 | 7.9082 | 4.6713 | 4.5804 | 6.2624 | 8.7233 | 10.5462 | 10.6573 | 11.1404
TSO | - | 8 | 10 | 2025 | Winter | Pc, [MW] | 1 | 2 | 32.8185 | 30.8142 | 29.0772 | 28.3333 | 27.1929 | 28.0455 | 34.8649 | 35.98 | 42.7249 | 46.1984 | 45.8668 | 46.8162 | 45.6578 | 45.6031 | 45.2732 | 43.6604 | 42.9629 | 49.0335 | 41.9246 | 41.2662 | 41.8587 | 39.3903 | 37.3483 | 34.3045
TSO | - | 8 | 10 | 2025 | Winter | Pc_flex, [MW] | 1 | 2 | 3.3328e-06 | 3.0715e-06 | 3.2934e-06 | 3.2265e-06 | 3.4994e-06 | 3.1838e-06 | 2.8262e-06 | 3.3102e-06 | 4.0789e-06 | 5.6198e-06 | 6.6379e-06 | 5.6499e-06 | 6.6161e-06 | 6.8314e-06 | 7.419e-06 | 7.3325e-06 | 9.5049e-06 | 1.1878e-05 | 0.0099364 | 6.2936e-06 | 3.0727e-06 | 3.6039e-06 | 3.2799e-06 | 3.2676e-06
TSO | - | 8 | 10 | 2025 | Winter | Pc_net, [MW] | 1 | 2 | 32.8185 | 30.8142 | 29.0772 | 28.3333 | 27.1929 | 28.0455 | 34.8649 | 35.98 | 42.7249 | 46.1984 | 45.8668 | 46.8162 | 45.6578 | 45.6031 | 45.2732 | 43.6604 | 42.9629 | 49.0335 | 41.9146 | 41.2662 | 41.8587 | 39.3903 | 37.3483 | 34.3045
TSO | - | 8 | 10 | 2025 | Winter | Qc, [MVAr] | 1 | 2 | -14.826 | -15.959 | -16.09 | -16.129 | -15.946 | -15.26 | -8.791 | -2.706 | 0.089 | 1.291 | 0.068 | -0.573 | -1.155 | -0.886 | -3.119 | -5.676 | -5.72 | -0.658 | -0.919 | -1.194 | -2.773 | -5.639 | -8.563 | -10.388
TSO | - | 8 | 10 | 2025 | Winter | Qc_flex, [MVAr] | 1 | 2 | 3.3328e-06 | 3.0715e-06 | 3.2934e-06 | 3.2265e-06 | 3.4994e-06 | 3.1838e-06 | 2.8262e-06 | 3.3102e-06 | 4.0789e-06 | 5.6198e-06 | 6.6379e-06 | 5.6499e-06 | 6.6161e-06 | 6.8314e-06 | 7.419e-06 | 7.3325e-06 | 9.5049e-06 | 1.1878e-05 | 0.0099364 | 6.2936e-06 | 3.0727e-06 | 3.6039e-06 | 3.2799e-06 | 3.2676e-06
TSO | - | 8 | 10 | 2025 | Winter | Qc_net, [MVAr] | 1 | 2 | -14.826 | -15.959 | -16.09 | -16.129 | -15.946 | -15.26 | -8.791 | -2.706 | 0.089 | 1.291 | 0.068 | -0.573 | -1.155 | -0.886 | -3.119 | -5.676 | -5.72 | -0.658 | -0.919 | -1.194 | -2.773 | -5.639 | -8.563 | -10.388
TSO | - | 9 | 12 | 2025 | Winter | Pc, [MW] | 1 | 2 | 204.2589 | 184.2418 | 173.0023 | 168.0243 | 160.2705 | 175.1478 | 237.7203 | 260.9052 | 281.021 | 279.7307 | 292.4328 | 300.5154 | 290.2048 | 291.2075 | 273.6211 | 264.2156 | 267.8424 | 320.6796 | 313.5058 | 310.806 | 312.6333 | 291.7967 | 274.312 | 243.1816
TSO | - | 9 | 12 | 2025 | Winter | Pc_flex, [MW] | 1 | 2 | 3.3488e-06 | 3.0829e-06 | 3.3054e-06 | 3.234e-06 | 3.5092e-06 | 3.1954e-06 | 2.8202e-06 | 3.3225e-06 | 4.0905e-06 | 5.6129e-06 | 6.5989e-06 | 5.5917e-06 | 6.6224e-06 | 6.7912e-06 | 7.4167e-06 | 7.3688e-06 | 9.5825e-06 | 1.1669e-05 | 0.0099362 | 6.3319e-06 | 3.0895e-06 | 3.6314e-06 | 3.3016e-06 | 3.2804e-06
TSO | - | 9 | 12 | 2025 | Winter | Pc_net, [MW] | 1 | 2 | 204.2589 | 184.2418 | 173.0023 | 168.0243 | 160.2705 | 175.1478 | 237.7203 | 260.9052 | 281.021 | 279.7307 | 292.4328 | 300.5154 | 290.2048 | 291.2075 | 273.6211 | 264.2156 | 267.8424 | 320.6796 | 313.4958 | 310.806 | 312.6333 | 291.7967 | 274.312 | 243.1816
TSO | - | 9 | 12 | 2025 | Winter | Qc, [MVAr] | 1 | 2 | -32.1709 | -37.0979 | -35.1369 | -36.3799 | -36.4009 | -35.7149 | -15.906 | -0.64399 | 5.561 | 12.935 | 16.145 | 15.049 | 18.81 | 13.537 | 12.872 | 2.959 | 0.87301 | 20.45 | 21.344 | 22.629 | 12.316 | 0.92602 | -6.541 | -10.465
TSO | - | 9 | 12 | 2025 | Winter | Qc_flex, [MVAr] | 1 | 2 | 3.3488e-06 | 3.0829e-06 | 3.3054e-06 | 3.234e-06 | 3.5092e-06 | 3.1954e-06 | 2.8202e-06 | 3.3225e-06 | 4.0905e-06 | 5.6129e-06 | 6.5989e-06 | 5.5917e-06 | 6.6224e-06 | 6.7912e-06 | 7.4167e-06 | 7.3688e-06 | 9.5825e-06 | 1.1669e-05 | 0.0099362 | 6.3319e-06 | 3.0895e-06 | 3.6314e-06 | 3.3016e-06 | 3.2804e-06
TSO | - | 9 | 12 | 2025 | Winter | Qc_net, [MVAr] | 1 | 2 | -32.1709 | -37.0979 | -35.1369 | -36.3799 | -36.4009 | -35.7149 | -15.906 | -0.64399 | 5.561 | 12.935 | 16.145 | 15.049 | 18.81 | 13.537 | 12.872 | 2.959 | 0.87301 | 20.45 | 21.344 | 22.629 | 12.316 | 0.92602 | -6.541 | -10.465
TSO | - | 10 | 15 | 2025 | Winter | Pc, [MW] | 1 | 2 | 4.3584 | 4.2973 | 4.0705 | 4.0818 | 3.96 | 4.1087 | 5.1958 | 5.4289 | 5.8097 | 6.0848 | 5.6351 | 5.8341 | 5.8046 | 5.6981 | 5.4358 | 5.1047 | 5.0224 | 5.8029 | 5.7114 | 5.7883 | 5.6716 | 5.4392 | 5.1672 | 4.7326
TSO | - | 10 | 15 | 2025 | Winter | Pc_flex, [MW] | 1 | 2 | 3.3575e-06 | 3.0886e-06 | 3.3111e-06 | 3.2377e-06 | 3.5143e-06 | 3.2013e-06 | 2.8269e-06 | 3.336e-06 | 4.1091e-06 | 5.6478e-06 | 6.6426e-06 | 5.617e-06 | 6.6516e-06 | 6.8238e-06 | 7.4563e-06 | 7.4094e-06 | 9.6499e-06 | 1.1738e-05 | 0.0099354 | 6.3388e-06 | 3.0913e-06 | 3.6373e-06 | 3.308e-06 | 3.2894e-06
TSO | - | 10 | 15 | 2025 | Winter | Pc_net, [MW] | 1 | 2 | 4.3584 | 4.2973 | 4.0705 | 4.0818 | 3.96 | 4.1087 | 5.1958 | 5.4289 | 5.8097 | 6.0848 | 5.6351 | 5.8341 | 5.8046 | 5.6981 | 5.4358 | 5.1047 | 5.0224 | 5.8029 | 5.7014 | 5.7883 | 5.6716 | 5.4392 | 5.1672 | 4.7326
TSO | - | 10 | 15 | 2025 | Winter | Qc, [MVAr] | 1 | 2 | -3.4099 | -3.4099 | -3.4099 | -3.4099 | -3.4099 | -3.4099 | -3.296 | -3.012 | -2.898 | -2.727 | -2.784 | -2.727 | -2.784 | -2.955 | -2.955 | -2.955 | -3.125 | -3.181 | -3.181 | -3.181 | -3.181 | -3.245 | -3.435 | -3.4349
TSO | - | 10 | 15 | 2025 | Winter | Qc_flex, [MVAr] | 1 | 2 | 3.3575e-06 | 3.0886e-06 | 3.3111e-06 | 3.2377e-06 | 3.5143e-06 | 3.2013e-06 | 2.8269e-06 | 3.336e-06 | 4.1091e-06 | 5.6478e-06 | 6.6426e-06 | 5.617e-06 | 6.6516e-06 | 6.8238e-06 | 7.4563e-06 | 7.4094e-06 | 9.6499e-06 | 1.1738e-05 | 0.0099354 | 6.3388e-06 | 3.0913e-06 | 3.6373e-06 | 3.308e-06 | 3.2894e-06
TSO | - | 10 | 15 | 2025 | Winter | Qc_net, [MVAr] | 1 | 2 | -3.4099 | -3.4099 | -3.4099 | -3.4099 | -3.4099 | -3.4099 | -3.296 | -3.012 | -2.898 | -2.727 | -2.784 | -2.727 | -2.784 | -2.955 | -2.955 | -2.955 | -3.125 | -3.181 | -3.181 | -3.181 | -3.181 | -3.245 | -3.435 | -3.4349
TSO | - | 11 | 16 | 2025 | Winter | Pc, [MW] | 1 | 2 | 31.9461 | 31.326 | 30.5081 | 30.4168 | 30.8335 | 34.0749 | 45.5344 | 49.1846 | 50.7318 | 47.7671 | 47.8828 | 48.149 | 45.7269 | 46.8773 | 44.1179 | 43.4717 | 43.4027 | 46.9644 | 45.2162 | 43.88 | 43.3307 | 38.3143 | 37.0698 | 33.6633
TSO | - | 11 | 16 | 2025 | Winter | Pc_flex, [MW] | 1 | 2 | 3.3098e-06 | 3.0572e-06 | 3.2791e-06 | 3.2186e-06 | 3.4896e-06 | 3.1736e-06 | 2.8442e-06 | 3.3343e-06 | 4.0797e-06 | 5.5907e-06 | 6.6546e-06 | 5.7214e-06 | 6.5999e-06 | 6.8747e-06 | 7.3887e-06 | 7.2491e-06 | 9.2814e-06 | 1.1876e-05 | 0.0099372 | 6.2433e-06 | 3.0506e-06 | 3.5633e-06 | 3.2509e-06 | 3.2502e-06
TSO | - | 11 | 16 | 2025 | Winter | Pc_net, [MW] | 1 | 2 | 31.9461 | 31.326 | 30.5081 | 30.4168 | 30.8335 | 34.0749 | 45.5344 | 49.1846 | 50.7318 | 47.767 | 47.8828 | 48.149 | 45.7269 | 46.8773 | 44.1179 | 43.4717 | 43.4027 | 46.9644 | 45.2063 | 43.88 | 43.3307 | 38.3143 | 37.0698 | 33.6633
TSO | - | 11 | 16 | 2025 | Winter | Qc, [MVAr] | 1 | 2 | 2.1262 | -1.2979 | -2.0778 | -0.91186 | -1.4898 | -0.24285 | 4.0581 | 7.2981 | 8.2621 | 6.8641 | 6.9741 | 7.0461 | 6.0671 | 5.9401 | 4.1801 | 3.9851 | 3.4841 | 4.9241 | 4.5482 | 3.8552 | 3.4061 | 1.9131 | 0.61315 | -0.90681
TSO | - | 11 | 16 | 2025 | Winter | Qc_flex, [MVAr] | 1 | 2 | 3.3098e-06 | 3.0572e-06 | 3.2791e-06 | 3.2186e-06 | 3.4896e-06 | 3.1736e-06 | 2.8442e-06 | 3.3343e-06 | 4.0797e-06 | 5.5907e-06 | 6.6546e-06 | 5.7214e-06 | 6.5999e-06 | 6.8747e-06 | 7.3887e-06 | 7.2491e-06 | 9.2814e-06 | 1.1876e-05 | 0.0099372 | 6.2433e-06 | 3.0506e-06 | 3.5633e-06 | 3.2509e-06 | 3.2502e-06
TSO | - | 11 | 16 | 2025 | Winter | Qc_net, [MVAr] | 1 | 2 | 2.1262 | -1.2979 | -2.0778 | -0.91186 | -1.4898 | -0.24285 | 4.0581 | 7.2981 | 8.2621 | 6.8641 | 6.9741 | 7.0461 | 6.0671 | 5.9401 | 4.1801 | 3.9851 | 3.4841 | 4.9241 | 4.5482 | 3.8552 | 3.4061 | 1.9131 | 0.61315 | -0.90681
TSO | - | 12 | 17 | 2025 | Winter | Pc, [MW] | 1 | 2 | 7.9078 | 7.746 | 6.8544 | 7.0858 | 7.0751 | 7.7807 | 8.9971 | 9.9048 | 9.8875 | 10.2875 | 8.9815 | 9.4111 | 8.9392 | 8.7424 | 9.0185 | 9.361 | 10.1944 | 11.039 | 10.2997 | 10.886 | 11.0018 | 9.4942 | 8.8098 | 8.8639
TSO | - | 12 | 17 | 2025 | Winter | Pc_flex, [MW] | 1 | 2 | 3.3014e-06 | 3.0519e-06 | 3.2737e-06 | 3.2157e-06 | 3.4857e-06 | 3.1691e-06 | 2.8409e-06 | 3.3352e-06 | 4.0804e-06 | 5.5885e-06 | 6.6412e-06 | 5.7147e-06 | 6.5974e-06 | 6.8637e-06 | 7.3757e-06 | 7.2303e-06 | 9.2231e-06 | 1.189e-05 | 0.0099375 | 6.2317e-06 | 3.0456e-06 | 3.5527e-06 | 3.2411e-06 | 3.2378e-06
TSO | - | 12 | 17 | 2025 | Winter | Pc_net, [MW] | 1 | 2 | 7.9078 | 7.746 | 6.8544 | 7.0858 | 7.0751 | 7.7807 | 8.9971 | 9.9048 | 9.8875 | 10.2875 | 8.9815 | 9.4111 | 8.9392 | 8.7424 | 9.0185 | 9.361 | 10.1944 | 11.039 | 10.2898 | 10.886 | 11.0018 | 9.4942 | 8.8098 | 8.8639
TSO | - | 12 | 17 | 2025 | Winter | Qc, [MVAr] | 1 | 2 | -1.4489 | -1.4579 | -1.5929 | -1.4609 | -1.4659 | -1.3199 | -0.8999 | -0.50592 | -0.36892 | -0.46491 | -0.67391 | -0.50492 | -0.57792 | -0.56492 | -0.71491 | -0.7199 | -0.57889 | -0.49991 | -0.60287 | -0.66885 | -0.59889 | -0.77789 | -1.0189 | -1.1359
TSO | - | 12 | 17 | 2025 | Winter | Qc_flex, [MVAr] | 1 | 2 | 3.3014e-06 | 3.0519e-06 | 3.2737e-06 | 3.2157e-06 | 3.4857e-06 | 3.1691e-06 | 2.8409e-06 | 3.3352e-06 | 4.0804e-06 | 5.5885e-06 | 6.6412e-06 | 5.7147e-06 | 6.5974e-06 | 6.8637e-06 | 7.3757e-06 | 7.2303e-06 | 9.2231e-06 | 1.189e-05 | 0.0099375 | 6.2317e-06 | 3.0456e-06 | 3.5527e-06 | 3.2411e-06 | 3.2378e-06
TSO | - | 12 | 17 | 2025 | Winter | Qc_net, [MVAr] | 1 | 2 | -1.4489 | -1.4579 | -1.5929 | -1.4609 | -1.4659 | -1.3199 | -0.8999 | -0.50592 | -0.36892 | -0.46491 | -0.67391 | -0.50492 | -0.57792 | -0.56492 | -0.71492 | -0.7199 | -0.57889 | -0.49991 | -0.60287 | -0.66885 | -0.59889 | -0.77789 | -1.0189 | -1.1359
TSO | - | 13 | 18 | 2025 | Winter | Pc, [MW] | 1 | 2 | 0.76785 | 0.77353 | 0.75517 | 0.74697 | 0.77106 | 0.68659 | 1.0827 | 1.028 | 1.0253 | 1.2162 | 1.5036 | 1.3708 | 1.5431 | 1.5759 | 1.483 | 1.4569 | 1.5299 | 1.6211 | 1.5909 | 1.5781 | 1.5938 | 1.0663 | 0.94412 | 0.82065
TSO | - | 13 | 18 | 2025 | Winter | Pc_flex, [MW] | 1 | 2 | 3.3505e-06 | 3.0837e-06 | 3.3062e-06 | 3.2345e-06 | 3.5102e-06 | 3.1967e-06 | 2.823e-06 | 3.3287e-06 | 4.101e-06 | 5.6361e-06 | 6.6239e-06 | 5.6051e-06 | 6.6357e-06 | 6.8066e-06 | 7.4347e-06 | 7.3813e-06 | 9.5905e-06 | 1.1691e-05 | 0.0099359 | 6.3291e-06 | 3.0857e-06 | 3.6289e-06 | 3.3e-06 | 3.2803e-06
TSO | - | 13 | 18 | 2025 | Winter | Pc_net, [MW] | 1 | 2 | 0.76785 | 0.77352 | 0.75517 | 0.74697 | 0.77106 | 0.68659 | 1.0827 | 1.028 | 1.0253 | 1.2162 | 1.5036 | 1.3707 | 1.5431 | 1.5759 | 1.483 | 1.4569 | 1.5299 | 1.621 | 1.5809 | 1.5781 | 1.5938 | 1.0663 | 0.94412 | 0.82065
TSO | - | 13 | 18 | 2025 | Winter | Qc, [MVAr] | 1 | 2 | -1.0337 | -1.0337 | -1.0337 | -1.0337 | -0.9797 | -1.0097 | -0.91981 | -0.88989 | -0.88994 | -0.98794 | -0.91295 | -0.88792 | -0.89492 | -0.94491 | -0.9179 | -0.91586 | -0.94181 | -0.94193 | -0.94193 | -0.91291 | -0.90987 | -0.98885 | -0.98879 | -0.98876
TSO | - | 13 | 18 | 2025 | Winter | Qc_flex, [MVAr] | 1 | 2 | 3.3505e-06 | 3.0837e-06 | 3.3062e-06 | 3.2345e-06 | 3.5102e-06 | 3.1967e-06 | 2.823e-06 | 3.3287e-06 | 4.101e-06 | 5.6361e-06 | 6.6239e-06 | 5.6051e-06 | 6.6357e-06 | 6.8066e-06 | 7.4347e-06 | 7.3813e-06 | 9.5905e-06 | 1.1691e-05 | 0.0099359 | 6.3291e-06 | 3.0857e-06 | 3.6289e-06 | 3.3e-06 | 3.2803e-06
TSO | - | 13 | 18 | 2025 | Winter | Qc_net, [MVAr] | 1 | 2 | -1.0337 | -1.0337 | -1.0337 | -1.0337 | -0.9797 | -1.0097 | -0.91981 | -0.88989 | -0.88994 | -0.98794 | -0.91295 | -0.88792 | -0.89492 | -0.94491 | -0.9179 | -0.91586 | -0.94181 | -0.94193 | -0.94193 | -0.91291 | -0.90987 | -0.98885 | -0.98879 | -0.98876
TSO | - | 14 | 20 | 2025 | Winter | Pc, [MW] | 1 | 2 | 4.2798 | 4.2956 | 4.2446 | 4.1668 | 4.5311 | 4.2108 | 4.3359 | 3.3751 | 2.8907 | 2.5583 | 3.0311 | 3.4376 | 3.8009 | 4.2083 | 4.1096 | 3.6126 | 3.5896 | 3.9669 | 3.9381 | 3.7927 | 3.9021 | 4.3806 | 4.4407 | 4.1304
TSO | - | 14 | 20 | 2025 | Winter | Pc_flex, [MW] | 1 | 2 | 3.1464e-06 | 2.9919e-06 | 3.2616e-06 | 3.2956e-06 | 3.5715e-06 | 3.1508e-06 | 2.7504e-06 | 3.1318e-06 | 4.0546e-06 | 5.052e-06 | 7.1276e-06 | 5.5181e-06 | 6.4318e-06 | 6.5844e-06 | 7.3603e-06 | 7.1823e-06 | 7.6186e-06 | 1.245e-05 | 0.0099483 | 6.3435e-06 | 2.8174e-06 | 3.3189e-06 | 3.0625e-06 | 2.858e-06
TSO | - | 14 | 20 | 2025 | Winter | Pc_net, [MW] | 1 | 2 | 4.2798 | 4.2956 | 4.2446 | 4.1668 | 4.5311 | 4.2108 | 4.3359 | 3.3751 | 2.8907 | 2.5583 | 3.0311 | 3.4376 | 3.8009 | 4.2083 | 4.1096 | 3.6126 | 3.5896 | 3.9669 | 3.9281 | 3.7927 | 3.9021 | 4.3806 | 4.4407 | 4.1304
TSO | - | 14 | 20 | 2025 | Winter | Qc, [MVAr] | 1 | 2 | -0.15399 | -0.15389 | -0.15379 | -0.15371 | -0.1522 | -0.15213 | -0.15399 | -0.15399 | -0.154 | -0.15399 | -0.154 | -0.72199 | -0.91199 | -0.91199 | -0.154 | -0.154 | -0.34899 | -0.934 | -0.93399 | -0.93399 | -0.17599 | -0.17599 | -0.17599 | -0.17596
TSO | - | 14 | 20 | 2025 | Winter | Qc_flex, [MVAr] | 1 | 2 | 3.1464e-06 | 2.9919e-06 | 3.2616e-06 | 3.2956e-06 | 3.5715e-06 | 3.1508e-06 | 2.7504e-06 | 3.1318e-06 | 4.0546e-06 | 5.052e-06 | 7.1276e-06 | 5.5181e-06 | 6.4318e-06 | 6.5844e-06 | 7.3603e-06 | 7.1823e-06 | 7.6186e-06 | 1.245e-05 | 0.0099483 | 6.3435e-06 | 2.8174e-06 | 3.3189e-06 | 3.0625e-06 | 2.858e-06
TSO | - | 14 | 20 | 2025 | Winter | Qc_net, [MVAr] | 1 | 2 | -0.15399 | -0.15389 | -0.15379 | -0.15371 | -0.1522 | -0.15213 | -0.15399 | -0.15399 | -0.154 | -0.154 | -0.15401 | -0.722 | -0.912 | -0.912 | -0.15401 | -0.15401 | -0.349 | -0.934 | -0.934 | -0.934 | -0.17599 | -0.17599 | -0.17599 | -0.17596
TSO | - | 15 | 21 | 2025 | Winter | Pc, [MW] | 1 | 2 | 7.2974 | 6.8907 | 6.4218 | 6.3203 | 6.1212 | 6.6065 | 9.8275 | 11.0167 | 11.7154 | 11.8319 | 11.2335 | 11.7591 | 11.9131 | 11.9494 | 10.7244 | 10.0572 | 10.3923 | 12.3608 | 11.5756 | 11.3257 | 11.1698 | 10.3016 | 9.336 | 8.4293
TSO | - | 15 | 21 | 2025 | Winter | Pc_flex, [MW] | 1 | 2 | 3.1297e-06 | 3.0157e-06 | 3.3035e-06 | 3.3575e-06 | 3.6452e-06 | 3.1905e-06 | 2.7344e-06 | 3.1012e-06 | 4.1045e-06 | 5.0538e-06 | 7.391e-06 | 5.5305e-06 | 6.4371e-06 | 6.5617e-06 | 7.3392e-06 | 7.1478e-06 | 7.3993e-06 | 1.2916e-05 | 0.0099495 | 6.3809e-06 | 2.7821e-06 | 3.2656e-06 | 3.013e-06 | 2.8103e-06
TSO | - | 15 | 21 | 2025 | Winter | Pc_net, [MW] | 1 | 2 | 7.2974 | 6.8907 | 6.4218 | 6.3203 | 6.1212 | 6.6065 | 9.8275 | 11.0167 | 11.7154 | 11.8319 | 11.2335 | 11.7591 | 11.913 | 11.9494 | 10.7244 | 10.0572 | 10.3923 | 12.3607 | 11.5657 | 11.3257 | 11.1698 | 10.3016 | 9.336 | 8.4293
TSO | - | 15 | 21 | 2025 | Winter | Qc, [MVAr] | 1 | 2 | -1.636 | -1.6359 | -1.6358 | -1.6357 | -1.6342 | -1.6341 | -1.235 | -0.26699 | -0.076995 | -0.076993 | -0.076996 | -0.076994 | -0.076995 | -0.076994 | -0.272 | -0.857 | -0.85699 | -0.857 | -0.85699 | -0.85699 | -0.85699 | -0.85699 | -1.614 | -1.614
TSO | - | 15 | 21 | 2025 | Winter | Qc_flex, [MVAr] | 1 | 2 | 3.1297e-06 | 3.0157e-06 | 3.3035e-06 | 3.3575e-06 | 3.6452e-06 | 3.1905e-06 | 2.7344e-06 | 3.1012e-06 | 4.1045e-06 | 5.0538e-06 | 7.391e-06 | 5.5305e-06 | 6.4371e-06 | 6.5617e-06 | 7.3392e-06 | 7.1478e-06 | 7.3993e-06 | 1.2916e-05 | 0.0099495 | 6.3809e-06 | 2.7821e-06 | 3.2656e-06 | 3.013e-06 | 2.8103e-06
TSO | - | 15 | 21 | 2025 | Winter | Qc_net, [MVAr] | 1 | 2 | -1.636 | -1.6359 | -1.6358 | -1.6357 | -1.6342 | -1.6341 | -1.235 | -0.26699 | -0.076998 | -0.076995 | -0.077005 | -0.076999 | -0.077002 | -0.077001 | -0.27201 | -0.85701 | -0.857 | -0.857 | -0.857 | -0.857 | -0.85699 | -0.85699 | -1.614 | -1.614
TSO | - | 16 | 26 | 2025 | Winter | Pc, [MW] | 1 | 2 | 24.7233 | 22.4929 | 21.2253 | 20.8382 | 20.2992 | 20.9754 | 26.107 | 27.3966 | 30.4964 | 31.3858 | 31.0505 | 31.1336 | 30.7973 | 30.7892 | 30.0478 | 29.4781 | 28.2851 | 30.9759 | 31.8763 | 31.6126 | 31.9176 | 30.0875 | 29.7256 | 27.352
TSO | - | 16 | 26 | 2025 | Winter | Pc_flex, [MW] | 1 | 2 | 3.3287e-06 | 3.0685e-06 | 3.2909e-06 | 3.225e-06 | 3.4978e-06 | 3.183e-06 | 2.8152e-06 | 3.3125e-06 | 4.08e-06 | 5.5921e-06 | 6.5715e-06 | 5.579e-06 | 6.5904e-06 | 6.763e-06 | 7.3709e-06 | 7.2994e-06 | 9.3935e-06 | 1.1581e-05 | 0.0099375 | 6.295e-06 | 3.0679e-06 | 3.5992e-06 | 3.2753e-06 | 3.2539e-06
TSO | - | 16 | 26 | 2025 | Winter | Pc_net, [MW] | 1 | 2 | 24.7233 | 22.4929 | 21.2253 | 20.8382 | 20.2992 | 20.9754 | 26.107 | 27.3965 | 30.4964 | 31.3857 | 31.0505 | 31.1336 | 30.7973 | 30.7892 | 30.0478 | 29.4781 | 28.2851 | 30.9759 | 31.8664 | 31.6126 | 31.9176 | 30.0875 | 29.7256 | 27.352
TSO | - | 16 | 26 | 2025 | Winter | Qc, [MVAr] | 1 | 2 | 0.77281 | 0.54482 | 0.32582 | 0.33882 | -0.16118 | 0.074821 | 1.6508 | 3.0747 | 4.3767 | 5.1307 | 5.0627 | 5.0017 | 4.8817 | 4.6457 | 4.2837 | 3.3708 | 3.1948 | 3.6977 | 3.8858 | 3.6838 | 3.3868 | 2.9868 | 2.1558 | 1.4158
TSO | - | 16 | 26 | 2025 | Winter | Qc_flex, [MVAr] | 1 | 2 | 3.3287e-06 | 3.0685e-06 | 3.2909e-06 | 3.225e-06 | 3.4978e-06 | 3.183e-06 | 2.8152e-06 | 3.3125e-06 | 4.08e-06 | 5.5921e-06 | 6.5715e-06 | 5.579e-06 | 6.5904e-06 | 6.763e-06 | 7.3709e-06 | 7.2994e-06 | 9.3935e-06 | 1.1581e-05 | 0.0099375 | 6.295e-06 | 3.0679e-06 | 3.5992e-06 | 3.2753e-06 | 3.2539e-06
TSO | - | 16 | 26 | 2025 | Winter | Qc_net, [MVAr] | 1 | 2 | 0.77281 | 0.54482 | 0.32582 | 0.33882 | -0.16118 | 0.074821 | 1.6508 | 3.0747 | 4.3767 | 5.1307 | 5.0627 | 5.0017 | 4.8817 | 4.6457 | 4.2837 | 3.3708 | 3.1948 | 3.6977 | 3.8858 | 3.6838 | 3.3868 | 2.9868 | 2.1558 | 1.4158
TSO | - | 17 | 30 | 2025 | Winter | Pc, [MW] | 1 | 2 | 11.8108 | 11.225 | 11.0747 | 11.0136 | 10.9194 | 11.3709 | 14.6369 | 15.3047 | 15.8385 | 15.4014 | 15.3024 | 16.1059 | 16.0114 | 16.2852 | 15.675 | 15.3959 | 15.1009 | 15.8406 | 15.2568 | 14.6433 | 14.8767 | 13.8313 | 12.8219 | 12.4771
TSO | - | 17 | 30 | 2025 | Winter | Pc_flex, [MW] | 1 | 2 | 3.2357e-06 | 3.0137e-06 | 3.2395e-06 | 3.201e-06 | 3.4647e-06 | 3.137e-06 | 2.8126e-06 | 3.3328e-06 | 4.059e-06 | 5.5452e-06 | 6.5144e-06 | 5.6609e-06 | 6.564e-06 | 6.799e-06 | 7.2701e-06 | 7.0665e-06 | 8.7891e-06 | 1.19e-05 | 0.0099411 | 6.0577e-06 | 2.9958e-06 | 3.4624e-06 | 3.1586e-06 | 3.1426e-06
TSO | - | 17 | 30 | 2025 | Winter | Pc_net, [MW] | 1 | 2 | 11.8108 | 11.225 | 11.0747 | 11.0136 | 10.9194 | 11.3709 | 14.6369 | 15.3047 | 15.8385 | 15.4014 | 15.3024 | 16.1059 | 16.0113 | 16.2852 | 15.675 | 15.3959 | 15.1009 | 15.8406 | 15.2469 | 14.6433 | 14.8767 | 13.8313 | 12.8219 | 12.4771
TSO | - | 17 | 30 | 2025 | Winter | Qc, [MVAr] | 1 | 2 | -1.647 | -1.89 | -1.934 | -1.916 | -1.817 | -1.587 | -0.23798 | 0.58602 | 0.99702 | 0.57802 | 0.67402 | 1.048 | 1.19 | 1.181 | 0.53202 | 0.28202 | 0.28702 | 0.32602 | -0.071979 | -0.50798 | -0.13498 | -0.54798 | -1.453 | -1.515
TSO | - | 17 | 30 | 2025 | Winter | Qc_flex, [MVAr] | 1 | 2 | 3.2357e-06 | 3.0137e-06 | 3.2395e-06 | 3.201e-06 | 3.4647e-06 | 3.137e-06 | 2.8126e-06 | 3.3328e-06 | 4.059e-06 | 5.5452e-06 | 6.5144e-06 | 5.6609e-06 | 6.564e-06 | 6.799e-06 | 7.2701e-06 | 7.0665e-06 | 8.7891e-06 | 1.19e-05 | 0.0099411 | 6.0577e-06 | 2.9958e-06 | 3.4624e-06 | 3.1586e-06 | 3.1426e-06
TSO | - | 17 | 30 | 2025 | Winter | Qc_net, [MVAr] | 1 | 2 | -1.647 | -1.89 | -1.934 | -1.916 | -1.817 | -1.587 | -0.23798 | 0.58602 | 0.99702 | 0.57802 | 0.67402 | 1.048 | 1.19 | 1.181 | 0.53202 | 0.28202 | 0.28702 | 0.32602 | -0.07198 | -0.50798 | -0.13498 | -0.54798 | -1.453 | -1.515
TSO | - | 18 | 35 | 2025 | Winter | Pc, [MW] | 1 | 2 | 19.5423 | 18.6696 | 17.4621 | 17.156 | 16.9346 | 19.274 | 26.8575 | 29.3031 | 30.0396 | 30.6174 | 27.5253 | 29.3277 | 28.6991 | 27.916 | 25.875 | 25.51 | 26.195 | 29.1183 | 27.592 | 27.1851 | 27.0756 | 24.9343 | 23.3756 | 21.5168
TSO | - | 18 | 35 | 2025 | Winter | Pc_flex, [MW] | 1 | 2 | 3.2717e-06 | 3.0326e-06 | 3.2557e-06 | 3.2067e-06 | 3.4735e-06 | 3.1535e-06 | 2.8275e-06 | 3.3348e-06 | 4.0854e-06 | 5.5629e-06 | 6.5959e-06 | 5.6768e-06 | 6.5774e-06 | 6.8085e-06 | 7.3127e-06 | 7.1496e-06 | 8.9615e-06 | 1.1878e-05 | 0.0099393 | 6.1842e-06 | 3.0184e-06 | 3.5092e-06 | 3.203e-06 | 3.1881e-06
TSO | - | 18 | 35 | 2025 | Winter | Pc_net, [MW] | 1 | 2 | 19.5423 | 18.6696 | 17.4621 | 17.156 | 16.9346 | 19.274 | 26.8575 | 29.3031 | 30.0396 | 30.6174 | 27.5252 | 29.3277 | 28.6991 | 27.916 | 25.875 | 25.51 | 26.195 | 29.1183 | 27.582 | 27.1851 | 27.0756 | 24.9343 | 23.3756 | 21.5168
TSO | - | 18 | 35 | 2025 | Winter | Qc, [MVAr] | 1 | 2 | 3.4468 | 4.2508 | 4.2508 | 4.2507 | 4.2508 | 4.2508 | 2.1051 | 0.22829 | -0.040707 | -1.1124 | -0.30869 | -0.84459 | -1.1128 | -1.1126 | -0.040611 | 0.77587 | 1.0488 | 1.0476 | 1.0488 | 1.3168 | 2.1218 | 2.1218 | 3.1938 | 3.1938
TSO | - | 18 | 35 | 2025 | Winter | Qc_flex, [MVAr] | 1 | 2 | 3.2717e-06 | 3.0326e-06 | 3.2557e-06 | 3.2067e-06 | 3.4735e-06 | 3.1535e-06 | 2.8275e-06 | 3.3348e-06 | 4.0854e-06 | 5.5629e-06 | 6.5959e-06 | 5.6768e-06 | 6.5774e-06 | 6.8085e-06 | 7.3127e-06 | 7.1496e-06 | 8.9615e-06 | 1.1878e-05 | 0.0099393 | 6.1842e-06 | 3.0184e-06 | 3.5092e-06 | 3.203e-06 | 3.1881e-06
TSO | - | 18 | 35 | 2025 | Winter | Qc_net, [MVAr] | 1 | 2 | 3.4468 | 4.2508 | 4.2508 | 4.2507 | 4.2508 | 4.2508 | 2.1051 | 0.22829 | -0.040707 | -1.1124 | -0.30869 | -0.84459 | -1.1128 | -1.1126 | -0.040611 | 0.77587 | 1.0488 | 1.0476 | 1.0488 | 1.3168 | 2.1218 | 2.1218 | 3.1938 | 3.1938
TSO | - | 19 | 36 | 2025 | Winter | Pc, [MW] | 1 | 2 | 0.20595 | 2.0698 | -0.17127 | 0.13288 | 0.28057 | 0.031389 | 0.18013 | -0.19158 | -0.33477 | 0.0098616 | -0.065064 | 0.34291 | -0.32929 | -0.65283 | -0.04394 | -0.09224 | 0.38606 | 0.089724 | -0.13754 | 0.40219 | -0.063037 | 0.12497 | 0.084043 | 0.034908
TSO | - | 19 | 36 | 2025 | Winter | Pc_flex, [MW] | 1 | 2 | 3.2694e-06 | 3.0306e-06 | 3.254e-06 | 3.206e-06 | 3.4725e-06 | 3.1523e-06 | 2.8254e-06 | 3.3354e-06 | 4.0907e-06 | 5.5488e-06 | 6.599e-06 | 5.6653e-06 | 6.575e-06 | 6.7958e-06 | 7.3064e-06 | 7.1444e-06 | 8.9066e-06 | 1.1876e-05 | 0.0099395 | 6.1846e-06 | 3.0121e-06 | 3.5025e-06 | 3.1981e-06 | 3.1801e-06
TSO | - | 19 | 36 | 2025 | Winter | Pc_net, [MW] | 1 | 2 | 0.20595 | 2.0698 | -0.17128 | 0.13288 | 0.28057 | 0.031389 | 0.18013 | -0.19159 | -0.33477 | 0.009858 | -0.065068 | 0.34291 | -0.32929 | -0.65283 | -0.043943 | -0.092244 | 0.38605 | 0.089714 | -0.14747 | 0.40219 | -0.06304 | 0.12497 | 0.084042 | 0.034907
TSO | - | 19 | 36 | 2025 | Winter | Qc, [MVAr] | 1 | 2 | 1.5839 | 1.01 | 1.409 | 1.5499 | 1.545 | 1.413 | 1.8699 | 1.7589 | 2.3479 | 1.9629 | 1.5059 | 1.4199 | 1.7569 | 1.2349 | 1.3179 | 1.3259 | 1.749 | 1.6079 | 1.531 | 1.795 | 1.869 | 1.438 | 1.162 | 1.399
TSO | - | 19 | 36 | 2025 | Winter | Qc_flex, [MVAr] | 1 | 2 | 3.2694e-06 | 3.0306e-06 | 3.254e-06 | 3.206e-06 | 3.4725e-06 | 3.1523e-06 | 2.8254e-06 | 3.3354e-06 | 4.0907e-06 | 5.5488e-06 | 6.599e-06 | 5.6653e-06 | 6.575e-06 | 6.7958e-06 | 7.3064e-06 | 7.1444e-06 | 8.9066e-06 | 1.1876e-05 | 0.0099395 | 6.1846e-06 | 3.0121e-06 | 3.5025e-06 | 3.1981e-06 | 3.1801e-06
TSO | - | 19 | 36 | 2025 | Winter | Qc_net, [MVAr] | 1 | 2 | 1.5839 | 1.01 | 1.409 | 1.5499 | 1.545 | 1.413 | 1.8699 | 1.7589 | 2.3479 | 1.9629 | 1.5059 | 1.4199 | 1.7569 | 1.2349 | 1.3179 | 1.3259 | 1.749 | 1.6079 | 1.531 | 1.795 | 1.869 | 1.438 | 1.162 | 1.399
TSO | - | 20 | 42 | 2025 | Winter | Pc, [MW] | 1 | 2 | 16.6335 | 15.5387 | 14.6395 | 14.4557 | 14.5122 | 15.2694 | 19.7134 | 20.8761 | 21.8086 | 22.2531 | 21.6489 | 22.286 | 22.1706 | 21.3757 | 20.7588 | 19.5112 | 19.3441 | 23.1425 | 22.9017 | 22.9021 | 22.4638 | 21.2943 | 20.5766 | 18.3135
TSO | - | 20 | 42 | 2025 | Winter | Pc_flex, [MW] | 1 | 2 | 3.277e-06 | 3.0345e-06 | 3.2579e-06 | 3.2075e-06 | 3.4746e-06 | 3.1585e-06 | 2.8055e-06 | 3.3046e-06 | 4.0519e-06 | 5.4878e-06 | 6.4471e-06 | 5.52e-06 | 6.4895e-06 | 6.6573e-06 | 7.2196e-06 | 7.0897e-06 | 8.8931e-06 | 1.1432e-05 | 0.0099411 | 6.2231e-06 | 3.0226e-06 | 3.5244e-06 | 3.2144e-06 | 3.1858e-06
TSO | - | 20 | 42 | 2025 | Winter | Pc_net, [MW] | 1 | 2 | 16.6335 | 15.5387 | 14.6395 | 14.4557 | 14.5122 | 15.2694 | 19.7134 | 20.8761 | 21.8086 | 22.2531 | 21.6489 | 22.286 | 22.1706 | 21.3757 | 20.7588 | 19.5112 | 19.3441 | 23.1425 | 22.8918 | 22.9021 | 22.4638 | 21.2943 | 20.5766 | 18.3135
TSO | - | 20 | 42 | 2025 | Winter | Qc, [MVAr] | 1 | 2 | -2.1901 | -2.9251 | -3.0511 | -3.0511 | -3.0511 | -2.8821 | -1.4591 | -0.67408 | 0.25691 | 0.82993 | -0.34208 | -0.26007 | 0.11592 | 0.038926 | -0.19508 | -1.0941 | -1.4591 | -0.57107 | -0.51606 | -0.21106 | -0.086057 | -0.76206 | -1.2851 | -1.6121
TSO | - | 20 | 42 | 2025 | Winter | Qc_flex, [MVAr] | 1 | 2 | 3.277e-06 | 3.0345e-06 | 3.2579e-06 | 3.2075e-06 | 3.4746e-06 | 3.1585e-06 | 2.8055e-06 | 3.3046e-06 | 4.0519e-06 | 5.4878e-06 | 6.4471e-06 | 5.52e-06 | 6.4895e-06 | 6.6573e-06 | 7.2196e-06 | 7.0897e-06 | 8.8931e-06 | 1.1432e-05 | 0.0099411 | 6.2231e-06 | 3.0226e-06 | 3.5244e-06 | 3.2144e-06 | 3.1858e-06
TSO | - | 20 | 42 | 2025 | Winter | Qc_net, [MVAr] | 1 | 2 | -2.1901 | -2.9251 | -3.0511 | -3.0511 | -3.0511 | -2.8821 | -1.4591 | -0.67408 | 0.25691 | 0.82993 | -0.34208 | -0.26007 | 0.11592 | 0.038927 | -0.19507 | -1.0941 | -1.4591 | -0.57107 | -0.51606 | -0.21106 | -0.086057 | -0.76206 | -1.2851 | -1.6121
TSO | - | 21 | 55 | 2025 | Winter | Pc, [MW] | 1 | 2 | 3.1037 | 3.1251 | 3.0558 | 3.0248 | 2.9231 | 2.8534 | 4.3846 | 5.4331 | 5.6681 | 5.9466 | 5.9028 | 5.9184 | 5.9649 | 6.0702 | 5.7256 | 5.6015 | 5.4955 | 6.004 | 6.0129 | 5.9649 | 6.0239 | 5.8379 | 5.0198 | 4.52
TSO | - | 21 | 55 | 2025 | Winter | Pc_flex, [MW] | 1 | 2 | 3.2765e-06 | 3.0341e-06 | 3.2578e-06 | 3.2074e-06 | 3.4744e-06 | 3.1548e-06 | 2.8085e-06 | 3.3048e-06 | 4.0622e-06 | 5.5054e-06 | 6.5194e-06 | 5.5706e-06 | 6.5249e-06 | 6.7126e-06 | 7.2608e-06 | 7.1314e-06 | 8.9179e-06 | 1.1568e-05 | 0.0099404 | 6.1998e-06 | 3.0147e-06 | 3.5151e-06 | 3.2065e-06 | 3.1841e-06
TSO | - | 21 | 55 | 2025 | Winter | Pc_net, [MW] | 1 | 2 | 3.1037 | 3.1251 | 3.0558 | 3.0248 | 2.9231 | 2.8534 | 4.3846 | 5.4331 | 5.6681 | 5.9466 | 5.9027 | 5.9184 | 5.9649 | 6.0702 | 5.7256 | 5.6015 | 5.4955 | 6.004 | 6.003 | 5.9649 | 6.0239 | 5.8379 | 5.0198 | 4.52
TSO | - | 21 | 55 | 2025 | Winter | Qc, [MVAr] | 1 | 2 | 0.75896 | 0.75897 | 0.75897 | 0.75897 | 0.75897 | 0.75897 | 0.75896 | 0.75896 | 0.75895 | 0.75896 | 0.75895 | 0.75896 | 0.75895 | 0.75896 | 0.75896 | 0.75896 | 0.75897 | 0.75896 | 0.75897 | 0.75897 | 0.75897 | 0.75897 | 0.75897 | 0.75897
TSO | - | 21 | 55 | 2025 | Winter | Qc_flex, [MVAr] | 1 | 2 | 3.2765e-06 | 3.0341e-06 | 3.2578e-06 | 3.2074e-06 | 3.4744e-06 | 3.1548e-06 | 2.8085e-06 | 3.3048e-06 | 4.0622e-06 | 5.5054e-06 | 6.5194e-06 | 5.5706e-06 | 6.5249e-06 | 6.7126e-06 | 7.2608e-06 | 7.1314e-06 | 8.9179e-06 | 1.1568e-05 | 0.0099404 | 6.1998e-06 | 3.0147e-06 | 3.5151e-06 | 3.2065e-06 | 3.1841e-06
TSO | - | 21 | 55 | 2025 | Winter | Qc_net, [MVAr] | 1 | 2 | 0.75896 | 0.75897 | 0.75897 | 0.75897 | 0.75897 | 0.75897 | 0.75896 | 0.75896 | 0.75895 | 0.75896 | 0.75895 | 0.75896 | 0.75896 | 0.75896 | 0.75896 | 0.75896 | 0.75897 | 0.75896 | 0.75897 | 0.75897 | 0.75897 | 0.75897 | 0.75897 | 0.75897
TSO | - | 22 | 68 | 2025 | Winter | Pc, [MW] | 1 | 2 | 6.4149 | 6.1975 | 5.8979 | 6.397 | 6.075 | 5.9919 | 6.7648 | 6.6289 | 6.416 | 6.9918 | 7.0407 | 6.9083 | 6.8468 | 6.9051 | 6.8894 | 6.2565 | 6.5073 | 6.8586 | 6.0948 | 6.6656 | 6.3179 | 5.8203 | 6.2737 | 6.3931
TSO | - | 22 | 68 | 2025 | Winter | Pc_flex, [MW] | 1 | 2 | 3.251e-06 | 3.0181e-06 | 3.2431e-06 | 3.202e-06 | 3.4664e-06 | 3.1496e-06 | 2.8171e-06 | 3.3468e-06 | 4.0903e-06 | 5.4678e-06 | 6.4832e-06 | 5.5552e-06 | 6.4856e-06 | 6.67e-06 | 7.1958e-06 | 7.0254e-06 | 8.6461e-06 | 1.1587e-05 | 0.0099419 | 6.1667e-06 | 2.9886e-06 | 3.4717e-06 | 3.175e-06 | 3.1479e-06
TSO | - | 22 | 68 | 2025 | Winter | Pc_net, [MW] | 1 | 2 | 6.4149 | 6.1975 | 5.8979 | 6.397 | 6.075 | 5.9919 | 6.7648 | 6.6289 | 6.416 | 6.9918 | 7.0407 | 6.9083 | 6.8468 | 6.9051 | 6.8894 | 6.2565 | 6.5073 | 6.8586 | 6.0848 | 6.6656 | 6.3179 | 5.8202 | 6.2737 | 6.3931
TSO | - | 22 | 68 | 2025 | Winter | Qc, [MVAr] | 1 | 2 | 1.659 | 1.559 | 1.295 | 1.513 | 1.492 | 1.642 | 1.755 | 2.04 | 1.94 | 2.044 | 2.04 | 2.061 | 2.27 | 2.266 | 1.86 | 1.768 | 1.504 | 1.542 | 1.542 | 1.76 | 1.542 | 1.676 | 1.395 | 1.391
TSO | - | 22 | 68 | 2025 | Winter | Qc_flex, [MVAr] | 1 | 2 | 3.251e-06 | 3.0181e-06 | 3.2431e-06 | 3.202e-06 | 3.4664e-06 | 3.1496e-06 | 2.8171e-06 | 3.3468e-06 | 4.0903e-06 | 5.4678e-06 | 6.4832e-06 | 5.5552e-06 | 6.4856e-06 | 6.67e-06 | 7.1958e-06 | 7.0254e-06 | 8.6461e-06 | 1.1587e-05 | 0.0099419 | 6.1667e-06 | 2.9886e-06 | 3.4717e-06 | 3.175e-06 | 3.1479e-06
TSO | - | 22 | 68 | 2025 | Winter | Qc_net, [MVAr] | 1 | 2 | 1.659 | 1.559 | 1.295 | 1.513 | 1.492 | 1.642 | 1.755 | 2.04 | 1.94 | 2.044 | 2.04 | 2.061 | 2.27 | 2.266 | 1.86 | 1.768 | 1.504 | 1.542 | 1.542 | 1.76 | 1.542 | 1.676 | 1.395 | 1.391
TSO | - | 23 | 72 | 2025 | Winter | Pc, [MW] | 1 | 2 | 22.0693 | 13.0286 | 11.7204 | 11.9953 | 13.1512 | 13.4223 | 20.1105 | 29.1609 | 33.1451 | 37.915 | 31.1503 | 25.3219 | 27.025 | 29.4118 | 28.6778 | 28.1868 | 27.2191 | 35.8472 | 32.9625 | 34.3356 | 32.8323 | 30.3081 | 26.393 | 25.6059
TSO | - | 23 | 72 | 2025 | Winter | Pc_flex, [MW] | 1 | 2 | 3.3546e-06 | 3.0864e-06 | 3.3089e-06 | 3.2364e-06 | 3.5125e-06 | 3.1992e-06 | 2.8245e-06 | 3.3325e-06 | 4.1042e-06 | 5.6386e-06 | 6.6277e-06 | 5.6067e-06 | 6.6411e-06 | 6.8121e-06 | 7.4427e-06 | 7.396e-06 | 9.6254e-06 | 1.172e-05 | 0.0099357 | 6.3382e-06 | 3.091e-06 | 3.6355e-06 | 3.3057e-06 | 3.2863e-06
TSO | - | 23 | 72 | 2025 | Winter | Pc_net, [MW] | 1 | 2 | 22.0693 | 13.0286 | 11.7204 | 11.9953 | 13.1512 | 13.4223 | 20.1105 | 29.1609 | 33.1451 | 37.915 | 31.1503 | 25.3219 | 27.025 | 29.4118 | 28.6778 | 28.1868 | 27.2191 | 35.8472 | 32.9525 | 34.3356 | 32.8323 | 30.3081 | 26.393 | 25.6059
TSO | - | 23 | 72 | 2025 | Winter | Qc, [MVAr] | 1 | 2 | 9.6571 | 7.9501 | 7.5071 | 6.9121 | 7.0161 | 7.2951 | 2.9561 | 0.58709 | 0.41207 | 0.91209 | 5.7911 | 4.9571 | 3.0831 | 4.9051 | 6.9511 | 8.1081 | 7.2371 | 1.1091 | 2.3151 | 2.3061 | 2.6351 | 5.1311 | 8.0571 | 7.0041
TSO | - | 23 | 72 | 2025 | Winter | Qc_flex, [MVAr] | 1 | 2 | 3.3546e-06 | 3.0864e-06 | 3.3089e-06 | 3.2364e-06 | 3.5125e-06 | 3.1992e-06 | 2.8245e-06 | 3.3325e-06 | 4.1042e-06 | 5.6386e-06 | 6.6277e-06 | 5.6067e-06 | 6.6411e-06 | 6.8121e-06 | 7.4427e-06 | 7.396e-06 | 9.6254e-06 | 1.172e-05 | 0.0099357 | 6.3382e-06 | 3.091e-06 | 3.6355e-06 | 3.3057e-06 | 3.2863e-06
TSO | - | 23 | 72 | 2025 | Winter | Qc_net, [MVAr] | 1 | 2 | 9.6571 | 7.9501 | 7.5071 | 6.9121 | 7.0161 | 7.2951 | 2.9561 | 0.58709 | 0.41207 | 0.91209 | 5.7911 | 4.9571 | 3.0831 | 4.9051 | 6.9511 | 8.1081 | 7.2371 | 1.1091 | 2.3151 | 2.3061 | 2.6351 | 5.1311 | 8.0571 | 7.0041
TSO | - | 24 | 103 | 2025 | Winter | Pc, [MW] | 1 | 2 | 5.7636 | 1.6358 | 2.617 | -0.42173 | 0.010003 | 2.8588 | 8.4981 | 21.587 | 30.7375 | 34.7707 | 30.566 | 28.3244 | 27.5062 | 24.8014 | 24.5862 | 17.3783 | 16.6535 | 23.1347 | 25.4859 | 22.7545 | 17.6331 | 18.7098 | 11.1636 | 6.4407
TSO | - | 24 | 103 | 2025 | Winter | Pc_flex, [MW] | 1 | 2 | 3.3444e-06 | 3.0793e-06 | 3.3019e-06 | 3.2317e-06 | 3.5066e-06 | 3.1927e-06 | 2.8196e-06 | 3.3224e-06 | 4.0944e-06 | 5.6265e-06 | 6.6073e-06 | 5.5946e-06 | 6.6215e-06 | 6.791e-06 | 7.4151e-06 | 7.3556e-06 | 9.5348e-06 | 1.1648e-05 | 0.0099364 | 6.3199e-06 | 3.0805e-06 | 3.6215e-06 | 3.2929e-06 | 3.2723e-06
TSO | - | 24 | 103 | 2025 | Winter | Pc_net, [MW] | 1 | 2 | 5.7636 | 1.6358 | 2.617 | -0.42173 | 0.010003 | 2.8588 | 8.4981 | 21.587 | 30.7375 | 34.7707 | 30.566 | 28.3244 | 27.5062 | 24.8014 | 24.5862 | 17.3783 | 16.6535 | 23.1346 | 25.4759 | 22.7545 | 17.6331 | 18.7098 | 11.1636 | 6.4407
TSO | - | 24 | 103 | 2025 | Winter | Qc, [MVAr] | 1 | 2 | -18.9666 | -22.3325 | -21.7375 | -21.4505 | -21.3585 | -21.0785 | -5.9417 | 4.3312 | 8.0891 | 11.9751 | 7.6731 | 6.4961 | 6.7601 | 7.0721 | 3.6702 | -2.0168 | -3.7227 | 5.2681 | 7.5161 | 5.5771 | 4.0712 | 1.8302 | -5.8647 | -7.5996
TSO | - | 24 | 103 | 2025 | Winter | Qc_flex, [MVAr] | 1 | 2 | 3.3444e-06 | 3.0793e-06 | 3.3019e-06 | 3.2317e-06 | 3.5066e-06 | 3.1927e-06 | 2.8196e-06 | 3.3224e-06 | 4.0944e-06 | 5.6265e-06 | 6.6073e-06 | 5.5946e-06 | 6.6215e-06 | 6.791e-06 | 7.4151e-06 | 7.3556e-06 | 9.5348e-06 | 1.1648e-05 | 0.0099364 | 6.3199e-06 | 3.0805e-06 | 3.6215e-06 | 3.2929e-06 | 3.2723e-06
TSO | - | 24 | 103 | 2025 | Winter | Qc_net, [MVAr] | 1 | 2 | -18.9666 | -22.3325 | -21.7375 | -21.4505 | -21.3585 | -21.0785 | -5.9417 | 4.3312 | 8.0891 | 11.9751 | 7.6731 | 6.4961 | 6.7601 | 7.0721 | 3.6702 | -2.0168 | -3.7227 | 5.2681 | 7.5161 | 5.5771 | 4.0712 | 1.8302 | -5.8647 | -7.5996
TSO | - | ADN_19 | 19 | 2025 | Winter | Pc, [MW] | 1 | 2 | 12.4496 | 11.6497 | 11.3915 | 11.1212 | 10.8756 | 10.9492 | 18.9978 | 20.0135 | 17.0176 | 12.1269 | 19.6589 | 20.3485 | 20.1922 | 19.9785 | 18.0513 | 17.2447 | 15.571 | 17.9552 | 16.6243 | 14.9331 | 14.9288 | 12.1384 | 13.153 | 13.8272
TSO | - | ADN_19 | 19 | 2025 | Winter | Pc_flex, [MW] | 1 | 2 | 0.46132 | 0.43013 | 0.48665 | 0.53069 | 0.5473 | 0.5317 | 1.4433 | 0.68564 | 2.8299 | 0.59926 | 0.064472 | 0.62465 | 0.8856 | 0.553 | 0.62334 | 1.3082 | 2.9814 | 1.1386 | 1.4162 | 2.4515 | 1.587 | 0.55776 | 0.54221 | 0.54014
TSO | - | ADN_19 | 19 | 2025 | Winter | Pc_net, [MW] | 1 | 2 | 12.9109 | 12.0798 | 11.8781 | 11.6519 | 11.4228 | 11.4809 | 20.4412 | 20.6991 | 19.8475 | 12.7262 | 19.5944 | 20.9732 | 21.0778 | 20.5315 | 18.6746 | 18.5529 | 12.5896 | 19.0938 | 18.0405 | 17.3845 | 13.3418 | 12.6962 | 13.6952 | 13.2871
TSO | - | ADN_19 | 19 | 2025 | Winter | Qc, [MVAr] | 1 | 2 | 0.47756 | 0.49812 | 0.47552 | 0.53471 | 0.21163 | 0.049226 | 2.9511 | 3.6984 | 4.5902 | 3.4781 | 5.5767 | 3.4489 | 4.2592 | 4.0724 | 2.9626 | 2.7175 | 2.1425 | 3.2721 | 2.6917 | 2.3516 | 2.1237 | 1.8384 | 1.4607 | 0.77539
TSO | - | ADN_19 | 19 | 2025 | Winter | Qc_flex, [MVAr] | 1 | 2 | 0.46132 | 0.43013 | 0.48665 | 0.53069 | 0.5473 | 0.5317 | 1.4433 | 0.68564 | 2.8299 | 0.59926 | 0.064472 | 0.62465 | 0.8856 | 0.553 | 0.62334 | 1.3082 | 2.9814 | 1.1386 | 1.4162 | 2.4515 | 1.587 | 0.55776 | 0.54221 | 0.54014
TSO | - | ADN_19 | 19 | 2025 | Winter | Qc_net, [MVAr] | 1 | 2 | 1.5166 | -0.33 | -0.67752 | -0.72785 | -1.1215 | -1.1013 | 2.5956 | 2.5189 | 5.6091 | 3.4781 | 7.2903 | 3.2517 | 3.0779 | 2.6594 | 4.2772 | 4.2267 | 2.281 | 4.5314 | 3.8235 | 3.9683 | 2.4145 | 2.2941 | 2.2028 | -0.30384
TSO | - | ADN_29 | 29 | 2025 | Winter | Pc, [MW] | 1 | 2 | 7.1015 | 6.6866 | 6.3734 | 6.3667 | 6.1501 | 6.1872 | 6.369 | 6.5159 | 6.7632 | 6.6633 | 6.7073 | 6.5174 | 6.8124 | 6.5867 | 6.4717 | 6.5889 | 6.8707 | 7.1508 | 7.0808 | 6.7609 | 6.7294 | 6.4436 | 6.5582 | 6.5991
TSO | - | ADN_29 | 29 | 2025 | Winter | Pc_flex, [MW] | 1 | 2 | 1.6116 | 1.6357 | 1.7373 | 1.7142 | 1.8978 | 1.7253 | 1.2319 | 1.2385 | 0.095072 | 0.27007 | 0.40879 | 0.033324 | 0.35838 | 0.25212 | 1.0949 | 0.91294 | 1.4689 | 0.28632 | 0.99602 | 0.20637 | 0.10118 | 0.071351 | 1.0716 | 0.87111
TSO | - | ADN_29 | 29 | 2025 | Winter | Pc_net, [MW] | 1 | 2 | 8.7131 | 8.3223 | 8.1107 | 8.0809 | 8.0479 | 7.9125 | 7.6009 | 7.7544 | 6.8582 | 6.3932 | 6.2986 | 6.4841 | 6.4541 | 6.3346 | 7.5666 | 7.5018 | 8.3396 | 6.8645 | 8.0768 | 6.9673 | 6.8306 | 6.5149 | 7.6297 | 7.4702
TSO | - | ADN_29 | 29 | 2025 | Winter | Qc, [MVAr] | 1 | 2 | 0.75466 | 0.66225 | 0.48615 | 0.39463 | 0.39957 | 0.42712 | 0.4283 | 0.8579 | 0.9565 | 0.88525 | 0.96151 | 0.70844 | 0.86721 | 0.8168 | 0.63159 | 0.70885 | 0.84131 | 1.0699 | 0.89406 | 0.78961 | 0.7382 | 0.68843 | 0.60704 | 0.56873
TSO | - | ADN_29 | 29 | 2025 | Winter | Qc_flex, [MVAr] | 1 | 2 | 1.6116 | 1.6357 | 1.7373 | 1.7142 | 1.8978 | 1.7253 | 1.2319 | 1.2385 | 0.095072 | 0.27007 | 0.40879 | 0.033324 | 0.35838 | 0.25212 | 1.0949 | 0.91294 | 1.4689 | 0.28632 | 0.99602 | 0.20637 | 0.10118 | 0.071351 | 1.0716 | 0.87111
TSO | - | ADN_29 | 29 | 2025 | Winter | Qc_net, [MVAr] | 1 | 2 | 1.1136 | 0.94304 | 0.8698 | 0.86955 | 0.90169 | 0.86913 | 0.76176 | 1.2876 | 0.55859 | 0.40295 | 0.46348 | 0.36638 | 0.45378 | 0.40205 | 0.96403 | 1.0523 | 0.77855 | 0.73609 | 0.77149 | 0.53496 | 0.45392 | 0.62911 | 0.69446 | 0.68266
TSO | - | ADN_1 | 1 | 2025 | Winter | Pc, [MW] | 2 | 0 | 25.828 | 23.2411 | 22.162 | 22.004 | 21.9312 | 23.538 | 28.5827 | 30.0965 | 32.2778 | 34.9763 | 36.1201 | 37.6326 | 35.9305 | 34.1338 | 32.0188 | 31.333 | 31.7744 | 35.546 | 35.0187 | 34.2481 | 33.5762 | 30.9065 | 29.7361 | 27.6412
TSO | - | ADN_1 | 1 | 2025 | Winter | Pc_flex, [MW] | 2 | 0 | 0.38726 | 6.6853e-06 | 8.9361e-06 | 9.2853e-06 | 1.1056e-05 | 8.6203e-06 | 1.8008 | 2.5391 | 0.78517 | 1.3329 | 0.1622 | 0.44177 | 1.6705 | 0.26682 | 0.24953 | 0.42567 | 5.8911e-06 | 0.92875 | 0.66177 | 0.97552 | 0.87588 | 0.53048 | 0.60253 | 1.0247
TSO | - | ADN_1 | 1 | 2025 | Winter | Pc_net, [MW] | 2 | 0 | 26.2153 | 23.2411 | 22.162 | 22.004 | 21.9312 | 23.538 | 30.3835 | 32.6355 | 33.063 | 36.3092 | 36.2823 | 37.1908 | 34.26 | 34.4006 | 32.2683 | 31.7587 | 31.7744 | 34.6172 | 34.3569 | 33.2726 | 32.7003 | 30.376 | 29.1336 | 26.6165
TSO | - | ADN_1 | 1 | 2025 | Winter | Qc, [MVAr] | 2 | 0 | -4.2018 | -4.7992 | -5.042 | -4.9802 | -5.0769 | -4.4987 | -2.8612 | -2.1361 | -1.4062 | -0.28379 | -0.045947 | 0.4551 | -0.2596 | -1.1452 | -2.3567 | -2.3235 | -2.0054 | -0.54896 | -0.96601 | -1.4633 | -1.8608 | -2.5641 | -3.2412 | -3.656
TSO | - | ADN_1 | 1 | 2025 | Winter | Qc_flex, [MVAr] | 2 | 0 | 0.38726 | 6.6853e-06 | 8.9361e-06 | 9.2853e-06 | 1.1056e-05 | 8.6203e-06 | 1.8008 | 2.5391 | 0.78517 | 1.3329 | 0.1622 | 0.44177 | 1.6705 | 0.26682 | 0.24953 | 0.42567 | 5.8911e-06 | 0.92875 | 0.66177 | 0.97552 | 0.87588 | 0.53048 | 0.60253 | 1.0247
TSO | - | ADN_1 | 1 | 2025 | Winter | Qc_net, [MVAr] | 2 | 0 | -4.0273 | -5.2 | -4.8996 | -4.5569 | -4.6221 | -4.4987 | -2.8612 | -2.207 | -1.4062 | -0.56849 | -0.60679 | -0.09201 | -0.5501 | -1.1155 | -2.3567 | -2.1384 | -2.0157 | -1.0044 | -1.2347 | -0.95729 | -1.8608 | -2.2779 | -3.2412 | -3.656
TSO | - | 2 | 2 | 2025 | Winter | Pc, [MW] | 2 | 0 | 21.5773 | 20.4451 | 19.2015 | 18.9334 | 18.6259 | 19.9031 | 23.8073 | 26.2198 | 28.4612 | 28.9766 | 27.9931 | 28.2125 | 28.4195 | 28.4856 | 27.0037 | 26.2446 | 26.7585 | 30.2839 | 29.6163 | 28.7817 | 28.5886 | 26.5222 | 25.1507 | 23.5371
TSO | - | 2 | 2 | 2025 | Winter | Pc_flex, [MW] | 2 | 0 | 3.7836e-06 | 3.4229e-06 | 3.4374e-06 | 3.3273e-06 | 3.5392e-06 | 3.3127e-06 | 3.4093e-06 | 4.677e-06 | 3.0923e-05 | 0.0098349 | 1.3385e-05 | 9.8148e-06 | 1.1461e-05 | 1.0599e-05 | 1.0615e-05 | 9.5766e-06 | 1.0681e-05 | 2.0157e-05 | 1.3561e-05 | 1.5638e-05 | 6.3239e-06 | 5.5508e-06 | 4.0525e-06 | 3.2575e-06
TSO | - | 2 | 2 | 2025 | Winter | Pc_net, [MW] | 2 | 0 | 21.5773 | 20.4451 | 19.2015 | 18.9334 | 18.6259 | 19.9031 | 23.8073 | 26.2198 | 28.4612 | 28.9668 | 27.9931 | 28.2125 | 28.4194 | 28.4856 | 27.0037 | 26.2446 | 26.7585 | 30.2839 | 29.6163 | 28.7817 | 28.5886 | 26.5222 | 25.1507 | 23.5371
TSO | - | 2 | 2 | 2025 | Winter | Qc, [MVAr] | 2 | 0 | -3.471 | -3.773 | -4.064 | -4.034 | -4.176 | -3.717 | -2.768 | -1.139 | -0.33503 | -0.051022 | -0.47003 | -0.34602 | -0.47903 | -0.48302 | -1.222 | -1.761 | -1.566 | -0.53402 | -0.77702 | -0.97702 | -1.535 | -1.993 | -2.674 | -3.01
TSO | - | 2 | 2 | 2025 | Winter | Qc_flex, [MVAr] | 2 | 0 | 3.7836e-06 | 3.4229e-06 | 3.4374e-06 | 3.3273e-06 | 3.5392e-06 | 3.3127e-06 | 3.4093e-06 | 4.677e-06 | 3.0923e-05 | 0.0098349 | 1.3385e-05 | 9.8148e-06 | 1.1461e-05 | 1.0599e-05 | 1.0615e-05 | 9.5766e-06 | 1.0681e-05 | 2.0157e-05 | 1.3561e-05 | 1.5638e-05 | 6.3239e-06 | 5.5508e-06 | 4.0525e-06 | 3.2575e-06
TSO | - | 2 | 2 | 2025 | Winter | Qc_net, [MVAr] | 2 | 0 | -3.471 | -3.773 | -4.064 | -4.034 | -4.176 | -3.717 | -2.768 | -1.139 | -0.33503 | -0.051021 | -0.47003 | -0.34602 | -0.47902 | -0.48302 | -1.222 | -1.761 | -1.566 | -0.53402 | -0.77702 | -0.97702 | -1.535 | -1.993 | -2.674 | -3.01
TSO | - | 3 | 3 | 2025 | Winter | Pc, [MW] | 2 | 0 | 23.5202 | 22.2537 | 20.1014 | 21.1692 | 20.5027 | 20.8419 | 30.4017 | 31.1842 | 34.0816 | 34.2984 | 32.1729 | 35.2591 | 33.5559 | 32.0858 | 31.2452 | 29.2669 | 28.6544 | 31.124 | 30.4457 | 30.604 | 30.1471 | 26.9475 | 25.1543 | 25.0314
TSO | - | 3 | 3 | 2025 | Winter | Pc_flex, [MW] | 2 | 0 | 3.8879e-06 | 3.5185e-06 | 3.5161e-06 | 3.394e-06 | 3.6096e-06 | 3.3701e-06 | 3.4707e-06 | 4.6445e-06 | 2.5954e-05 | 0.0098357 | 1.3279e-05 | 1.0179e-05 | 1.1649e-05 | 1.1058e-05 | 1.0997e-05 | 9.9032e-06 | 1.1574e-05 | 1.9909e-05 | 1.3649e-05 | 1.5453e-05 | 6.4888e-06 | 5.7572e-06 | 4.1828e-06 | 3.3643e-06
TSO | - | 3 | 3 | 2025 | Winter | Pc_net, [MW] | 2 | 0 | 23.5202 | 22.2537 | 20.1014 | 21.1692 | 20.5027 | 20.8419 | 30.4017 | 31.1842 | 34.0816 | 34.2886 | 32.1729 | 35.2591 | 33.5559 | 32.0857 | 31.2452 | 29.2669 | 28.6544 | 31.124 | 30.4457 | 30.604 | 30.1471 | 26.9475 | 25.1543 | 25.0314
TSO | - | 3 | 3 | 2025 | Winter | Qc, [MVAr] | 2 | 0 | 3.6261 | 4.4921 | 4.4921 | 4.4921 | 4.4921 | 3.6391 | 1.6501 | 0.21208 | -1.2449 | -1.2449 | -0.10791 | -1.2979 | -1.2979 | -1.0049 | -0.12591 | 0.7531 | 1.0461 | 1.0461 | 1.0461 | 1.0462 | 1.0461 | 2.1831 | 3.3371 | 3.3371
TSO | - | 3 | 3 | 2025 | Winter | Qc_flex, [MVAr] | 2 | 0 | 3.8879e-06 | 3.5185e-06 | 3.5161e-06 | 3.394e-06 | 3.6096e-06 | 3.3701e-06 | 3.4707e-06 | 4.6445e-06 | 2.5954e-05 | 0.0098357 | 1.3279e-05 | 1.0179e-05 | 1.1649e-05 | 1.1058e-05 | 1.0997e-05 | 9.9032e-06 | 1.1574e-05 | 1.9909e-05 | 1.3649e-05 | 1.5453e-05 | 6.4888e-06 | 5.7572e-06 | 4.1828e-06 | 3.3643e-06
TSO | - | 3 | 3 | 2025 | Winter | Qc_net, [MVAr] | 2 | 0 | 3.6261 | 4.4921 | 4.4921 | 4.4921 | 4.4921 | 3.6391 | 1.6501 | 0.21208 | -1.2449 | -1.2449 | -0.10791 | -1.2979 | -1.2979 | -1.0049 | -0.12591 | 0.7531 | 1.0461 | 1.0461 | 1.0461 | 1.0462 | 1.0461 | 2.1831 | 3.3371 | 3.3371
TSO | - | 4 | 4 | 2025 | Winter | Pc, [MW] | 2 | 0 | 71.8388 | 64.7823 | 60.5022 | 59.4003 | 60.1305 | 63.2207 | 76.3901 | 78.1771 | 82.506 | 85.8075 | 85.8765 | 85.2408 | 85.5085 | 85.4695 | 83.1115 | 81.6122 | 82.6938 | 95.5802 | 95.5456 | 95.3306 | 93.4922 | 88.2899 | 86.7457 | 79.1817
TSO | - | 4 | 4 | 2025 | Winter | Pc_flex, [MW] | 2 | 0 | 4.0125e-06 | 3.6139e-06 | 3.6023e-06 | 3.465e-06 | 3.6859e-06 | 3.4366e-06 | 3.414e-06 | 4.6185e-06 | 2.5277e-05 | 0.009834 | 1.3111e-05 | 9.5709e-06 | 1.1737e-05 | 1.0761e-05 | 1.1167e-05 | 1.0299e-05 | 1.2277e-05 | 1.9444e-05 | 1.3999e-05 | 1.5976e-05 | 6.6386e-06 | 5.989e-06 | 4.3116e-06 | 3.4185e-06
TSO | - | 4 | 4 | 2025 | Winter | Pc_net, [MW] | 2 | 0 | 71.8388 | 64.7823 | 60.5022 | 59.4003 | 60.1305 | 63.2207 | 76.3901 | 78.1771 | 82.506 | 85.7977 | 85.8765 | 85.2408 | 85.5085 | 85.4695 | 83.1114 | 81.6122 | 82.6937 | 95.5802 | 95.5456 | 95.3306 | 93.4922 | 88.2899 | 86.7457 | 79.1817
TSO | - | 4 | 4 | 2025 | Winter | Qc, [MVAr] | 2 | 0 | 7.6793 | 5.9243 | 5.0713 | 4.9623 | 5.6403 | 7.0033 | 10.8652 | 13.2631 | 15.324 | 16.875 | 17.018 | 16.7121 | 16.783 | 16.6121 | 14.9861 | 14.2391 | 14.6932 | 20.027 | 19.998 | 19.388 | 17.9451 | 15.9591 | 13.0162 | 9.9862
TSO | - | 4 | 4 | 2025 | Winter | Qc_flex, [MVAr] | 2 | 0 | 4.0125e-06 | 3.6139e-06 | 3.6023e-06 | 3.465e-06 | 3.6859e-06 | 3.4366e-06 | 3.414e-06 | 4.6185e-06 | 2.5277e-05 | 0.009834 | 1.3111e-05 | 9.5709e-06 | 1.1737e-05 | 1.0761e-05 | 1.1167e-05 | 1.0299e-05 | 1.2277e-05 | 1.9444e-05 | 1.3999e-05 | 1.5976e-05 | 6.6386e-06 | 5.989e-06 | 4.3116e-06 | 3.4185e-06
TSO | - | 4 | 4 | 2025 | Winter | Qc_net, [MVAr] | 2 | 0 | 7.6793 | 5.9243 | 5.0713 | 4.9623 | 5.6403 | 7.0033 | 10.8652 | 13.2631 | 15.324 | 16.875 | 17.018 | 16.7121 | 16.783 | 16.6121 | 14.9861 | 14.2391 | 14.6932 | 20.027 | 19.998 | 19.388 | 17.9451 | 15.9591 | 13.0162 | 9.9862
TSO | - | 5 | 5 | 2025 | Winter | Pc, [MW] | 2 | 0 | -5.6771 | -6.4227 | -7.313 | -7.3077 | -7.2486 | 9.0742 | 10.9119 | 12.0132 | 5.573 | -1.8723 | -2.812 | -2.8823 | -2.5661 | -3.385 | -3.1479 | -4.1921 | -4.4408 | -2.1573 | -2.6262 | -2.4895 | -2.367 | -2.5716 | -2.2146 | -3.9936
TSO | - | 5 | 5 | 2025 | Winter | Pc_flex, [MW] | 2 | 0 | 3.7966e-06 | 3.436e-06 | 3.4456e-06 | 3.334e-06 | 3.5462e-06 | 3.3417e-06 | 3.4397e-06 | 4.7508e-06 | 3.0827e-05 | 0.0098348 | 1.3022e-05 | 9.6852e-06 | 1.137e-05 | 1.0526e-05 | 1.0584e-05 | 9.5683e-06 | 1.0901e-05 | 1.9872e-05 | 1.3716e-05 | 1.5893e-05 | 6.4361e-06 | 5.6385e-06 | 4.1031e-06 | 3.2799e-06
TSO | - | 5 | 5 | 2025 | Winter | Pc_net, [MW] | 2 | 0 | -5.6771 | -6.4227 | -7.313 | -7.3077 | -7.2486 | 9.0742 | 10.9119 | 12.0132 | 5.5729 | -1.8822 | -2.812 | -2.8823 | -2.5661 | -3.385 | -3.1479 | -4.1921 | -4.4408 | -2.1573 | -2.6262 | -2.4895 | -2.367 | -2.5716 | -2.2146 | -3.9936
TSO | - | 5 | 5 | 2025 | Winter | Qc, [MVAr] | 2 | 0 | 0.36197 | 0.024974 | -0.45703 | -0.70003 | -0.52403 | 0.60997 | 1.846 | 2.1 | 1.675 | 0.92897 | 0.26696 | 0.31597 | 0.49796 | 0.24897 | 0.42397 | 0.30397 | 0.29697 | 0.34997 | 0.35997 | 0.44597 | 0.47697 | 0.56297 | 0.49497 | -0.057025
TSO | - | 5 | 5 | 2025 | Winter | Qc_flex, [MVAr] | 2 | 0 | 3.7966e-06 | 3.436e-06 | 3.4456e-06 | 3.334e-06 | 3.5462e-06 | 3.3417e-06 | 3.4397e-06 | 4.7508e-06 | 3.0827e-05 | 0.0098348 | 1.3022e-05 | 9.6852e-06 | 1.137e-05 | 1.0526e-05 | 1.0584e-05 | 9.5683e-06 | 1.0901e-05 | 1.9872e-05 | 1.3716e-05 | 1.5893e-05 | 6.4361e-06 | 5.6385e-06 | 4.1031e-06 | 3.2799e-06
TSO | - | 5 | 5 | 2025 | Winter | Qc_net, [MVAr] | 2 | 0 | 0.36197 | 0.024975 | -0.45703 | -0.70003 | -0.52403 | 0.60997 | 1.846 | 2.1 | 1.675 | 0.92897 | 0.26696 | 0.31597 | 0.49797 | 0.24897 | 0.42397 | 0.30397 | 0.29697 | 0.34997 | 0.35997 | 0.44597 | 0.47698 | 0.56297 | 0.49497 | -0.057025
TSO | - | 6 | 8 | 2025 | Winter | Pc, [MW] | 2 | 0 | -0.00099953 | -0.00099947 | -0.0009994 | -0.00099938 | -0.00099936 | -0.00099939 | -0.00099952 | -0.00099969 | -0.00099987 | -0.00099985 | -0.00099968 | -0.00099959 | -0.00099955 | -0.00099953 | -0.00099949 | -0.0009995 | -0.00099962 | -0.00099975 | -0.00099984 | -0.00099992 | -0.00099987 | -0.00099975 | -0.00099966 | -0.00099953
TSO | - | 6 | 8 | 2025 | Winter | Pc_flex, [MW] | 2 | 0 | 0 | 0 | 0 | 0 | 0 | 0 | 0 | 0 | 0 | 0 | 0 | 0 | 0 | 0 | 0 | 0 | 0 | 0 | 0 | 0 | 0 | 0 | 0 | 0
TSO | - | 6 | 8 | 2025 | Winter | Pc_net, [MW] | 2 | 0 | -0.00099953 | -0.00099947 | -0.0009994 | -0.00099938 | -0.00099936 | -0.00099939 | -0.00099952 | -0.00099969 | -0.00099987 | -0.00099985 | -0.00099968 | -0.00099959 | -0.00099955 | -0.00099953 | -0.00099949 | -0.0009995 | -0.00099962 | -0.00099975 | -0.00099984 | -0.00099992 | -0.00099987 | -0.00099975 | -0.00099966 | -0.00099953
TSO | - | 6 | 8 | 2025 | Winter | Qc, [MVAr] | 2 | 0 | 99.039 | 99.395 | 99.829 | 99.799 | 99.357 | 98.572 | 96.285 | 94.515 | 93.778 | 71.175 | 48.871 | 48.582 | 48.893 | 49.122 | 49.399 | 74.462 | 95.005 | 93.394 | 93.521 | 93.758 | 94.708 | 95.475 | 96.586 | 97.918
TSO | - | 6 | 8 | 2025 | Winter | Qc_flex, [MVAr] | 2 | 0 | 0 | 0 | 0 | 0 | 0 | 0 | 0 | 0 | 0 | 0 | 0 | 0 | 0 | 0 | 0 | 0 | 0 | 0 | 0 | 0 | 0 | 0 | 0 | 0
TSO | - | 6 | 8 | 2025 | Winter | Qc_net, [MVAr] | 2 | 0 | 99.039 | 99.395 | 99.829 | 99.799 | 99.357 | 98.572 | 96.285 | 94.515 | 93.778 | 71.175 | 48.871 | 48.582 | 48.893 | 49.122 | 49.399 | 74.462 | 95.005 | 93.394 | 93.521 | 93.758 | 94.708 | 95.475 | 96.586 | 97.918
TSO | - | 7 | 9 | 2025 | Winter | Pc, [MW] | 2 | 0 | 29.0064 | 30.7447 | 31.6893 | 35.1146 | 36.4167 | 22.9908 | 9.4402 | -19.4217 | -33.5329 | -24.0388 | -11.251 | -8.3491 | -18.387 | -6.4522 | -7.535 | -9.5237 | -13.952 | -20.3246 | -22.2844 | -24.3253 | -23.9776 | -13.7048 | 7.8994 | 25.8431
TSO | - | 7 | 9 | 2025 | Winter | Pc_flex, [MW] | 2 | 0 | 4.0155e-06 | 3.6166e-06 | 3.6027e-06 | 3.4666e-06 | 3.6873e-06 | 3.4371e-06 | 3.5272e-06 | 4.6668e-06 | 2.5315e-05 | 0.0098303 | 1.3709e-05 | 1.0402e-05 | 1.1907e-05 | 1.1421e-05 | 1.1411e-05 | 1.0303e-05 | 1.2247e-05 | 2.0362e-05 | 1.3941e-05 | 1.5836e-05 | 6.6153e-06 | 5.9613e-06 | 4.3123e-06 | 3.455e-06
TSO | - | 7 | 9 | 2025 | Winter | Pc_net, [MW] | 2 | 0 | 29.0064 | 30.7447 | 31.6893 | 35.1146 | 36.4167 | 22.9908 | 9.4402 | -19.4217 | -33.5329 | -24.0486 | -11.251 | -8.3491 | -18.387 | -6.4522 | -7.535 | -9.5237 | -13.952 | -20.3246 | -22.2844 | -24.3253 | -23.9776 | -13.7048 | 7.8994 | 25.8431
TSO | - | 7 | 9 | 2025 | Winter | Qc, [MVAr] | 2 | 0 | 13.2203 | 12.9593 | 13.3112 | 12.9992 | 11.5202 | 10.0372 | 4.3053 | 2.6793 | 5.1743 | 3.1713 | 2.1843 | -2.9297 | 2.2153 | 3.6353 | 5.7043 | 7.3773 | 7.9082 | 4.6713 | 4.5804 | 6.2624 | 8.7234 | 10.5463 | 10.6573 | 11.1402
TSO | - | 7 | 9 | 2025 | Winter | Qc_flex, [MVAr] | 2 | 0 | 4.0155e-06 | 3.6166e-06 | 3.6027e-06 | 3.4666e-06 | 3.6873e-06 | 3.4371e-06 | 3.5272e-06 | 4.6668e-06 | 2.5315e-05 | 0.0098303 | 1.3709e-05 | 1.0402e-05 | 1.1907e-05 | 1.1421e-05 | 1.1411e-05 | 1.0303e-05 | 1.2247e-05 | 2.0362e-05 | 1.3941e-05 | 1.5836e-05 | 6.6153e-06 | 5.9613e-06 | 4.3123e-06 | 3.455e-06
TSO | - | 7 | 9 | 2025 | Winter | Qc_net, [MVAr] | 2 | 0 | 13.2203 | 12.9593 | 13.3112 | 12.9992 | 11.5202 | 10.0372 | 4.3053 | 2.6793 | 5.1743 | 3.1713 | 2.1843 | -2.9297 | 2.2153 | 3.6353 | 5.7043 | 7.3773 | 7.9082 | 4.6713 | 4.5804 | 6.2624 | 8.7234 | 10.5463 | 10.6573 | 11.1402
TSO | - | 8 | 10 | 2025 | Winter | Pc, [MW] | 2 | 0 | 32.8185 | 30.8141 | 29.0772 | 28.3334 | 27.1928 | 28.0455 | 34.8648 | 35.98 | 42.7249 | 46.1985 | 45.8669 | 46.8163 | 45.6578 | 45.6031 | 45.2732 | 43.6605 | 42.963 | 49.0335 | 41.9247 | 41.2662 | 41.8587 | 39.3903 | 37.3482 | 34.3044
TSO | - | 8 | 10 | 2025 | Winter | Pc_flex, [MW] | 2 | 0 | 3.972e-06 | 3.5821e-06 | 3.5729e-06 | 3.4398e-06 | 3.6575e-06 | 3.4095e-06 | 3.4265e-06 | 4.5786e-06 | 2.4846e-05 | 0.0098351 | 1.3199e-05 | 9.8014e-06 | 1.1659e-05 | 1.0883e-05 | 1.1125e-05 | 1.0174e-05 | 1.2098e-05 | 1.9842e-05 | 1.3775e-05 | 1.5717e-05 | 6.5909e-06 | 5.915e-06 | 4.2694e-06 | 3.4027e-06
TSO | - | 8 | 10 | 2025 | Winter | Pc_net, [MW] | 2 | 0 | 32.8185 | 30.8141 | 29.0772 | 28.3334 | 27.1928 | 28.0455 | 34.8648 | 35.98 | 42.7248 | 46.1887 | 45.8669 | 46.8162 | 45.6578 | 45.6031 | 45.2732 | 43.6604 | 42.9629 | 49.0334 | 41.9247 | 41.2662 | 41.8587 | 39.3903 | 37.3482 | 34.3044
TSO | - | 8 | 10 | 2025 | Winter | Qc, [MVAr] | 2 | 0 | -14.826 | -15.959 | -16.09 | -16.129 | -15.946 | -15.26 | -8.791 | -2.706 | 0.089 | 1.291 | 0.068 | -0.573 | -1.155 | -0.886 | -3.119 | -5.676 | -5.72 | -0.658 | -0.919 | -1.194 | -2.773 | -5.639 | -8.563 | -10.388
TSO | - | 8 | 10 | 2025 | Winter | Qc_flex, [MVAr] | 2 | 0 | 3.972e-06 | 3.5821e-06 | 3.5729e-06 | 3.4398e-06 | 3.6575e-06 | 3.4095e-06 | 3.4265e-06 | 4.5786e-06 | 2.4846e-05 | 0.0098351 | 1.3199e-05 | 9.8014e-06 | 1.1659e-05 | 1.0883e-05 | 1.1125e-05 | 1.0174e-05 | 1.2098e-05 | 1.9842e-05 | 1.3775e-05 | 1.5717e-05 | 6.5909e-06 | 5.915e-06 | 4.2694e-06 | 3.4027e-06
TSO | - | 8 | 10 | 2025 | Winter | Qc_net, [MVAr] | 2 | 0 | -14.826 | -15.959 | -16.09 | -16.129 | -15.946 | -15.26 | -8.791 | -2.706 | 0.089 | 1.291 | 0.068 | -0.573 | -1.155 | -0.886 | -3.119 | -5.676 | -5.72 | -0.658 | -0.919 | -1.194 | -2.773 | -5.639 | -8.563 | -10.388
TSO | - | 9 | 12 | 2025 | Winter | Pc, [MW] | 2 | 0 | 204.2594 | 184.2414 | 173.0023 | 168.0246 | 160.27 | 175.1478 | 237.7195 | 260.9053 | 281.021 | 279.7313 | 292.4336 | 300.5162 | 290.2045 | 291.2069 | 273.621 | 264.2161 | 267.843 | 320.679 | 313.5066 | 310.8059 | 312.6331 | 291.7963 | 274.3117 | 243.1809
TSO | - | 9 | 12 | 2025 | Winter | Pc_flex, [MW] | 2 | 0 | 4.0252e-06 | 3.6248e-06 | 3.6115e-06 | 3.473e-06 | 3.6935e-06 | 3.4433e-06 | 3.4183e-06 | 4.6298e-06 | 2.5426e-05 | 0.0098325 | 1.3167e-05 | 9.6011e-06 | 1.18e-05 | 1.0807e-05 | 1.1217e-05 | 1.0365e-05 | 1.2411e-05 | 1.9699e-05 | 1.414e-05 | 1.618e-05 | 6.6996e-06 | 6.0341e-06 | 4.3347e-06 | 3.4299e-06
TSO | - | 9 | 12 | 2025 | Winter | Pc_net, [MW] | 2 | 0 | 204.2594 | 184.2414 | 173.0023 | 168.0246 | 160.27 | 175.1478 | 237.7195 | 260.9053 | 281.0209 | 279.7214 | 292.4336 | 300.5162 | 290.2045 | 291.2069 | 273.621 | 264.2161 | 267.843 | 320.679 | 313.5066 | 310.8059 | 312.6331 | 291.7963 | 274.3117 | 243.1809
TSO | - | 9 | 12 | 2025 | Winter | Qc, [MVAr] | 2 | 0 | -32.1709 | -37.0979 | -35.1369 | -36.3799 | -36.4009 | -35.7149 | -15.906 | -0.64399 | 5.561 | 12.935 | 16.145 | 15.049 | 18.81 | 13.537 | 12.872 | 2.959 | 0.87301 | 20.45 | 21.344 | 22.629 | 12.316 | 0.92602 | -6.541 | -10.465
TSO | - | 9 | 12 | 2025 | Winter | Qc_flex, [MVAr] | 2 | 0 | 4.0252e-06 | 3.6248e-06 | 3.6115e-06 | 3.473e-06 | 3.6935e-06 | 3.4433e-06 | 3.4183e-06 | 4.6298e-06 | 2.5426e-05 | 0.0098325 | 1.3167e-05 | 9.6011e-06 | 1.18e-05 | 1.0807e-05 | 1.1217e-05 | 1.0365e-05 | 1.2411e-05 | 1.9699e-05 | 1.414e-05 | 1.618e-05 | 6.6996e-06 | 6.0341e-06 | 4.3347e-06 | 3.4299e-06
TSO | - | 9 | 12 | 2025 | Winter | Qc_net, [MVAr] | 2 | 0 | -32.1709 | -37.0979 | -35.1369 | -36.3799 | -36.4009 | -35.7149 | -15.906 | -0.64399 | 5.561 | 12.935 | 16.145 | 15.049 | 18.81 | 13.537 | 12.872 | 2.959 | 0.87301 | 20.45 | 21.344 | 22.629 | 12.316 | 0.92602 | -6.541 | -10.465
TSO | - | 10 | 15 | 2025 | Winter | Pc, [MW] | 2 | 0 | 4.3584 | 4.2973 | 4.0705 | 4.0818 | 3.96 | 4.1087 | 5.1958 | 5.4289 | 5.8097 | 6.0848 | 5.6351 | 5.8341 | 5.8046 | 5.6981 | 5.4358 | 5.1047 | 5.0224 | 5.8029 | 5.7114 | 5.7883 | 5.6716 | 5.4392 | 5.1672 | 4.7326
TSO | - | 10 | 15 | 2025 | Winter | Pc_flex, [MW] | 2 | 0 | 4.0314e-06 | 3.6301e-06 | 3.6167e-06 | 3.4777e-06 | 3.6995e-06 | 3.4488e-06 | 3.4261e-06 | 4.6355e-06 | 2.5375e-05 | 0.009833 | 1.3189e-05 | 9.6219e-06 | 1.1821e-05 | 1.0834e-05 | 1.1255e-05 | 1.0384e-05 | 1.2391e-05 | 1.952e-05 | 1.3985e-05 | 1.5917e-05 | 6.6412e-06 | 6.0062e-06 | 4.3264e-06 | 3.4306e-06
TSO | - | 10 | 15 | 2025 | Winter | Pc_net, [MW] | 2 | 0 | 4.3584 | 4.2973 | 4.0705 | 4.0818 | 3.96 | 4.1087 | 5.1958 | 5.4289 | 5.8096 | 6.075 | 5.6351 | 5.8341 | 5.8046 | 5.6981 | 5.4358 | 5.1047 | 5.0223 | 5.8029 | 5.7114 | 5.7883 | 5.6716 | 5.4392 | 5.1672 | 4.7326
TSO | - | 10 | 15 | 2025 | Winter | Qc, [MVAr] | 2 | 0 | -3.4099 | -3.4099 | -3.4099 | -3.4099 | -3.4099 | -3.4099 | -3.296 | -3.012 | -2.898 | -2.727 | -2.784 | -2.727 | -2.784 | -2.955 | -2.955 | -2.955 | -3.125 | -3.181 | -3.181 | -3.181 | -3.181 | -3.245 | -3.435 | -3.4349
TSO | - | 10 | 15 | 2025 | Winter | Qc_flex, [MVAr] | 2 | 0 | 4.0314e-06 | 3.6301e-06 | 3.6167e-06 | 3.4777e-06 | 3.6995e-06 | 3.4488e-06 | 3.4261e-06 | 4.6355e-06 | 2.5375e-05 | 0.009833 | 1.3189e-05 | 9.6219e-06 | 1.1821e-05 | 1.0834e-05 | 1.1255e-05 | 1.0384e-05 | 1.2391e-05 | 1.952e-05 | 1.3985e-05 | 1.5917e-05 | 6.6412e-06 | 6.0062e-06 | 4.3264e-06 | 3.4306e-06
TSO | - | 10 | 15 | 2025 | Winter | Qc_net, [MVAr] | 2 | 0 | -3.4099 | -3.4099 | -3.4099 | -3.4099 | -3.4099 | -3.4099 | -3.296 | -3.012 | -2.898 | -2.727 | -2.784 | -2.727 | -2.784 | -2.955 | -2.955 | -2.955 | -3.125 | -3.181 | -3.181 | -3.181 | -3.181 | -3.245 | -3.435 | -3.4349
TSO | - | 11 | 16 | 2025 | Winter | Pc, [MW] | 2 | 0 | 31.9462 | 31.326 | 30.5081 | 30.4168 | 30.8335 | 34.0749 | 45.5343 | 49.1846 | 50.7318 | 47.7671 | 47.8829 | 48.149 | 45.7269 | 46.8773 | 44.1179 | 43.4718 | 43.4028 | 46.9643 | 45.2163 | 43.88 | 43.3307 | 38.3143 | 37.0698 | 33.6633
TSO | - | 11 | 16 | 2025 | Winter | Pc_flex, [MW] | 2 | 0 | 3.923e-06 | 3.5461e-06 | 3.5408e-06 | 3.4141e-06 | 3.6315e-06 | 3.3898e-06 | 3.4875e-06 | 4.6526e-06 | 2.5907e-05 | 0.009834 | 1.3406e-05 | 1.0216e-05 | 1.1658e-05 | 1.1139e-05 | 1.1081e-05 | 1.0005e-05 | 1.179e-05 | 2.0084e-05 | 1.3769e-05 | 1.5642e-05 | 6.5398e-06 | 5.8176e-06 | 4.2211e-06 | 3.3892e-06
TSO | - | 11 | 16 | 2025 | Winter | Pc_net, [MW] | 2 | 0 | 31.9462 | 31.326 | 30.5081 | 30.4168 | 30.8335 | 34.0749 | 45.5343 | 49.1846 | 50.7318 | 47.7573 | 47.8829 | 48.149 | 45.7269 | 46.8773 | 44.1179 | 43.4718 | 43.4028 | 46.9643 | 45.2163 | 43.88 | 43.3307 | 38.3143 | 37.0698 | 33.6633
TSO | - | 11 | 16 | 2025 | Winter | Qc, [MVAr] | 2 | 0 | 2.1262 | -1.2978 | -2.0778 | -0.91186 | -1.4899 | -0.24286 | 4.0581 | 7.2981 | 8.2621 | 6.8641 | 6.9741 | 7.0461 | 6.0671 | 5.9401 | 4.1801 | 3.9851 | 3.4841 | 4.9241 | 4.5482 | 3.8552 | 3.4062 | 1.9132 | 0.61316 | -0.90685
TSO | - | 11 | 16 | 2025 | Winter | Qc_flex, [MVAr] | 2 | 0 | 3.923e-06 | 3.5461e-06 | 3.5408e-06 | 3.4141e-06 | 3.6315e-06 | 3.3898e-06 | 3.4875e-06 | 4.6526e-06 | 2.5907e-05 | 0.009834 | 1.3406e-05 | 1.0216e-05 | 1.1658e-05 | 1.1139e-05 | 1.1081e-05 | 1.0005e-05 | 1.179e-05 | 2.0084e-05 | 1.3769e-05 | 1.5642e-05 | 6.5398e-06 | 5.8176e-06 | 4.2211e-06 | 3.3892e-06
TSO | - | 11 | 16 | 2025 | Winter | Qc_net, [MVAr] | 2 | 0 | 2.1262 | -1.2978 | -2.0778 | -0.91186 | -1.4899 | -0.24286 | 4.0581 | 7.2981 | 8.2621 | 6.8641 | 6.9741 | 7.0461 | 6.0671 | 5.9401 | 4.1801 | 3.9851 | 3.4841 | 4.9241 | 4.5482 | 3.8552 | 3.4062 | 1.9132 | 0.61316 | -0.90685
TSO | - | 12 | 17 | 2025 | Winter | Pc, [MW] | 2 | 0 | 7.9078 | 7.746 | 6.8544 | 7.0858 | 7.0751 | 7.7807 | 8.9971 | 9.9048 | 9.8875 | 10.2876 | 8.9815 | 9.4112 | 8.9392 | 8.7424 | 9.0185 | 9.361 | 10.1944 | 11.039 | 10.2997 | 10.886 | 11.0018 | 9.4942 | 8.8098 | 8.8639
TSO | - | 12 | 17 | 2025 | Winter | Pc_flex, [MW] | 2 | 0 | 3.9006e-06 | 3.5289e-06 | 3.5256e-06 | 3.4014e-06 | 3.618e-06 | 3.3787e-06 | 3.4777e-06 | 4.654e-06 | 2.6014e-05 | 0.0098347 | 1.3335e-05 | 1.0182e-05 | 1.1642e-05 | 1.1089e-05 | 1.1028e-05 | 9.9499e-06 | 1.168e-05 | 2.0086e-05 | 1.3731e-05 | 1.5568e-05 | 6.5174e-06 | 5.7834e-06 | 4.1992e-06 | 3.3735e-06
TSO | - | 12 | 17 | 2025 | Winter | Pc_net, [MW] | 2 | 0 | 7.9078 | 7.746 | 6.8544 | 7.0858 | 7.0751 | 7.7807 | 8.9971 | 9.9048 | 9.8875 | 10.2777 | 8.9815 | 9.4111 | 8.9392 | 8.7424 | 9.0185 | 9.361 | 10.1944 | 11.039 | 10.2997 | 10.8859 | 11.0018 | 9.4942 | 8.8098 | 8.8639
TSO | - | 12 | 17 | 2025 | Winter | Qc, [MVAr] | 2 | 0 | -1.4489 | -1.4579 | -1.5929 | -1.4609 | -1.4659 | -1.3199 | -0.8999 | -0.50592 | -0.36891 | -0.46491 | -0.67391 | -0.50492 | -0.57792 | -0.56492 | -0.71491 | -0.7199 | -0.5789 | -0.49991 | -0.60288 | -0.66885 | -0.59887 | -0.77787 | -1.0189 | -1.1359
TSO | - | 12 | 17 | 2025 | Winter | Qc_flex, [MVAr] | 2 | 0 | 3.9006e-06 | 3.5289e-06 | 3.5256e-06 | 3.4014e-06 | 3.618e-06 | 3.3787e-06 | 3.4777e-06 | 4.654e-06 | 2.6014e-05 | 0.0098347 | 1.3335e-05 | 1.0182e-05 | 1.1642e-05 | 1.1089e-05 | 1.1028e-05 | 9.9499e-06 | 1.168e-05 | 2.0086e-05 | 1.3731e-05 | 1.5568e-05 | 6.5174e-06 | 5.7834e-06 | 4.1992e-06 | 3.3735e-06
TSO | - | 12 | 17 | 2025 | Winter | Qc_net, [MVAr] | 2 | 0 | -1.4489 | -1.4579 | -1.5929 | -1.4609 | -1.4659 | -1.3199 | -0.8999 | -0.50592 | -0.36891 | -0.46491 | -0.67391 | -0.50492 | -0.57792 | -0.56492 | -0.71492 | -0.7199 | -0.5789 | -0.49991 | -0.60288 | -0.66885 | -0.59887 | -0.77787 | -1.0189 | -1.1359
TSO | - | 13 | 18 | 2025 | Winter | Pc, [MW] | 2 | 0 | 0.76785 | 0.77353 | 0.75517 | 0.74697 | 0.77106 | 0.68659 | 1.0827 | 1.028 | 1.0253 | 1.2162 | 1.5036 | 1.3708 | 1.5431 | 1.5759 | 1.483 | 1.4569 | 1.5299 | 1.6211 | 1.5909 | 1.5781 | 1.5938 | 1.0663 | 0.94412 | 0.82066
TSO | - | 13 | 18 | 2025 | Winter | Pc_flex, [MW] | 2 | 0 | 4.0173e-06 | 3.6183e-06 | 3.6064e-06 | 3.4686e-06 | 3.6898e-06 | 3.4401e-06 | 3.4175e-06 | 4.624e-06 | 2.5313e-05 | 0.0098338 | 1.3141e-05 | 9.5895e-06 | 1.1767e-05 | 1.0786e-05 | 1.1197e-05 | 1.0325e-05 | 1.2307e-05 | 1.9445e-05 | 1.3977e-05 | 1.5926e-05 | 6.633e-06 | 5.9903e-06 | 4.3138e-06 | 3.4212e-06
TSO | - | 13 | 18 | 2025 | Winter | Pc_net, [MW] | 2 | 0 | 0.76785 | 0.77352 | 0.75517 | 0.74697 | 0.77106 | 0.68659 | 1.0827 | 1.028 | 1.0253 | 1.2064 | 1.5036 | 1.3707 | 1.5431 | 1.5759 | 1.483 | 1.4569 | 1.5298 | 1.621 | 1.5908 | 1.5781 | 1.5938 | 1.0663 | 0.94412 | 0.82065
TSO | - | 13 | 18 | 2025 | Winter | Qc, [MVAr] | 2 | 0 | -1.0337 | -1.0337 | -1.0337 | -1.0337 | -0.9797 | -1.0097 | -0.91981 | -0.8899 | -0.88995 | -0.98796 | -0.91295 | -0.88792 | -0.89493 | -0.94492 | -0.9179 | -0.91586 | -0.94181 | -0.94193 | -0.94192 | -0.91291 | -0.90988 | -0.98885 | -0.98879 | -0.98877
TSO | - | 13 | 18 | 2025 | Winter | Qc_flex, [MVAr] | 2 | 0 | 4.0173e-06 | 3.6183e-06 | 3.6064e-06 | 3.4686e-06 | 3.6898e-06 | 3.4401e-06 | 3.4175e-06 | 4.624e-06 | 2.5313e-05 | 0.0098338 | 1.3141e-05 | 9.5895e-06 | 1.1767e-05 | 1.0786e-05 | 1.1197e-05 | 1.0325e-05 | 1.2307e-05 | 1.9445e-05 | 1.3977e-05 | 1.5926e-05 | 6.633e-06 | 5.9903e-06 | 4.3138e-06 | 3.4212e-06
TSO | - | 13 | 18 | 2025 | Winter | Qc_net, [MVAr] | 2 | 0 | -1.0337 | -1.0337 | -1.0337 | -1.0337 | -0.9797 | -1.0097 | -0.91981 | -0.8899 | -0.88995 | -0.98796 | -0.91295 | -0.88792 | -0.89493 | -0.94492 | -0.9179 | -0.91586 | -0.94181 | -0.94193 | -0.94192 | -0.91291 | -0.90988 | -0.98885 | -0.98879 | -0.98877
TSO | - | 14 | 20 | 2025 | Winter | Pc, [MW] | 2 | 0 | 4.2798 | 4.2956 | 4.2446 | 4.1668 | 4.5311 | 4.2108 | 4.3359 | 3.3751 | 2.8907 | 2.5583 | 3.0311 | 3.4376 | 3.8009 | 4.2083 | 4.1096 | 3.6126 | 3.5896 | 3.9669 | 3.9381 | 3.7927 | 3.9022 | 4.3806 | 4.4407 | 4.1304
TSO | - | 14 | 20 | 2025 | Winter | Pc_flex, [MW] | 2 | 0 | 3.6007e-06 | 3.172e-06 | 3.2461e-06 | 3.1733e-06 | 3.3787e-06 | 3.1308e-06 | 3.38e-06 | 4.6077e-06 | 6.1251e-05 | 0.0097582 | 2.3121e-05 | 1.1247e-05 | 1.3349e-05 | 1.195e-05 | 1.337e-05 | 1.1641e-05 | 1.0671e-05 | 3.6253e-05 | 1.7672e-05 | 2.4772e-05 | 6.459e-06 | 5.7379e-06 | 4.1427e-06 | 3.013e-06
TSO | - | 14 | 20 | 2025 | Winter | Pc_net, [MW] | 2 | 0 | 4.2798 | 4.2956 | 4.2446 | 4.1668 | 4.5311 | 4.2108 | 4.3359 | 3.3751 | 2.8907 | 2.5486 | 3.0311 | 3.4376 | 3.8009 | 4.2083 | 4.1096 | 3.6126 | 3.5896 | 3.9669 | 3.938 | 3.7927 | 3.9021 | 4.3806 | 4.4407 | 4.1304
TSO | - | 14 | 20 | 2025 | Winter | Qc, [MVAr] | 2 | 0 | -0.15399 | -0.15389 | -0.15379 | -0.15371 | -0.15221 | -0.15213 | -0.15399 | -0.15399 | -0.15399 | -0.15399 | -0.154 | -0.72199 | -0.91199 | -0.91199 | -0.154 | -0.154 | -0.34899 | -0.934 | -0.93399 | -0.93399 | -0.17599 | -0.17599 | -0.17599 | -0.17596
TSO | - | 14 | 20 | 2025 | Winter | Qc_flex, [MVAr] | 2 | 0 | 3.6007e-06 | 3.172e-06 | 3.2461e-06 | 3.1733e-06 | 3.3787e-06 | 3.1308e-06 | 3.38e-06 | 4.6077e-06 | 6.1251e-05 | 0.0097582 | 2.3121e-05 | 1.1247e-05 | 1.3349e-05 | 1.195e-05 | 1.337e-05 | 1.1641e-05 | 1.0671e-05 | 3.6253e-05 | 1.7672e-05 | 2.4772e-05 | 6.459e-06 | 5.7379e-06 | 4.1427e-06 | 3.013e-06
TSO | - | 14 | 20 | 2025 | Winter | Qc_net, [MVAr] | 2 | 0 | -0.15399 | -0.15389 | -0.15379 | -0.15371 | -0.15221 | -0.15213 | -0.15399 | -0.15399 | -0.154 | -0.154 | -0.154 | -0.722 | -0.912 | -0.912 | -0.15401 | -0.15401 | -0.349 | -0.934 | -0.934 | -0.934 | -0.17599 | -0.17599 | -0.17599 | -0.17596
TSO | - | 15 | 21 | 2025 | Winter | Pc, [MW] | 2 | 0 | 7.2974 | 6.8907 | 6.4218 | 6.3203 | 6.1212 | 6.6065 | 9.8275 | 11.0167 | 11.7154 | 11.8319 | 11.2335 | 11.7591 | 11.9131 | 11.9494 | 10.7244 | 10.0572 | 10.3923 | 12.3608 | 11.5756 | 11.3257 | 11.1698 | 10.3016 | 9.336 | 8.4293
TSO | - | 15 | 21 | 2025 | Winter | Pc_flex, [MW] | 2 | 0 | 3.4854e-06 | 3.1068e-06 | 3.2076e-06 | 3.1483e-06 | 3.3597e-06 | 3.1019e-06 | 3.3016e-06 | 4.5091e-06 | 7.6319e-05 | 0.0097406 | 2.6282e-05 | 1.1273e-05 | 1.3314e-05 | 1.1743e-05 | 1.316e-05 | 1.1435e-05 | 1.0121e-05 | 3.9389e-05 | 1.7344e-05 | 2.4959e-05 | 6.2488e-06 | 5.5195e-06 | 4.0025e-06 | 2.9314e-06
TSO | - | 15 | 21 | 2025 | Winter | Pc_net, [MW] | 2 | 0 | 7.2974 | 6.8907 | 6.4218 | 6.3203 | 6.1212 | 6.6065 | 9.8275 | 11.0167 | 11.7154 | 11.8222 | 11.2335 | 11.7591 | 11.913 | 11.9494 | 10.7244 | 10.0572 | 10.3923 | 12.3607 | 11.5756 | 11.3257 | 11.1698 | 10.3016 | 9.336 | 8.4293
TSO | - | 15 | 21 | 2025 | Winter | Qc, [MVAr] | 2 | 0 | -1.636 | -1.6359 | -1.6358 | -1.6357 | -1.6342 | -1.6341 | -1.235 | -0.26699 | -0.076995 | -0.076993 | -0.076996 | -0.076994 | -0.076995 | -0.076994 | -0.272 | -0.857 | -0.85699 | -0.857 | -0.85699 | -0.85699 | -0.85699 | -0.85699 | -1.614 | -1.614
TSO | - | 15 | 21 | 2025 | Winter | Qc_flex, [MVAr] | 2 | 0 | 3.4854e-06 | 3.1068e-06 | 3.2076e-06 | 3.1483e-06 | 3.3597e-06 | 3.1019e-06 | 3.3016e-06 | 4.5091e-06 | 7.6319e-05 | 0.0097406 | 2.6282e-05 | 1.1273e-05 | 1.3314e-05 | 1.1743e-05 | 1.316e-05 | 1.1435e-05 | 1.0121e-05 | 3.9389e-05 | 1.7344e-05 | 2.4959e-05 | 6.2488e-06 | 5.5195e-06 | 4.0025e-06 | 2.9314e-06
TSO | - | 15 | 21 | 2025 | Winter | Qc_net, [MVAr] | 2 | 0 | -1.636 | -1.6359 | -1.6358 | -1.6357 | -1.6342 | -1.6341 | -1.235 | -0.26699 | -0.076997 | -0.076995 | -0.077005 | -0.076999 | -0.077002 | -0.077001 | -0.27201 | -0.85701 | -0.857 | -0.857 | -0.857 | -0.857 | -0.85699 | -0.85699 | -1.614 | -1.614
TSO | - | 16 | 26 | 2025 | Winter | Pc, [MW] | 2 | 0 | 24.7233 | 22.4929 | 21.2253 | 20.8382 | 20.2992 | 20.9754 | 26.1069 | 27.3966 | 30.4964 | 31.3858 | 31.0505 | 31.1336 | 30.7973 | 30.7892 | 30.0478 | 29.4781 | 28.2851 | 30.9759 | 31.8763 | 31.6126 | 31.9176 | 30.0875 | 29.7256 | 27.352
TSO | - | 16 | 26 | 2025 | Winter | Pc_flex, [MW] | 2 | 0 | 3.9753e-06 | 3.5829e-06 | 3.5744e-06 | 3.4411e-06 | 3.66e-06 | 3.4145e-06 | 3.4049e-06 | 4.6086e-06 | 2.5546e-05 | 0.0098351 | 1.3054e-05 | 9.5594e-06 | 1.1644e-05 | 1.0698e-05 | 1.1048e-05 | 1.0171e-05 | 1.2047e-05 | 1.9387e-05 | 1.3975e-05 | 1.5998e-05 | 6.6208e-06 | 5.9395e-06 | 4.2792e-06 | 3.3958e-06
TSO | - | 16 | 26 | 2025 | Winter | Pc_net, [MW] | 2 | 0 | 24.7233 | 22.4929 | 21.2253 | 20.8382 | 20.2992 | 20.9754 | 26.1069 | 27.3965 | 30.4964 | 31.3759 | 31.0505 | 31.1336 | 30.7973 | 30.7892 | 30.0478 | 29.4781 | 28.2851 | 30.9759 | 31.8763 | 31.6126 | 31.9176 | 30.0875 | 29.7256 | 27.352
TSO | - | 16 | 26 | 2025 | Winter | Qc, [MVAr] | 2 | 0 | 0.77281 | 0.54482 | 0.32582 | 0.33882 | -0.16118 | 0.07482 | 1.6508 | 3.0747 | 4.3767 | 5.1307 | 5.0627 | 5.0017 | 4.8817 | 4.6457 | 4.2837 | 3.3708 | 3.1948 | 3.6977 | 3.8858 | 3.6838 | 3.3868 | 2.9868 | 2.1558 | 1.4158
TSO | - | 16 | 26 | 2025 | Winter | Qc_flex, [MVAr] | 2 | 0 | 3.9753e-06 | 3.5829e-06 | 3.5744e-06 | 3.4411e-06 | 3.66e-06 | 3.4145e-06 | 3.4049e-06 | 4.6086e-06 | 2.5546e-05 | 0.0098351 | 1.3054e-05 | 9.5594e-06 | 1.1644e-05 | 1.0698e-05 | 1.1048e-05 | 1.0171e-05 | 1.2047e-05 | 1.9387e-05 | 1.3975e-05 | 1.5998e-05 | 6.6208e-06 | 5.9395e-06 | 4.2792e-06 | 3.3958e-06
TSO | - | 16 | 26 | 2025 | Winter | Qc_net, [MVAr] | 2 | 0 | 0.77281 | 0.54482 | 0.32582 | 0.33882 | -0.16118 | 0.07482 | 1.6508 | 3.0747 | 4.3767 | 5.1307 | 5.0627 | 5.0017 | 4.8817 | 4.6457 | 4.2837 | 3.3708 | 3.1948 | 3.6977 | 3.8858 | 3.6838 | 3.3868 | 2.9868 | 2.1558 | 1.4158
TSO | - | 17 | 30 | 2025 | Winter | Pc, [MW] | 2 | 0 | 11.8108 | 11.225 | 11.0747 | 11.0136 | 10.9194 | 11.3709 | 14.6369 | 15.3047 | 15.8385 | 15.4014 | 15.3024 | 16.1059 | 16.0113 | 16.2852 | 15.675 | 15.3959 | 15.1009 | 15.8406 | 15.2568 | 14.6433 | 14.8767 | 13.8313 | 12.8219 | 12.4771
TSO | - | 17 | 30 | 2025 | Winter | Pc_flex, [MW] | 2 | 0 | 3.7232e-06 | 3.398e-06 | 3.4161e-06 | 3.3093e-06 | 3.5205e-06 | 3.2908e-06 | 3.3978e-06 | 4.652e-06 | 2.6424e-05 | 0.0098416 | 1.2762e-05 | 9.9579e-06 | 1.1499e-05 | 1.0826e-05 | 1.0634e-05 | 9.4981e-06 | 1.0887e-05 | 1.9874e-05 | 1.3332e-05 | 1.4654e-05 | 6.3294e-06 | 5.5137e-06 | 4.0221e-06 | 3.2531e-06
TSO | - | 17 | 30 | 2025 | Winter | Pc_net, [MW] | 2 | 0 | 11.8108 | 11.225 | 11.0747 | 11.0136 | 10.9194 | 11.3709 | 14.6369 | 15.3047 | 15.8385 | 15.3915 | 15.3024 | 16.1059 | 16.0113 | 16.2852 | 15.675 | 15.3959 | 15.1009 | 15.8406 | 15.2568 | 14.6433 | 14.8766 | 13.8313 | 12.8219 | 12.4771
TSO | - | 17 | 30 | 2025 | Winter | Qc, [MVAr] | 2 | 0 | -1.647 | -1.89 | -1.934 | -1.916 | -1.817 | -1.587 | -0.23798 | 0.58602 | 0.99702 | 0.57802 | 0.67402 | 1.048 | 1.19 | 1.181 | 0.53202 | 0.28202 | 0.28702 | 0.32602 | -0.07198 | -0.50798 | -0.13498 | -0.54798 | -1.453 | -1.515
TSO | - | 17 | 30 | 2025 | Winter | Qc_flex, [MVAr] | 2 | 0 | 3.7232e-06 | 3.398e-06 | 3.4161e-06 | 3.3093e-06 | 3.5205e-06 | 3.2908e-06 | 3.3978e-06 | 4.652e-06 | 2.6424e-05 | 0.0098416 | 1.2762e-05 | 9.9579e-06 | 1.1499e-05 | 1.0826e-05 | 1.0634e-05 | 9.4981e-06 | 1.0887e-05 | 1.9874e-05 | 1.3332e-05 | 1.4654e-05 | 6.3294e-06 | 5.5137e-06 | 4.0221e-06 | 3.2531e-06
TSO | - | 17 | 30 | 2025 | Winter | Qc_net, [MVAr] | 2 | 0 | -1.647 | -1.89 | -1.934 | -1.916 | -1.817 | -1.587 | -0.23798 | 0.58602 | 0.99702 | 0.57802 | 0.67402 | 1.048 | 1.19 | 1.181 | 0.53202 | 0.28202 | 0.28702 | 0.32602 | -0.07198 | -0.50798 | -0.13498 | -0.54798 | -1.453 | -1.515
TSO | - | 18 | 35 | 2025 | Winter | Pc, [MW] | 2 | 0 | 19.5423 | 18.6695 | 17.4621 | 17.156 | 16.9346 | 19.274 | 26.8575 | 29.3031 | 30.0396 | 30.6174 | 27.5253 | 29.3278 | 28.6991 | 27.916 | 25.875 | 25.51 | 26.1951 | 29.1183 | 27.592 | 27.1851 | 27.0756 | 24.9343 | 23.3756 | 21.5168
TSO | - | 18 | 35 | 2025 | Winter | Pc_flex, [MW] | 2 | 0 | 3.8246e-06 | 3.4681e-06 | 3.4739e-06 | 3.3578e-06 | 3.5719e-06 | 3.34e-06 | 3.4427e-06 | 4.6608e-06 | 2.7041e-05 | 0.0098368 | 1.317e-05 | 1.0039e-05 | 1.158e-05 | 1.0885e-05 | 1.0816e-05 | 9.7461e-06 | 1.1238e-05 | 2.0038e-05 | 1.3615e-05 | 1.5378e-05 | 6.4207e-06 | 5.6604e-06 | 4.1216e-06 | 3.3136e-06
TSO | - | 18 | 35 | 2025 | Winter | Pc_net, [MW] | 2 | 0 | 19.5423 | 18.6695 | 17.4621 | 17.156 | 16.9346 | 19.274 | 26.8575 | 29.3031 | 30.0396 | 30.6076 | 27.5253 | 29.3277 | 28.6991 | 27.916 | 25.875 | 25.51 | 26.1951 | 29.1183 | 27.592 | 27.1851 | 27.0756 | 24.9343 | 23.3756 | 21.5168
TSO | - | 18 | 35 | 2025 | Winter | Qc, [MVAr] | 2 | 0 | 3.4468 | 4.2508 | 4.2508 | 4.2508 | 4.2508 | 4.2508 | 2.1052 | 0.2283 | -0.040619 | -1.112 | -0.30867 | -0.84454 | -1.1127 | -1.1126 | -0.040603 | 0.77584 | 1.0487 | 1.0476 | 1.0487 | 1.3168 | 2.1218 | 2.1218 | 3.1938 | 3.1938
TSO | - | 18 | 35 | 2025 | Winter | Qc_flex, [MVAr] | 2 | 0 | 3.8246e-06 | 3.4681e-06 | 3.4739e-06 | 3.3578e-06 | 3.5719e-06 | 3.34e-06 | 3.4427e-06 | 4.6608e-06 | 2.7041e-05 | 0.0098368 | 1.317e-05 | 1.0039e-05 | 1.158e-05 | 1.0885e-05 | 1.0816e-05 | 9.7461e-06 | 1.1238e-05 | 2.0038e-05 | 1.3615e-05 | 1.5378e-05 | 6.4207e-06 | 5.6604e-06 | 4.1216e-06 | 3.3136e-06
TSO | - | 18 | 35 | 2025 | Winter | Qc_net, [MVAr] | 2 | 0 | 3.4468 | 4.2508 | 4.2508 | 4.2508 | 4.2508 | 4.2508 | 2.1052 | 0.2283 | -0.040619 | -1.112 | -0.30867 | -0.84454 | -1.1127 | -1.1126 | -0.040603 | 0.77584 | 1.0487 | 1.0476 | 1.0487 | 1.3168 | 2.1218 | 2.1218 | 3.1938 | 3.1938
TSO | - | 19 | 36 | 2025 | Winter | Pc, [MW] | 2 | 0 | 0.20595 | 2.0698 | -0.17127 | 0.13288 | 0.28057 | 0.031389 | 0.18013 | -0.19158 | -0.33477 | 0.0098625 | -0.065062 | 0.34292 | -0.32929 | -0.65283 | -0.04394 | -0.09224 | 0.38606 | 0.089723 | -0.13753 | 0.40219 | -0.063038 | 0.12497 | 0.084043 | 0.034907
TSO | - | 19 | 36 | 2025 | Winter | Pc_flex, [MW] | 2 | 0 | 3.8243e-06 | 3.4652e-06 | 3.4717e-06 | 3.3559e-06 | 3.5702e-06 | 3.3395e-06 | 3.4418e-06 | 4.6741e-06 | 2.7736e-05 | 0.0098355 | 1.3268e-05 | 1.0031e-05 | 1.1626e-05 | 1.088e-05 | 1.0838e-05 | 9.7682e-06 | 1.1199e-05 | 2.0214e-05 | 1.3692e-05 | 1.5506e-05 | 6.4169e-06 | 5.6572e-06 | 4.1197e-06 | 3.3083e-06
TSO | - | 19 | 36 | 2025 | Winter | Pc_net, [MW] | 2 | 0 | 0.20595 | 2.0698 | -0.17128 | 0.13288 | 0.28056 | 0.031388 | 0.18012 | -0.19159 | -0.3348 | 2.7769e-05 | -0.065074 | 0.34291 | -0.3293 | -0.65284 | -0.043948 | -0.092246 | 0.38605 | 0.089704 | -0.13755 | 0.40218 | -0.063044 | 0.12497 | 0.08404 | 0.034905
TSO | - | 19 | 36 | 2025 | Winter | Qc, [MVAr] | 2 | 0 | 1.5839 | 1.01 | 1.409 | 1.5499 | 1.545 | 1.4129 | 1.8699 | 1.7589 | 2.3479 | 1.9629 | 1.5059 | 1.4199 | 1.7569 | 1.2349 | 1.3179 | 1.3259 | 1.7489 | 1.6079 | 1.5309 | 1.795 | 1.869 | 1.438 | 1.162 | 1.399
TSO | - | 19 | 36 | 2025 | Winter | Qc_flex, [MVAr] | 2 | 0 | 3.8243e-06 | 3.4652e-06 | 3.4717e-06 | 3.3559e-06 | 3.5702e-06 | 3.3395e-06 | 3.4418e-06 | 4.6741e-06 | 2.7736e-05 | 0.0098355 | 1.3268e-05 | 1.0031e-05 | 1.1626e-05 | 1.088e-05 | 1.0838e-05 | 9.7682e-06 | 1.1199e-05 | 2.0214e-05 | 1.3692e-05 | 1.5506e-05 | 6.4169e-06 | 5.6572e-06 | 4.1197e-06 | 3.3083e-06
TSO | - | 19 | 36 | 2025 | Winter | Qc_net, [MVAr] | 2 | 0 | 1.5839 | 1.01 | 1.409 | 1.5499 | 1.545 | 1.413 | 1.8699 | 1.7589 | 2.3479 | 1.9629 | 1.5059 | 1.4199 | 1.7569 | 1.2349 | 1.3179 | 1.3259 | 1.749 | 1.6079 | 1.5309 | 1.795 | 1.869 | 1.438 | 1.162 | 1.399
TSO | - | 20 | 42 | 2025 | Winter | Pc, [MW] | 2 | 0 | 16.6335 | 15.5387 | 14.6395 | 14.4556 | 14.5122 | 15.2694 | 19.7134 | 20.8761 | 21.8086 | 22.2531 | 21.6489 | 22.286 | 22.1707 | 21.3757 | 20.7588 | 19.5112 | 19.3441 | 23.1425 | 22.9017 | 22.9021 | 22.4638 | 21.2943 | 20.5767 | 18.3135
TSO | - | 20 | 42 | 2025 | Winter | Pc_flex, [MW] | 2 | 0 | 3.8681e-06 | 3.4948e-06 | 3.4957e-06 | 3.375e-06 | 3.5897e-06 | 3.3661e-06 | 3.4012e-06 | 4.6459e-06 | 2.7403e-05 | 0.0098367 | 1.2837e-05 | 9.4964e-06 | 1.1374e-05 | 1.0464e-05 | 1.0675e-05 | 9.7494e-06 | 1.1359e-05 | 1.9542e-05 | 1.3947e-05 | 1.6232e-05 | 6.5771e-06 | 5.8007e-06 | 4.1889e-06 | 3.3276e-06
TSO | - | 20 | 42 | 2025 | Winter | Pc_net, [MW] | 2 | 0 | 16.6335 | 15.5387 | 14.6395 | 14.4556 | 14.5122 | 15.2694 | 19.7134 | 20.8761 | 21.8086 | 22.2432 | 21.6489 | 22.286 | 22.1706 | 21.3757 | 20.7588 | 19.5112 | 19.3441 | 23.1425 | 22.9017 | 22.9021 | 22.4638 | 21.2943 | 20.5767 | 18.3135
TSO | - | 20 | 42 | 2025 | Winter | Qc, [MVAr] | 2 | 0 | -2.1901 | -2.9251 | -3.0511 | -3.0511 | -3.0511 | -2.8821 | -1.4591 | -0.67408 | 0.25691 | 0.82993 | -0.34208 | -0.26007 | 0.11592 | 0.038926 | -0.19507 | -1.0941 | -1.4591 | -0.57107 | -0.51606 | -0.21106 | -0.086056 | -0.76206 | -1.2851 | -1.6121
TSO | - | 20 | 42 | 2025 | Winter | Qc_flex, [MVAr] | 2 | 0 | 3.8681e-06 | 3.4948e-06 | 3.4957e-06 | 3.375e-06 | 3.5897e-06 | 3.3661e-06 | 3.4012e-06 | 4.6459e-06 | 2.7403e-05 | 0.0098367 | 1.2837e-05 | 9.4964e-06 | 1.1374e-05 | 1.0464e-05 | 1.0675e-05 | 9.7494e-06 | 1.1359e-05 | 1.9542e-05 | 1.3947e-05 | 1.6232e-05 | 6.5771e-06 | 5.8007e-06 | 4.1889e-06 | 3.3276e-06
TSO | - | 20 | 42 | 2025 | Winter | Qc_net, [MVAr] | 2 | 0 | -2.1901 | -2.9251 | -3.0511 | -3.0511 | -3.0511 | -2.8821 | -1.4591 | -0.67408 | 0.25691 | 0.82993 | -0.34208 | -0.26007 | 0.11592 | 0.038927 | -0.19507 | -1.0941 | -1.4591 | -0.57107 | -0.51606 | -0.21106 | -0.086056 | -0.76206 | -1.2851 | -1.6121
TSO | - | 21 | 55 | 2025 | Winter | Pc, [MW] | 2 | 0 | 3.1037 | 3.1251 | 3.0558 | 3.0248 | 2.9231 | 2.8534 | 4.3846 | 5.4331 | 5.6681 | 5.9465 | 5.9027 | 5.9184 | 5.965 | 6.0702 | 5.7256 | 5.6015 | 5.4954 | 6.004 | 6.0129 | 5.9649 | 6.0239 | 5.8379 | 5.0198 | 4.5201
TSO | - | 21 | 55 | 2025 | Winter | Pc_flex, [MW] | 2 | 0 | 3.8603e-06 | 3.4888e-06 | 3.4921e-06 | 3.372e-06 | 3.5863e-06 | 3.3535e-06 | 3.4049e-06 | 4.6334e-06 | 2.739e-05 | 0.009836 | 1.3107e-05 | 9.6957e-06 | 1.1512e-05 | 1.0656e-05 | 1.0788e-05 | 9.8276e-06 | 1.1351e-05 | 1.978e-05 | 1.388e-05 | 1.5948e-05 | 6.5065e-06 | 5.7498e-06 | 4.1621e-06 | 3.3223e-06
TSO | - | 21 | 55 | 2025 | Winter | Pc_net, [MW] | 2 | 0 | 3.1037 | 3.1251 | 3.0558 | 3.0248 | 2.9231 | 2.8534 | 4.3846 | 5.4331 | 5.6681 | 5.9367 | 5.9027 | 5.9184 | 5.9649 | 6.0702 | 5.7256 | 5.6015 | 5.4954 | 6.004 | 6.0129 | 5.9649 | 6.0239 | 5.8379 | 5.0198 | 4.5201
TSO | - | 21 | 55 | 2025 | Winter | Qc, [MVAr] | 2 | 0 | 0.75896 | 0.75897 | 0.75897 | 0.75897 | 0.75897 | 0.75897 | 0.75896 | 0.75896 | 0.75895 | 0.75896 | 0.75895 | 0.75896 | 0.75895 | 0.75896 | 0.75896 | 0.75896 | 0.75897 | 0.75896 | 0.75896 | 0.75897 | 0.75897 | 0.75897 | 0.75897 | 0.75897
TSO | - | 21 | 55 | 2025 | Winter | Qc_flex, [MVAr] | 2 | 0 | 3.8603e-06 | 3.4888e-06 | 3.4921e-06 | 3.372e-06 | 3.5863e-06 | 3.3535e-06 | 3.4049e-06 | 4.6334e-06 | 2.739e-05 | 0.009836 | 1.3107e-05 | 9.6957e-06 | 1.1512e-05 | 1.0656e-05 | 1.0788e-05 | 9.8276e-06 | 1.1351e-05 | 1.978e-05 | 1.388e-05 | 1.5948e-05 | 6.5065e-06 | 5.7498e-06 | 4.1621e-06 | 3.3223e-06
TSO | - | 21 | 55 | 2025 | Winter | Qc_net, [MVAr] | 2 | 0 | 0.75896 | 0.75897 | 0.75897 | 0.75897 | 0.75897 | 0.75897 | 0.75896 | 0.75896 | 0.75895 | 0.75896 | 0.75895 | 0.75896 | 0.75896 | 0.75896 | 0.75896 | 0.75896 | 0.75897 | 0.75896 | 0.75897 | 0.75897 | 0.75897 | 0.75897 | 0.75897 | 0.75897
TSO | - | 22 | 68 | 2025 | Winter | Pc, [MW] | 2 | 0 | 6.415 | 6.1975 | 5.8979 | 6.397 | 6.075 | 5.9919 | 6.7648 | 6.629 | 6.416 | 6.9918 | 7.0407 | 6.9083 | 6.8467 | 6.9051 | 6.8894 | 6.2565 | 6.5073 | 6.8586 | 6.0948 | 6.6656 | 6.3179 | 5.8202 | 6.2737 | 6.3931
TSO | - | 22 | 68 | 2025 | Winter | Pc_flex, [MW] | 2 | 0 | 3.7946e-06 | 3.4344e-06 | 3.4441e-06 | 3.3329e-06 | 3.5449e-06 | 3.3403e-06 | 3.4383e-06 | 4.7489e-06 | 3.0807e-05 | 0.009835 | 1.3012e-05 | 9.6765e-06 | 1.1357e-05 | 1.0515e-05 | 1.0572e-05 | 9.556e-06 | 1.0886e-05 | 1.9853e-05 | 1.3702e-05 | 1.5895e-05 | 6.4334e-06 | 5.6337e-06 | 4.1007e-06 | 3.2783e-06
TSO | - | 22 | 68 | 2025 | Winter | Pc_net, [MW] | 2 | 0 | 6.415 | 6.1975 | 5.8979 | 6.397 | 6.075 | 5.9919 | 6.7648 | 6.6289 | 6.416 | 6.982 | 7.0407 | 6.9083 | 6.8467 | 6.9051 | 6.8894 | 6.2565 | 6.5073 | 6.8586 | 6.0948 | 6.6656 | 6.3179 | 5.8202 | 6.2737 | 6.3931
TSO | - | 22 | 68 | 2025 | Winter | Qc, [MVAr] | 2 | 0 | 1.659 | 1.559 | 1.295 | 1.513 | 1.492 | 1.642 | 1.755 | 2.04 | 1.94 | 2.044 | 2.04 | 2.061 | 2.27 | 2.266 | 1.86 | 1.768 | 1.504 | 1.542 | 1.542 | 1.76 | 1.542 | 1.676 | 1.395 | 1.391
TSO | - | 22 | 68 | 2025 | Winter | Qc_flex, [MVAr] | 2 | 0 | 3.7946e-06 | 3.4344e-06 | 3.4441e-06 | 3.3329e-06 | 3.5449e-06 | 3.3403e-06 | 3.4383e-06 | 4.7489e-06 | 3.0807e-05 | 0.009835 | 1.3012e-05 | 9.6765e-06 | 1.1357e-05 | 1.0515e-05 | 1.0572e-05 | 9.556e-06 | 1.0886e-05 | 1.9853e-05 | 1.3702e-05 | 1.5895e-05 | 6.4334e-06 | 5.6337e-06 | 4.1007e-06 | 3.2783e-06
TSO | - | 22 | 68 | 2025 | Winter | Qc_net, [MVAr] | 2 | 0 | 1.659 | 1.559 | 1.295 | 1.513 | 1.492 | 1.642 | 1.755 | 2.04 | 1.94 | 2.044 | 2.04 | 2.061 | 2.27 | 2.266 | 1.86 | 1.768 | 1.504 | 1.542 | 1.542 | 1.76 | 1.542 | 1.676 | 1.395 | 1.391
TSO | - | 23 | 72 | 2025 | Winter | Pc, [MW] | 2 | 0 | 22.0692 | 13.0287 | 11.7203 | 11.9953 | 13.1513 | 13.4223 | 20.1107 | 29.1609 | 33.1451 | 37.9149 | 31.1501 | 25.3218 | 27.0251 | 29.4119 | 28.6778 | 28.1868 | 27.219 | 35.8473 | 32.9623 | 34.3356 | 32.8324 | 30.3082 | 26.393 | 25.606
TSO | - | 23 | 72 | 2025 | Winter | Pc_flex, [MW] | 2 | 0 | 4.028e-06 | 3.6266e-06 | 3.6135e-06 | 3.4751e-06 | 3.6965e-06 | 3.4461e-06 | 3.4221e-06 | 4.6339e-06 | 2.5391e-05 | 0.009833 | 1.3164e-05 | 9.5983e-06 | 1.1799e-05 | 1.0813e-05 | 1.1232e-05 | 1.037e-05 | 1.2382e-05 | 1.9557e-05 | 1.4018e-05 | 1.5988e-05 | 6.6567e-06 | 6.0121e-06 | 4.3269e-06 | 3.4293e-06
TSO | - | 23 | 72 | 2025 | Winter | Pc_net, [MW] | 2 | 0 | 22.0692 | 13.0287 | 11.7203 | 11.9953 | 13.1513 | 13.4223 | 20.1107 | 29.1609 | 33.1451 | 37.9051 | 31.1501 | 25.3218 | 27.0251 | 29.4119 | 28.6778 | 28.1867 | 27.219 | 35.8473 | 32.9623 | 34.3356 | 32.8324 | 30.3081 | 26.393 | 25.606
TSO | - | 23 | 72 | 2025 | Winter | Qc, [MVAr] | 2 | 0 | 9.6571 | 7.9501 | 7.5071 | 6.9121 | 7.0161 | 7.2951 | 2.9561 | 0.58709 | 0.41207 | 0.91209 | 5.7911 | 4.9571 | 3.0831 | 4.9051 | 6.9511 | 8.1081 | 7.2371 | 1.1091 | 2.3151 | 2.3061 | 2.6351 | 5.1311 | 8.0571 | 7.0041
TSO | - | 23 | 72 | 2025 | Winter | Qc_flex, [MVAr] | 2 | 0 | 4.028e-06 | 3.6266e-06 | 3.6135e-06 | 3.4751e-06 | 3.6965e-06 | 3.4461e-06 | 3.4221e-06 | 4.6339e-06 | 2.5391e-05 | 0.009833 | 1.3164e-05 | 9.5983e-06 | 1.1799e-05 | 1.0813e-05 | 1.1232e-05 | 1.037e-05 | 1.2382e-05 | 1.9557e-05 | 1.4018e-05 | 1.5988e-05 | 6.6567e-06 | 6.0121e-06 | 4.3269e-06 | 3.4293e-06
TSO | - | 23 | 72 | 2025 | Winter | Qc_net, [MVAr] | 2 | 0 | 9.6571 | 7.9501 | 7.5071 | 6.9121 | 7.0161 | 7.2951 | 2.9561 | 0.58709 | 0.41207 | 0.91209 | 5.7911 | 4.9571 | 3.0831 | 4.9051 | 6.9511 | 8.1081 | 7.2371 | 1.1091 | 2.3151 | 2.3061 | 2.6351 | 5.1311 | 8.0571 | 7.0041
TSO | - | 24 | 103 | 2025 | Winter | Pc, [MW] | 2 | 0 | 5.7636 | 1.6357 | 2.617 | -0.42169 | 0.0099412 | 2.8588 | 8.498 | 21.587 | 30.7375 | 34.7708 | 30.5661 | 28.3245 | 27.5061 | 24.8014 | 24.5862 | 17.3784 | 16.6535 | 23.1346 | 25.486 | 22.7545 | 17.6331 | 18.7097 | 11.1636 | 6.4406
TSO | - | 24 | 103 | 2025 | Winter | Pc_flex, [MW] | 2 | 0 | 4.0041e-06 | 3.6071e-06 | 3.5968e-06 | 3.4601e-06 | 3.6807e-06 | 3.432e-06 | 3.4093e-06 | 4.6133e-06 | 2.5264e-05 | 0.0098346 | 1.309e-05 | 9.5578e-06 | 1.1712e-05 | 1.0738e-05 | 1.114e-05 | 1.0266e-05 | 1.2221e-05 | 1.9357e-05 | 1.3961e-05 | 1.592e-05 | 6.6221e-06 | 5.9751e-06 | 4.3018e-06 | 3.4124e-06
TSO | - | 24 | 103 | 2025 | Winter | Pc_net, [MW] | 2 | 0 | 5.7636 | 1.6357 | 2.617 | -0.42169 | 0.0099398 | 2.8588 | 8.498 | 21.587 | 30.7375 | 34.7609 | 30.5661 | 28.3245 | 27.5061 | 24.8014 | 24.5862 | 17.3783 | 16.6535 | 23.1346 | 25.486 | 22.7545 | 17.6331 | 18.7097 | 11.1636 | 6.4406
TSO | - | 24 | 103 | 2025 | Winter | Qc, [MVAr] | 2 | 0 | -18.9666 | -22.3325 | -21.7375 | -21.4505 | -21.3585 | -21.0785 | -5.9417 | 4.3312 | 8.0891 | 11.975 | 7.6731 | 6.4961 | 6.7601 | 7.0721 | 3.6702 | -2.0168 | -3.7227 | 5.2681 | 7.5161 | 5.5771 | 4.0712 | 1.8302 | -5.8647 | -7.5996
TSO | - | 24 | 103 | 2025 | Winter | Qc_flex, [MVAr] | 2 | 0 | 4.0041e-06 | 3.6071e-06 | 3.5968e-06 | 3.4601e-06 | 3.6807e-06 | 3.432e-06 | 3.4093e-06 | 4.6133e-06 | 2.5264e-05 | 0.0098346 | 1.309e-05 | 9.5578e-06 | 1.1712e-05 | 1.0738e-05 | 1.114e-05 | 1.0266e-05 | 1.2221e-05 | 1.9357e-05 | 1.3961e-05 | 1.592e-05 | 6.6221e-06 | 5.9751e-06 | 4.3018e-06 | 3.4124e-06
TSO | - | 24 | 103 | 2025 | Winter | Qc_net, [MVAr] | 2 | 0 | -18.9666 | -22.3325 | -21.7375 | -21.4505 | -21.3585 | -21.0785 | -5.9417 | 4.3312 | 8.0891 | 11.975 | 7.6731 | 6.4961 | 6.7601 | 7.0721 | 3.6702 | -2.0168 | -3.7227 | 5.2681 | 7.5161 | 5.5771 | 4.0712 | 1.8302 | -5.8647 | -7.5996
TSO | - | ADN_19 | 19 | 2025 | Winter | Pc, [MW] | 2 | 0 | 12.4496 | 11.6497 | 11.3915 | 11.1212 | 10.8756 | 10.9492 | 18.9978 | 20.0135 | 17.0176 | 12.1269 | 19.6589 | 20.3485 | 20.1922 | 19.9785 | 18.0513 | 17.2447 | 15.571 | 17.9552 | 16.6243 | 14.9331 | 14.9288 | 12.1384 | 13.153 | 13.8272
TSO | - | ADN_19 | 19 | 2025 | Winter | Pc_flex, [MW] | 2 | 0 | 0.44043 | 0.41898 | 0.48731 | 0.5253 | 0.54674 | 0.5398 | 1.4214 | 0.66767 | 2.7173 | 0.49261 | 0.079043 | 0.59746 | 0.85902 | 0.5371 | 0.61611 | 1.3146 | 2.9496 | 1.1558 | 1.5171 | 2.4262 | 1.6491 | 0.52265 | 0.52562 | 0.5021
TSO | - | ADN_19 | 19 | 2025 | Winter | Pc_net, [MW] | 2 | 0 | 12.89 | 12.0686 | 11.8788 | 11.6465 | 11.4223 | 11.489 | 20.4192 | 20.6812 | 19.7349 | 12.6195 | 19.5799 | 20.946 | 21.0513 | 20.5156 | 18.6674 | 18.5593 | 12.6213 | 19.1109 | 18.1414 | 17.3593 | 13.2796 | 12.6611 | 13.6786 | 13.3251
TSO | - | ADN_19 | 19 | 2025 | Winter | Qc, [MVAr] | 2 | 0 | 0.47756 | 0.49812 | 0.47552 | 0.53471 | 0.21163 | 0.049226 | 2.9511 | 3.6984 | 4.5902 | 3.4781 | 5.5767 | 3.4489 | 4.2592 | 4.0724 | 2.9626 | 2.7175 | 2.1425 | 3.2721 | 2.6917 | 2.3516 | 2.1237 | 1.8384 | 1.4607 | 0.77539
TSO | - | ADN_19 | 19 | 2025 | Winter | Qc_flex, [MVAr] | 2 | 0 | 0.44043 | 0.41898 | 0.48731 | 0.5253 | 0.54674 | 0.5398 | 1.4214 | 0.66767 | 2.7173 | 0.49261 | 0.079043 | 0.59746 | 0.85902 | 0.5371 | 0.61611 | 1.3146 | 2.9496 | 1.1558 | 1.5171 | 2.4262 | 1.6491 | 0.52265 | 0.52562 | 0.5021
TSO | - | ADN_19 | 19 | 2025 | Winter | Qc_net, [MVAr] | 2 | 0 | 1.5111 | -0.33023 | -0.67497 | -0.72404 | -1.1158 | -1.0999 | 2.5966 | 2.5208 | 5.6086 | 3.4781 | 7.2878 | 3.2532 | 3.0805 | 2.662 | 4.2752 | 4.2254 | 2.278 | 4.5274 | 3.8173 | 3.9642 | 2.4132 | 2.2928 | 2.1989 | -0.30091
TSO | - | ADN_29 | 29 | 2025 | Winter | Pc, [MW] | 2 | 0 | 7.1015 | 6.6866 | 6.3734 | 6.3667 | 6.1501 | 6.1872 | 6.369 | 6.5159 | 6.7632 | 6.6633 | 6.7073 | 6.5174 | 6.8124 | 6.5867 | 6.4717 | 6.5889 | 6.8707 | 7.1508 | 7.0808 | 6.7609 | 6.7294 | 6.4436 | 6.5582 | 6.5991
TSO | - | ADN_29 | 29 | 2025 | Winter | Pc_flex, [MW] | 2 | 0 | 1.5909 | 1.6248 | 1.738 | 1.7088 | 1.8972 | 1.7333 | 1.2103 | 1.2209 | 5.2498e-05 | 0.3637 | 0.42304 | 0.058098 | 0.38012 | 0.263 | 1.0878 | 0.91922 | 1.4957 | 0.26211 | 1.095 | 0.1815 | 0.03504 | 0.0368 | 1.0552 | 0.90073
TSO | - | ADN_29 | 29 | 2025 | Winter | Pc_net, [MW] | 2 | 0 | 8.6924 | 8.3113 | 8.1114 | 8.0755 | 8.0472 | 7.9205 | 7.5793 | 7.7367 | 6.7632 | 6.2996 | 6.2843 | 6.4593 | 6.4323 | 6.3237 | 7.5595 | 7.5081 | 8.3664 | 6.8887 | 8.1757 | 6.9424 | 6.7645 | 6.4804 | 7.6133 | 7.4998
TSO | - | ADN_29 | 29 | 2025 | Winter | Qc, [MVAr] | 2 | 0 | 0.75466 | 0.66225 | 0.48615 | 0.39463 | 0.39957 | 0.42712 | 0.4283 | 0.8579 | 0.9565 | 0.88525 | 0.96151 | 0.70844 | 0.86721 | 0.8168 | 0.63159 | 0.70885 | 0.84131 | 1.0699 | 0.89406 | 0.78961 | 0.7382 | 0.68843 | 0.60704 | 0.56873
TSO | - | ADN_29 | 29 | 2025 | Winter | Qc_flex, [MVAr] | 2 | 0 | 1.5909 | 1.6248 | 1.738 | 1.7088 | 1.8972 | 1.7333 | 1.2103 | 1.2209 | 5.2498e-05 | 0.3637 | 0.42304 | 0.058098 | 0.38012 | 0.263 | 1.0878 | 0.91922 | 1.4957 | 0.26211 | 1.095 | 0.1815 | 0.03504 | 0.0368 | 1.0552 | 0.90073
TSO | - | ADN_29 | 29 | 2025 | Winter | Qc_net, [MVAr] | 2 | 0 | 1.1082 | 0.94401 | 0.86704 | 0.86584 | 0.89568 | 0.86713 | 0.76145 | 1.2861 | 0.5612 | 0.40971 | 0.46634 | 0.36765 | 0.45623 | 0.4046 | 0.9619 | 1.0512 | 0.77997 | 0.73961 | 0.77511 | 0.5394 | 0.45764 | 0.63217 | 0.69056 | 0.67765
TSO | - | ADN_1 | 1 | 2025 | Winter | Pc, [MW] | 2 | 1 | 25.828 | 23.2411 | 22.162 | 22.004 | 21.9312 | 23.538 | 28.5827 | 30.0965 | 32.2778 | 34.9763 | 36.1201 | 37.6326 | 35.9305 | 34.1338 | 32.0188 | 31.333 | 31.7744 | 35.546 | 35.0187 | 34.2481 | 33.5762 | 30.9065 | 29.7361 | 27.6412
TSO | - | ADN_1 | 1 | 2025 | Winter | Pc_flex, [MW] | 2 | 1 | 0.38726 | 6.6853e-06 | 8.9361e-06 | 9.2853e-06 | 1.1056e-05 | 8.6203e-06 | 1.8008 | 2.5391 | 0.78517 | 1.3329 | 0.1622 | 0.44177 | 1.6705 | 0.26682 | 0.24953 | 0.42567 | 5.8911e-06 | 0.92875 | 0.66177 | 0.97552 | 0.87588 | 0.53048 | 0.60253 | 1.0247
TSO | - | ADN_1 | 1 | 2025 | Winter | Pc_net, [MW] | 2 | 1 | 26.2153 | 23.2411 | 22.162 | 22.004 | 21.9312 | 23.538 | 30.3835 | 32.6355 | 33.063 | 36.3092 | 36.2823 | 37.1908 | 34.26 | 34.4006 | 32.2683 | 31.7587 | 31.7744 | 34.6172 | 34.3569 | 33.2726 | 32.7003 | 30.376 | 29.1336 | 26.6165
TSO | - | ADN_1 | 1 | 2025 | Winter | Qc, [MVAr] | 2 | 1 | -4.2018 | -4.7992 | -5.042 | -4.9802 | -5.0769 | -4.4987 | -2.8612 | -2.1361 | -1.4062 | -0.28379 | -0.045947 | 0.4551 | -0.2596 | -1.1452 | -2.3567 | -2.3235 | -2.0054 | -0.54896 | -0.96601 | -1.4633 | -1.8608 | -2.5641 | -3.2412 | -3.656
TSO | - | ADN_1 | 1 | 2025 | Winter | Qc_flex, [MVAr] | 2 | 1 | 0.38726 | 6.6853e-06 | 8.9361e-06 | 9.2853e-06 | 1.1056e-05 | 8.6203e-06 | 1.8008 | 2.5391 | 0.78517 | 1.3329 | 0.1622 | 0.44177 | 1.6705 | 0.26682 | 0.24953 | 0.42567 | 5.8911e-06 | 0.92875 | 0.66177 | 0.97552 | 0.87588 | 0.53048 | 0.60253 | 1.0247
TSO | - | ADN_1 | 1 | 2025 | Winter | Qc_net, [MVAr] | 2 | 1 | -4.0273 | -5.2 | -4.8996 | -4.5569 | -4.6221 | -4.4987 | -2.8612 | -2.207 | -1.4062 | -0.56849 | -0.60679 | -0.09201 | -0.5501 | -1.1155 | -2.3567 | -2.1384 | -2.0157 | -1.0044 | -1.2347 | -0.95729 | -1.8608 | -2.2779 | -3.2412 | -3.656
TSO | - | 2 | 2 | 2025 | Winter | Pc, [MW] | 2 | 1 | 21.5772 | 20.4452 | 19.2015 | 18.9334 | 18.6259 | 19.9031 | 23.8074 | 26.2197 | 28.4612 | 28.9765 | 27.993 | 28.2124 | 28.4195 | 28.4857 | 27.0037 | 26.2445 | 26.7585 | 30.284 | 29.6162 | 28.7818 | 28.5886 | 26.5222 | 25.1507 | 23.5372
TSO | - | 2 | 2 | 2025 | Winter | Pc_flex, [MW] | 2 | 1 | 3.7836e-06 | 3.4229e-06 | 3.4374e-06 | 3.3273e-06 | 3.5392e-06 | 3.3127e-06 | 3.4093e-06 | 4.677e-06 | 3.0923e-05 | 0.0098349 | 1.3385e-05 | 9.8148e-06 | 1.1461e-05 | 1.0599e-05 | 1.0615e-05 | 9.5766e-06 | 1.0681e-05 | 2.0157e-05 | 1.3561e-05 | 1.5638e-05 | 6.3239e-06 | 5.5508e-06 | 4.0525e-06 | 3.2575e-06
TSO | - | 2 | 2 | 2025 | Winter | Pc_net, [MW] | 2 | 1 | 21.5772 | 20.4452 | 19.2015 | 18.9334 | 18.6259 | 19.9031 | 23.8074 | 26.2197 | 28.4612 | 28.9667 | 27.993 | 28.2124 | 28.4195 | 28.4857 | 27.0037 | 26.2445 | 26.7585 | 30.284 | 29.6162 | 28.7817 | 28.5886 | 26.5222 | 25.1507 | 23.5372
TSO | - | 2 | 2 | 2025 | Winter | Qc, [MVAr] | 2 | 1 | -3.471 | -3.773 | -4.064 | -4.034 | -4.176 | -3.717 | -2.768 | -1.139 | -0.33503 | -0.051022 | -0.47003 | -0.34602 | -0.47903 | -0.48302 | -1.222 | -1.761 | -1.566 | -0.53402 | -0.77702 | -0.97702 | -1.535 | -1.993 | -2.674 | -3.01
TSO | - | 2 | 2 | 2025 | Winter | Qc_flex, [MVAr] | 2 | 1 | 3.7836e-06 | 3.4229e-06 | 3.4374e-06 | 3.3273e-06 | 3.5392e-06 | 3.3127e-06 | 3.4093e-06 | 4.677e-06 | 3.0923e-05 | 0.0098349 | 1.3385e-05 | 9.8148e-06 | 1.1461e-05 | 1.0599e-05 | 1.0615e-05 | 9.5766e-06 | 1.0681e-05 | 2.0157e-05 | 1.3561e-05 | 1.5638e-05 | 6.3239e-06 | 5.5508e-06 | 4.0525e-06 | 3.2575e-06
TSO | - | 2 | 2 | 2025 | Winter | Qc_net, [MVAr] | 2 | 1 | -3.471 | -3.773 | -4.064 | -4.034 | -4.176 | -3.717 | -2.768 | -1.139 | -0.33503 | -0.051021 | -0.47003 | -0.34602 | -0.47902 | -0.48302 | -1.222 | -1.761 | -1.566 | -0.53402 | -0.77702 | -0.97702 | -1.535 | -1.993 | -2.674 | -3.01
TSO | - | 3 | 3 | 2025 | Winter | Pc, [MW] | 2 | 1 | 23.5203 | 22.2536 | 20.1014 | 21.1693 | 20.5026 | 20.8419 | 30.4016 | 31.1842 | 34.0816 | 34.2985 | 32.1731 | 35.2592 | 33.5558 | 32.0857 | 31.2452 | 29.267 | 28.6545 | 31.1239 | 30.4459 | 30.604 | 30.1471 | 26.9474 | 25.1542 | 25.0313
TSO | - | 3 | 3 | 2025 | Winter | Pc_flex, [MW] | 2 | 1 | 3.8879e-06 | 3.5185e-06 | 3.5161e-06 | 3.394e-06 | 3.6096e-06 | 3.3701e-06 | 3.4707e-06 | 4.6445e-06 | 2.5954e-05 | 0.0098357 | 1.3279e-05 | 1.0179e-05 | 1.1649e-05 | 1.1058e-05 | 1.0997e-05 | 9.9032e-06 | 1.1574e-05 | 1.9909e-05 | 1.3649e-05 | 1.5453e-05 | 6.4888e-06 | 5.7572e-06 | 4.1828e-06 | 3.3643e-06
TSO | - | 3 | 3 | 2025 | Winter | Pc_net, [MW] | 2 | 1 | 23.5203 | 22.2536 | 20.1014 | 21.1693 | 20.5026 | 20.8419 | 30.4016 | 31.1842 | 34.0816 | 34.2887 | 32.1731 | 35.2592 | 33.5558 | 32.0856 | 31.2452 | 29.267 | 28.6545 | 31.1239 | 30.4459 | 30.604 | 30.1471 | 26.9474 | 25.1542 | 25.0313
TSO | - | 3 | 3 | 2025 | Winter | Qc, [MVAr] | 2 | 1 | 3.6261 | 4.4921 | 4.4921 | 4.4921 | 4.4921 | 3.6391 | 1.6501 | 0.21208 | -1.2449 | -1.2449 | -0.10791 | -1.2979 | -1.2979 | -1.0049 | -0.12591 | 0.7531 | 1.0461 | 1.0461 | 1.0461 | 1.0462 | 1.0461 | 2.1831 | 3.3371 | 3.3371
TSO | - | 3 | 3 | 2025 | Winter | Qc_flex, [MVAr] | 2 | 1 | 3.8879e-06 | 3.5185e-06 | 3.5161e-06 | 3.394e-06 | 3.6096e-06 | 3.3701e-06 | 3.4707e-06 | 4.6445e-06 | 2.5954e-05 | 0.0098357 | 1.3279e-05 | 1.0179e-05 | 1.1649e-05 | 1.1058e-05 | 1.0997e-05 | 9.9032e-06 | 1.1574e-05 | 1.9909e-05 | 1.3649e-05 | 1.5453e-05 | 6.4888e-06 | 5.7572e-06 | 4.1828e-06 | 3.3643e-06
TSO | - | 3 | 3 | 2025 | Winter | Qc_net, [MVAr] | 2 | 1 | 3.6261 | 4.4921 | 4.4921 | 4.4921 | 4.4921 | 3.6391 | 1.6501 | 0.21208 | -1.2449 | -1.2449 | -0.10791 | -1.2979 | -1.2979 | -1.0049 | -0.12591 | 0.7531 | 1.0461 | 1.0461 | 1.0461 | 1.0462 | 1.0461 | 2.1831 | 3.3371 | 3.3371
TSO | - | 4 | 4 | 2025 | Winter | Pc, [MW] | 2 | 1 | 71.839 | 64.7822 | 60.5022 | 59.4004 | 60.1304 | 63.2207 | 76.3899 | 78.1772 | 82.506 | 85.8077 | 85.8767 | 85.241 | 85.5085 | 85.4694 | 83.1114 | 81.6123 | 82.6939 | 95.58 | 95.5458 | 95.3306 | 93.4921 | 88.2898 | 86.7457 | 79.1815
TSO | - | 4 | 4 | 2025 | Winter | Pc_flex, [MW] | 2 | 1 | 4.0125e-06 | 3.6139e-06 | 3.6023e-06 | 3.465e-06 | 3.6859e-06 | 3.4366e-06 | 3.414e-06 | 4.6185e-06 | 2.5277e-05 | 0.009834 | 1.3111e-05 | 9.5709e-06 | 1.1737e-05 | 1.0761e-05 | 1.1167e-05 | 1.0299e-05 | 1.2277e-05 | 1.9444e-05 | 1.3999e-05 | 1.5976e-05 | 6.6386e-06 | 5.989e-06 | 4.3116e-06 | 3.4185e-06
TSO | - | 4 | 4 | 2025 | Winter | Pc_net, [MW] | 2 | 1 | 71.839 | 64.7822 | 60.5022 | 59.4004 | 60.1304 | 63.2207 | 76.3899 | 78.1771 | 82.506 | 85.7979 | 85.8767 | 85.241 | 85.5084 | 85.4694 | 83.1114 | 81.6123 | 82.6939 | 95.58 | 95.5458 | 95.3305 | 93.4921 | 88.2898 | 86.7457 | 79.1815
TSO | - | 4 | 4 | 2025 | Winter | Qc, [MVAr] | 2 | 1 | 7.6793 | 5.9243 | 5.0713 | 4.9623 | 5.6403 | 7.0033 | 10.8652 | 13.2631 | 15.324 | 16.875 | 17.018 | 16.7121 | 16.783 | 16.6121 | 14.9861 | 14.2391 | 14.6932 | 20.027 | 19.998 | 19.388 | 17.9451 | 15.9591 | 13.0162 | 9.9862
TSO | - | 4 | 4 | 2025 | Winter | Qc_flex, [MVAr] | 2 | 1 | 4.0125e-06 | 3.6139e-06 | 3.6023e-06 | 3.465e-06 | 3.6859e-06 | 3.4366e-06 | 3.414e-06 | 4.6185e-06 | 2.5277e-05 | 0.009834 | 1.3111e-05 | 9.5709e-06 | 1.1737e-05 | 1.0761e-05 | 1.1167e-05 | 1.0299e-05 | 1.2277e-05 | 1.9444e-05 | 1.3999e-05 | 1.5976e-05 | 6.6386e-06 | 5.989e-06 | 4.3116e-06 | 3.4185e-06
TSO | - | 4 | 4 | 2025 | Winter | Qc_net, [MVAr] | 2 | 1 | 7.6793 | 5.9243 | 5.0713 | 4.9623 | 5.6403 | 7.0033 | 10.8652 | 13.2631 | 15.324 | 16.875 | 17.018 | 16.7121 | 16.783 | 16.6121 | 14.9861 | 14.2391 | 14.6932 | 20.027 | 19.998 | 19.388 | 17.9451 | 15.9591 | 13.0162 | 9.9862
TSO | - | 5 | 5 | 2025 | Winter | Pc, [MW] | 2 | 1 | -5.6771 | -6.4227 | -7.313 | -7.3077 | -7.2486 | 9.0742 | 10.9119 | 12.0132 | 5.573 | -1.8723 | -2.812 | -2.8823 | -2.5661 | -3.385 | -3.1479 | -4.1921 | -4.4408 | -2.1573 | -2.6262 | -2.4895 | -2.367 | -2.5716 | -2.2146 | -3.9936
TSO | - | 5 | 5 | 2025 | Winter | Pc_flex, [MW] | 2 | 1 | 3.7966e-06 | 3.436e-06 | 3.4456e-06 | 3.334e-06 | 3.5462e-06 | 3.3417e-06 | 3.4397e-06 | 4.7508e-06 | 3.0827e-05 | 0.0098348 | 1.3022e-05 | 9.6852e-06 | 1.137e-05 | 1.0527e-05 | 1.0584e-05 | 9.5683e-06 | 1.0901e-05 | 1.9872e-05 | 1.3716e-05 | 1.5893e-05 | 6.4361e-06 | 5.6385e-06 | 4.1031e-06 | 3.2799e-06
TSO | - | 5 | 5 | 2025 | Winter | Pc_net, [MW] | 2 | 1 | -5.6771 | -6.4227 | -7.313 | -7.3077 | -7.2486 | 9.0742 | 10.9119 | 12.0132 | 5.5729 | -1.8822 | -2.812 | -2.8823 | -2.5661 | -3.385 | -3.1479 | -4.1921 | -4.4408 | -2.1573 | -2.6262 | -2.4895 | -2.367 | -2.5716 | -2.2146 | -3.9936
TSO | - | 5 | 5 | 2025 | Winter | Qc, [MVAr] | 2 | 1 | 0.36197 | 0.024974 | -0.45703 | -0.70003 | -0.52403 | 0.60997 | 1.846 | 2.1 | 1.675 | 0.92897 | 0.26696 | 0.31597 | 0.49796 | 0.24897 | 0.42397 | 0.30397 | 0.29697 | 0.34997 | 0.35997 | 0.44597 | 0.47697 | 0.56297 | 0.49497 | -0.057025
TSO | - | 5 | 5 | 2025 | Winter | Qc_flex, [MVAr] | 2 | 1 | 3.7966e-06 | 3.436e-06 | 3.4456e-06 | 3.334e-06 | 3.5462e-06 | 3.3417e-06 | 3.4397e-06 | 4.7508e-06 | 3.0827e-05 | 0.0098348 | 1.3022e-05 | 9.6852e-06 | 1.137e-05 | 1.0527e-05 | 1.0584e-05 | 9.5683e-06 | 1.0901e-05 | 1.9872e-05 | 1.3716e-05 | 1.5893e-05 | 6.4361e-06 | 5.6385e-06 | 4.1031e-06 | 3.2799e-06
TSO | - | 5 | 5 | 2025 | Winter | Qc_net, [MVAr] | 2 | 1 | 0.36197 | 0.024975 | -0.45703 | -0.70003 | -0.52403 | 0.60997 | 1.846 | 2.1 | 1.675 | 0.92897 | 0.26696 | 0.31597 | 0.49797 | 0.24897 | 0.42397 | 0.30397 | 0.29697 | 0.34997 | 0.35997 | 0.44597 | 0.47698 | 0.56297 | 0.49497 | -0.057025
TSO | - | 6 | 8 | 2025 | Winter | Pc, [MW] | 2 | 1 | -0.00099953 | -0.00099947 | -0.0009994 | -0.00099938 | -0.00099936 | -0.00099939 | -0.00099952 | -0.00099969 | -0.00099987 | -0.00099985 | -0.00099968 | -0.00099959 | -0.00099955 | -0.00099953 | -0.00099949 | -0.0009995 | -0.00099962 | -0.00099975 | -0.00099984 | -0.00099992 | -0.00099987 | -0.00099975 | -0.00099966 | -0.00099953
TSO | - | 6 | 8 | 2025 | Winter | Pc_flex, [MW] | 2 | 1 | 0 | 0 | 0 | 0 | 0 | 0 | 0 | 0 | 0 | 0 | 0 | 0 | 0 | 0 | 0 | 0 | 0 | 0 | 0 | 0 | 0 | 0 | 0 | 0
TSO | - | 6 | 8 | 2025 | Winter | Pc_net, [MW] | 2 | 1 | -0.00099953 | -0.00099947 | -0.0009994 | -0.00099938 | -0.00099936 | -0.00099939 | -0.00099952 | -0.00099969 | -0.00099987 | -0.00099985 | -0.00099968 | -0.00099959 | -0.00099955 | -0.00099953 | -0.00099949 | -0.0009995 | -0.00099962 | -0.00099975 | -0.00099984 | -0.00099992 | -0.00099987 | -0.00099975 | -0.00099966 | -0.00099953
TSO | - | 6 | 8 | 2025 | Winter | Qc, [MVAr] | 2 | 1 | 99.039 | 99.395 | 99.829 | 99.799 | 99.357 | 98.572 | 96.285 | 94.515 | 93.778 | 71.175 | 48.871 | 48.582 | 48.893 | 49.122 | 49.399 | 74.462 | 95.005 | 93.394 | 93.521 | 93.758 | 94.708 | 95.475 | 96.586 | 97.918
TSO | - | 6 | 8 | 2025 | Winter | Qc_flex, [MVAr] | 2 | 1 | 0 | 0 | 0 | 0 | 0 | 0 | 0 | 0 | 0 | 0 | 0 | 0 | 0 | 0 | 0 | 0 | 0 | 0 | 0 | 0 | 0 | 0 | 0 | 0
TSO | - | 6 | 8 | 2025 | Winter | Qc_net, [MVAr] | 2 | 1 | 99.039 | 99.395 | 99.829 | 99.799 | 99.357 | 98.572 | 96.285 | 94.515 | 93.778 | 71.175 | 48.871 | 48.582 | 48.893 | 49.122 | 49.399 | 74.462 | 95.005 | 93.394 | 93.521 | 93.758 | 94.708 | 95.475 | 96.586 | 97.918
TSO | - | 7 | 9 | 2025 | Winter | Pc, [MW] | 2 | 1 | 29.0064 | 30.7447 | 31.6893 | 35.1147 | 36.4166 | 22.9908 | 9.4401 | -19.4217 | -33.5329 | -24.0387 | -11.2509 | -8.349 | -18.387 | -6.4523 | -7.535 | -9.5236 | -13.9519 | -20.3246 | -22.2843 | -24.3253 | -23.9776 | -13.7049 | 7.8994 | 25.8431
TSO | - | 7 | 9 | 2025 | Winter | Pc_flex, [MW] | 2 | 1 | 4.0155e-06 | 3.6166e-06 | 3.6027e-06 | 3.4666e-06 | 3.6873e-06 | 3.4371e-06 | 3.5272e-06 | 4.6668e-06 | 2.5315e-05 | 0.0098303 | 1.3709e-05 | 1.0402e-05 | 1.1907e-05 | 1.1421e-05 | 1.1411e-05 | 1.0303e-05 | 1.2247e-05 | 2.0362e-05 | 1.3941e-05 | 1.5836e-05 | 6.6153e-06 | 5.9613e-06 | 4.3123e-06 | 3.455e-06
TSO | - | 7 | 9 | 2025 | Winter | Pc_net, [MW] | 2 | 1 | 29.0064 | 30.7447 | 31.6893 | 35.1147 | 36.4166 | 22.9908 | 9.4401 | -19.4217 | -33.5329 | -24.0486 | -11.2509 | -8.349 | -18.387 | -6.4523 | -7.535 | -9.5236 | -13.9519 | -20.3246 | -22.2843 | -24.3253 | -23.9777 | -13.7049 | 7.8994 | 25.8431
TSO | - | 7 | 9 | 2025 | Winter | Qc, [MVAr] | 2 | 1 | 13.2203 | 12.9593 | 13.3112 | 12.9992 | 11.5202 | 10.0372 | 4.3053 | 2.6793 | 5.1743 | 3.1713 | 2.1843 | -2.9297 | 2.2153 | 3.6353 | 5.7043 | 7.3773 | 7.9082 | 4.6713 | 4.5804 | 6.2624 | 8.7234 | 10.5463 | 10.6573 | 11.1402
TSO | - | 7 | 9 | 2025 | Winter | Qc_flex, [MVAr] | 2 | 1 | 4.0155e-06 | 3.6166e-06 | 3.6027e-06 | 3.4666e-06 | 3.6873e-06 | 3.4371e-06 | 3.5272e-06 | 4.6668e-06 | 2.5315e-05 | 0.0098303 | 1.3709e-05 | 1.0402e-05 | 1.1907e-05 | 1.1421e-05 | 1.1411e-05 | 1.0303e-05 | 1.2247e-05 | 2.0362e-05 | 1.3941e-05 | 1.5836e-05 | 6.6153e-06 | 5.9613e-06 | 4.3123e-06 | 3.455e-06
TSO | - | 7 | 9 | 2025 | Winter | Qc_net, [MVAr] | 2 | 1 | 13.2203 | 12.9593 | 13.3112 | 12.9992 | 11.5202 | 10.0372 | 4.3053 | 2.6793 | 5.1743 | 3.1713 | 2.1843 | -2.9297 | 2.2153 | 3.6353 | 5.7043 | 7.3773 | 7.9082 | 4.6713 | 4.5804 | 6.2624 | 8.7234 | 10.5463 | 10.6573 | 11.1402
TSO | - | 8 | 10 | 2025 | Winter | Pc, [MW] | 2 | 1 | 32.8185 | 30.8142 | 29.0772 | 28.3333 | 27.1929 | 28.0455 | 34.8649 | 35.98 | 42.7249 | 46.1984 | 45.8668 | 46.8162 | 45.6578 | 45.6031 | 45.2732 | 43.6604 | 42.9629 | 49.0335 | 41.9246 | 41.2662 | 41.8587 | 39.3903 | 37.3483 | 34.3045
TSO | - | 8 | 10 | 2025 | Winter | Pc_flex, [MW] | 2 | 1 | 3.972e-06 | 3.5821e-06 | 3.5729e-06 | 3.4398e-06 | 3.6575e-06 | 3.4095e-06 | 3.4265e-06 | 4.5786e-06 | 2.4846e-05 | 0.0098351 | 1.3199e-05 | 9.8014e-06 | 1.1659e-05 | 1.0883e-05 | 1.1125e-05 | 1.0174e-05 | 1.2098e-05 | 1.9842e-05 | 1.3775e-05 | 1.5717e-05 | 6.5909e-06 | 5.915e-06 | 4.2694e-06 | 3.4027e-06
TSO | - | 8 | 10 | 2025 | Winter | Pc_net, [MW] | 2 | 1 | 32.8185 | 30.8142 | 29.0772 | 28.3333 | 27.1929 | 28.0455 | 34.8649 | 35.98 | 42.7248 | 46.1886 | 45.8668 | 46.8162 | 45.6578 | 45.6031 | 45.2732 | 43.6604 | 42.9629 | 49.0335 | 41.9246 | 41.2662 | 41.8587 | 39.3903 | 37.3483 | 34.3045
TSO | - | 8 | 10 | 2025 | Winter | Qc, [MVAr] | 2 | 1 | -14.826 | -15.959 | -16.09 | -16.129 | -15.946 | -15.26 | -8.791 | -2.706 | 0.089 | 1.291 | 0.068 | -0.573 | -1.155 | -0.886 | -3.119 | -5.676 | -5.72 | -0.658 | -0.919 | -1.194 | -2.773 | -5.639 | -8.563 | -10.388
TSO | - | 8 | 10 | 2025 | Winter | Qc_flex, [MVAr] | 2 | 1 | 3.972e-06 | 3.5821e-06 | 3.5729e-06 | 3.4398e-06 | 3.6575e-06 | 3.4095e-06 | 3.4265e-06 | 4.5786e-06 | 2.4846e-05 | 0.0098351 | 1.3199e-05 | 9.8014e-06 | 1.1659e-05 | 1.0883e-05 | 1.1125e-05 | 1.0174e-05 | 1.2098e-05 | 1.9842e-05 | 1.3775e-05 | 1.5717e-05 | 6.5909e-06 | 5.915e-06 | 4.2694e-06 | 3.4027e-06
TSO | - | 8 | 10 | 2025 | Winter | Qc_net, [MVAr] | 2 | 1 | -14.826 | -15.959 | -16.09 | -16.129 | -15.946 | -15.26 | -8.791 | -2.706 | 0.089 | 1.291 | 0.068 | -0.573 | -1.155 | -0.886 | -3.119 | -5.676 | -5.72 | -0.658 | -0.919 | -1.194 | -2.773 | -5.639 | -8.563 | -10.388
TSO | - | 9 | 12 | 2025 | Winter | Pc, [MW] | 2 | 1 | 204.26 | 184.241 | 173.0023 | 168.0249 | 160.2695 | 175.1479 | 237.7189 | 260.9054 | 281.021 | 279.7318 | 292.4343 | 300.517 | 290.2042 | 291.2064 | 273.6209 | 264.2164 | 267.8434 | 320.6785 | 313.5073 | 310.8058 | 312.6329 | 291.796 | 274.3114 | 243.1804
TSO | - | 9 | 12 | 2025 | Winter | Pc_flex, [MW] | 2 | 1 | 4.0252e-06 | 3.6248e-06 | 3.6115e-06 | 3.473e-06 | 3.6935e-06 | 3.4433e-06 | 3.4183e-06 | 4.6298e-06 | 2.5426e-05 | 0.0098325 | 1.3167e-05 | 9.6011e-06 | 1.18e-05 | 1.0807e-05 | 1.1217e-05 | 1.0365e-05 | 1.2411e-05 | 1.9699e-05 | 1.414e-05 | 1.618e-05 | 6.6996e-06 | 6.0341e-06 | 4.3347e-06 | 3.4299e-06
TSO | - | 9 | 12 | 2025 | Winter | Pc_net, [MW] | 2 | 1 | 204.26 | 184.241 | 173.0023 | 168.0249 | 160.2695 | 175.1479 | 237.7189 | 260.9054 | 281.0209 | 279.7219 | 292.4343 | 300.5169 | 290.2042 | 291.2064 | 273.6209 | 264.2164 | 267.8434 | 320.6785 | 313.5073 | 310.8058 | 312.6329 | 291.7959 | 274.3114 | 243.1804
TSO | - | 9 | 12 | 2025 | Winter | Qc, [MVAr] | 2 | 1 | -32.1709 | -37.0979 | -35.1369 | -36.3799 | -36.4009 | -35.7149 | -15.906 | -0.64399 | 5.561 | 12.935 | 16.145 | 15.049 | 18.81 | 13.537 | 12.872 | 2.959 | 0.87301 | 20.45 | 21.344 | 22.629 | 12.316 | 0.92602 | -6.541 | -10.465
TSO | - | 9 | 12 | 2025 | Winter | Qc_flex, [MVAr] | 2 | 1 | 4.0252e-06 | 3.6248e-06 | 3.6115e-06 | 3.473e-06 | 3.6935e-06 | 3.4433e-06 | 3.4183e-06 | 4.6298e-06 | 2.5426e-05 | 0.0098325 | 1.3167e-05 | 9.6011e-06 | 1.18e-05 | 1.0807e-05 | 1.1217e-05 | 1.0365e-05 | 1.2411e-05 | 1.9699e-05 | 1.414e-05 | 1.618e-05 | 6.6996e-06 | 6.0341e-06 | 4.3347e-06 | 3.4299e-06
TSO | - | 9 | 12 | 2025 | Winter | Qc_net, [MVAr] | 2 | 1 | -32.1709 | -37.0979 | -35.1369 | -36.3799 | -36.4009 | -35.7149 | -15.906 | -0.64399 | 5.561 | 12.935 | 16.145 | 15.049 | 18.81 | 13.537 | 12.872 | 2.959 | 0.87301 | 20.45 | 21.344 | 22.629 | 12.316 | 0.92602 | -6.541 | -10.465
TSO | - | 10 | 15 | 2025 | Winter | Pc, [MW] | 2 | 1 | 4.3584 | 4.2973 | 4.0705 | 4.0818 | 3.96 | 4.1087 | 5.1958 | 5.4289 | 5.8097 | 6.0848 | 5.6351 | 5.8341 | 5.8046 | 5.6981 | 5.4358 | 5.1047 | 5.0224 | 5.8029 | 5.7114 | 5.7883 | 5.6716 | 5.4392 | 5.1672 | 4.7326
TSO | - | 10 | 15 | 2025 | Winter | Pc_flex, [MW] | 2 | 1 | 4.0314e-06 | 3.6301e-06 | 3.6167e-06 | 3.4777e-06 | 3.6995e-06 | 3.4488e-06 | 3.4261e-06 | 4.6355e-06 | 2.5375e-05 | 0.009833 | 1.3189e-05 | 9.6219e-06 | 1.1821e-05 | 1.0834e-05 | 1.1255e-05 | 1.0384e-05 | 1.2391e-05 | 1.952e-05 | 1.3985e-05 | 1.5917e-05 | 6.6412e-06 | 6.0062e-06 | 4.3264e-06 | 3.4306e-06
TSO | - | 10 | 15 | 2025 | Winter | Pc_net, [MW] | 2 | 1 | 4.3584 | 4.2973 | 4.0705 | 4.0818 | 3.96 | 4.1087 | 5.1958 | 5.4289 | 5.8096 | 6.075 | 5.6351 | 5.8341 | 5.8046 | 5.6981 | 5.4358 | 5.1047 | 5.0224 | 5.8029 | 5.7114 | 5.7883 | 5.6716 | 5.4392 | 5.1672 | 4.7326
TSO | - | 10 | 15 | 2025 | Winter | Qc, [MVAr] | 2 | 1 | -3.4099 | -3.4099 | -3.4099 | -3.4099 | -3.4099 | -3.4099 | -3.296 | -3.012 | -2.898 | -2.727 | -2.784 | -2.727 | -2.784 | -2.955 | -2.955 | -2.955 | -3.125 | -3.181 | -3.181 | -3.181 | -3.181 | -3.245 | -3.435 | -3.4349
TSO | - | 10 | 15 | 2025 | Winter | Qc_flex, [MVAr] | 2 | 1 | 4.0314e-06 | 3.6301e-06 | 3.6167e-06 | 3.4777e-06 | 3.6995e-06 | 3.4488e-06 | 3.4261e-06 | 4.6355e-06 | 2.5375e-05 | 0.009833 | 1.3189e-05 | 9.6219e-06 | 1.1821e-05 | 1.0834e-05 | 1.1255e-05 | 1.0384e-05 | 1.2391e-05 | 1.952e-05 | 1.3985e-05 | 1.5917e-05 | 6.6412e-06 | 6.0062e-06 | 4.3264e-06 | 3.4306e-06
TSO | - | 10 | 15 | 2025 | Winter | Qc_net, [MVAr] | 2 | 1 | -3.4099 | -3.4099 | -3.4099 | -3.4099 | -3.4099 | -3.4099 | -3.296 | -3.012 | -2.898 | -2.727 | -2.784 | -2.727 | -2.784 | -2.955 | -2.955 | -2.955 | -3.125 | -3.181 | -3.181 | -3.181 | -3.181 | -3.245 | -3.435 | -3.4349
TSO | - | 11 | 16 | 2025 | Winter | Pc, [MW] | 2 | 1 | 31.9462 | 31.326 | 30.5081 | 30.4169 | 30.8334 | 34.0749 | 45.5343 | 49.1846 | 50.7318 | 47.7672 | 47.883 | 48.1491 | 45.7269 | 46.8772 | 44.1179 | 43.4718 | 43.4028 | 46.9643 | 45.2164 | 43.88 | 43.3307 | 38.3142 | 37.0698 | 33.6632
TSO | - | 11 | 16 | 2025 | Winter | Pc_flex, [MW] | 2 | 1 | 3.923e-06 | 3.546e-06 | 3.5408e-06 | 3.4141e-06 | 3.6315e-06 | 3.3898e-06 | 3.4875e-06 | 4.6526e-06 | 2.5907e-05 | 0.009834 | 1.3406e-05 | 1.0216e-05 | 1.1658e-05 | 1.1139e-05 | 1.1081e-05 | 1.0005e-05 | 1.179e-05 | 2.0084e-05 | 1.3769e-05 | 1.5642e-05 | 6.5398e-06 | 5.8176e-06 | 4.2211e-06 | 3.3892e-06
TSO | - | 11 | 16 | 2025 | Winter | Pc_net, [MW] | 2 | 1 | 31.9462 | 31.326 | 30.5081 | 30.4169 | 30.8334 | 34.0749 | 45.5343 | 49.1846 | 50.7318 | 47.7573 | 47.883 | 48.1491 | 45.7269 | 46.8772 | 44.1179 | 43.4718 | 43.4028 | 46.9643 | 45.2163 | 43.88 | 43.3307 | 38.3142 | 37.0698 | 33.6632
TSO | - | 11 | 16 | 2025 | Winter | Qc, [MVAr] | 2 | 1 | 2.1262 | -1.2978 | -2.0778 | -0.91186 | -1.4899 | -0.24286 | 4.0581 | 7.2981 | 8.2621 | 6.8641 | 6.9741 | 7.0461 | 6.0671 | 5.9401 | 4.1801 | 3.9851 | 3.4841 | 4.9241 | 4.5482 | 3.8552 | 3.4062 | 1.9132 | 0.61316 | -0.90685
TSO | - | 11 | 16 | 2025 | Winter | Qc_flex, [MVAr] | 2 | 1 | 3.923e-06 | 3.546e-06 | 3.5408e-06 | 3.4141e-06 | 3.6315e-06 | 3.3898e-06 | 3.4875e-06 | 4.6526e-06 | 2.5907e-05 | 0.009834 | 1.3406e-05 | 1.0216e-05 | 1.1658e-05 | 1.1139e-05 | 1.1081e-05 | 1.0005e-05 | 1.179e-05 | 2.0084e-05 | 1.3769e-05 | 1.5642e-05 | 6.5398e-06 | 5.8176e-06 | 4.2211e-06 | 3.3892e-06
TSO | - | 11 | 16 | 2025 | Winter | Qc_net, [MVAr] | 2 | 1 | 2.1262 | -1.2978 | -2.0778 | -0.91186 | -1.4899 | -0.24286 | 4.0581 | 7.2981 | 8.2621 | 6.8641 | 6.9741 | 7.0461 | 6.0671 | 5.9401 | 4.1801 | 3.9851 | 3.4841 | 4.9241 | 4.5482 | 3.8552 | 3.4062 | 1.9132 | 0.61316 | -0.90685
TSO | - | 12 | 17 | 2025 | Winter | Pc, [MW] | 2 | 1 | 7.9078 | 7.746 | 6.8544 | 7.0858 | 7.0751 | 7.7807 | 8.9971 | 9.9048 | 9.8875 | 10.2876 | 8.9816 | 9.4112 | 8.9392 | 8.7424 | 9.0185 | 9.361 | 10.1944 | 11.039 | 10.2997 | 10.886 | 11.0018 | 9.4942 | 8.8098 | 8.8639
TSO | - | 12 | 17 | 2025 | Winter | Pc_flex, [MW] | 2 | 1 | 3.9006e-06 | 3.5289e-06 | 3.5256e-06 | 3.4014e-06 | 3.618e-06 | 3.3787e-06 | 3.4777e-06 | 4.654e-06 | 2.6014e-05 | 0.0098347 | 1.3335e-05 | 1.0182e-05 | 1.1642e-05 | 1.1089e-05 | 1.1028e-05 | 9.9499e-06 | 1.168e-05 | 2.0086e-05 | 1.3731e-05 | 1.5568e-05 | 6.5174e-06 | 5.7834e-06 | 4.1992e-06 | 3.3735e-06
TSO | - | 12 | 17 | 2025 | Winter | Pc_net, [MW] | 2 | 1 | 7.9078 | 7.746 | 6.8544 | 7.0858 | 7.0751 | 7.7807 | 8.9971 | 9.9048 | 9.8875 | 10.2777 | 8.9815 | 9.4111 | 8.9392 | 8.7424 | 9.0185 | 9.361 | 10.1944 | 11.039 | 10.2997 | 10.8859 | 11.0018 | 9.4942 | 8.8098 | 8.8639
TSO | - | 12 | 17 | 2025 | Winter | Qc, [MVAr] | 2 | 1 | -1.4489 | -1.4579 | -1.5929 | -1.4609 | -1.4659 | -1.3199 | -0.8999 | -0.50592 | -0.36891 | -0.46491 | -0.67391 | -0.50492 | -0.57792 | -0.56492 | -0.71491 | -0.7199 | -0.5789 | -0.49991 | -0.60288 | -0.66885 | -0.59887 | -0.77787 | -1.0189 | -1.1359
TSO | - | 12 | 17 | 2025 | Winter | Qc_flex, [MVAr] | 2 | 1 | 3.9006e-06 | 3.5289e-06 | 3.5256e-06 | 3.4014e-06 | 3.618e-06 | 3.3787e-06 | 3.4777e-06 | 4.654e-06 | 2.6014e-05 | 0.0098347 | 1.3335e-05 | 1.0182e-05 | 1.1642e-05 | 1.1089e-05 | 1.1028e-05 | 9.9499e-06 | 1.168e-05 | 2.0086e-05 | 1.3731e-05 | 1.5568e-05 | 6.5174e-06 | 5.7834e-06 | 4.1992e-06 | 3.3735e-06
TSO | - | 12 | 17 | 2025 | Winter | Qc_net, [MVAr] | 2 | 1 | -1.4489 | -1.4579 | -1.5929 | -1.4609 | -1.4659 | -1.3199 | -0.8999 | -0.50592 | -0.36891 | -0.46491 | -0.67391 | -0.50492 | -0.57792 | -0.56492 | -0.71492 | -0.7199 | -0.5789 | -0.49991 | -0.60288 | -0.66885 | -0.59887 | -0.77787 | -1.0189 | -1.1359
TSO | - | 13 | 18 | 2025 | Winter | Pc, [MW] | 2 | 1 | 0.76785 | 0.77353 | 0.75517 | 0.74697 | 0.77106 | 0.68659 | 1.0827 | 1.028 | 1.0253 | 1.2162 | 1.5036 | 1.3707 | 1.5431 | 1.5759 | 1.483 | 1.4569 | 1.5299 | 1.6211 | 1.5909 | 1.5781 | 1.5938 | 1.0663 | 0.94412 | 0.82066
TSO | - | 13 | 18 | 2025 | Winter | Pc_flex, [MW] | 2 | 1 | 4.0173e-06 | 3.6183e-06 | 3.6064e-06 | 3.4686e-06 | 3.6898e-06 | 3.4401e-06 | 3.4175e-06 | 4.624e-06 | 2.5313e-05 | 0.0098338 | 1.3141e-05 | 9.5895e-06 | 1.1767e-05 | 1.0786e-05 | 1.1197e-05 | 1.0325e-05 | 1.2307e-05 | 1.9445e-05 | 1.3977e-05 | 1.5926e-05 | 6.633e-06 | 5.9903e-06 | 4.3138e-06 | 3.4212e-06
TSO | - | 13 | 18 | 2025 | Winter | Pc_net, [MW] | 2 | 1 | 0.76784 | 0.77353 | 0.75517 | 0.74697 | 0.77106 | 0.68659 | 1.0827 | 1.028 | 1.0253 | 1.2064 | 1.5036 | 1.3707 | 1.5431 | 1.5759 | 1.483 | 1.4569 | 1.5298 | 1.621 | 1.5908 | 1.5781 | 1.5938 | 1.0663 | 0.94412 | 0.82066
TSO | - | 13 | 18 | 2025 | Winter | Qc, [MVAr] | 2 | 1 | -1.0337 | -1.0337 | -1.0337 | -1.0337 | -0.9797 | -1.0097 | -0.91981 | -0.8899 | -0.88995 | -0.98796 | -0.91295 | -0.88792 | -0.89493 | -0.94492 | -0.9179 | -0.91586 | -0.94181 | -0.94193 | -0.94192 | -0.91291 | -0.90988 | -0.98885 | -0.98879 | -0.98877
TSO | - | 13 | 18 | 2025 | Winter | Qc_flex, [MVAr] | 2 | 1 | 4.0173e-06 | 3.6183e-06 | 3.6064e-06 | 3.4686e-06 | 3.6898e-06 | 3.4401e-06 | 3.4175e-06 | 4.624e-06 | 2.5313e-05 | 0.0098338 | 1.3141e-05 | 9.5895e-06 | 1.1767e-05 | 1.0786e-05 | 1.1197e-05 | 1.0325e-05 | 1.2307e-05 | 1.9445e-05 | 1.3977e-05 | 1.5926e-05 | 6.633e-06 | 5.9903e-06 | 4.3138e-06 | 3.4212e-06
TSO | - | 13 | 18 | 2025 | Winter | Qc_net, [MVAr] | 2 | 1 | -1.0337 | -1.0337 | -1.0337 | -1.0337 | -0.9797 | -1.0097 | -0.91981 | -0.8899 | -0.88995 | -0.98796 | -0.91295 | -0.88792 | -0.89493 | -0.94492 | -0.9179 | -0.91586 | -0.94181 | -0.94193 | -0.94192 | -0.91291 | -0.90988 | -0.98885 | -0.98879 | -0.98877
TSO | - | 14 | 20 | 2025 | Winter | Pc, [MW] | 2 | 1 | 4.2798 | 4.2956 | 4.2446 | 4.1668 | 4.5311 | 4.2108 | 4.3359 | 3.3751 | 2.8907 | 2.5583 | 3.0311 | 3.4377 | 3.8009 | 4.2083 | 4.1096 | 3.6126 | 3.5896 | 3.9669 | 3.9381 | 3.7927 | 3.9021 | 4.3806 | 4.4407 | 4.1304
TSO | - | 14 | 20 | 2025 | Winter | Pc_flex, [MW] | 2 | 1 | 3.6007e-06 | 3.172e-06 | 3.2461e-06 | 3.1733e-06 | 3.3787e-06 | 3.1308e-06 | 3.38e-06 | 4.6077e-06 | 6.1251e-05 | 0.0097582 | 2.3121e-05 | 1.1247e-05 | 1.3349e-05 | 1.195e-05 | 1.337e-05 | 1.1641e-05 | 1.0671e-05 | 3.6253e-05 | 1.7672e-05 | 2.4772e-05 | 6.459e-06 | 5.7379e-06 | 4.1427e-06 | 3.013e-06
TSO | - | 14 | 20 | 2025 | Winter | Pc_net, [MW] | 2 | 1 | 4.2798 | 4.2956 | 4.2446 | 4.1668 | 4.5311 | 4.2108 | 4.3359 | 3.3751 | 2.8907 | 2.5486 | 3.0311 | 3.4376 | 3.8009 | 4.2083 | 4.1096 | 3.6126 | 3.5896 | 3.9669 | 3.9381 | 3.7927 | 3.9021 | 4.3806 | 4.4407 | 4.1304
TSO | - | 14 | 20 | 2025 | Winter | Qc, [MVAr] | 2 | 1 | -0.15399 | -0.15389 | -0.15379 | -0.15371 | -0.15221 | -0.15213 | -0.15399 | -0.15399 | -0.15399 | -0.15399 | -0.154 | -0.72199 | -0.91199 | -0.91199 | -0.154 | -0.154 | -0.34899 | -0.934 | -0.93399 | -0.93399 | -0.17599 | -0.17599 | -0.17599 | -0.17596
TSO | - | 14 | 20 | 2025 | Winter | Qc_flex, [MVAr] | 2 | 1 | 3.6007e-06 | 3.172e-06 | 3.2461e-06 | 3.1733e-06 | 3.3787e-06 | 3.1308e-06 | 3.38e-06 | 4.6077e-06 | 6.1251e-05 | 0.0097582 | 2.3121e-05 | 1.1247e-05 | 1.3349e-05 | 1.195e-05 | 1.337e-05 | 1.1641e-05 | 1.0671e-05 | 3.6253e-05 | 1.7672e-05 | 2.4772e-05 | 6.459e-06 | 5.7379e-06 | 4.1427e-06 | 3.013e-06
TSO | - | 14 | 20 | 2025 | Winter | Qc_net, [MVAr] | 2 | 1 | -0.15399 | -0.15389 | -0.15379 | -0.15371 | -0.15221 | -0.15213 | -0.15399 | -0.15399 | -0.154 | -0.154 | -0.154 | -0.722 | -0.912 | -0.912 | -0.15401 | -0.15401 | -0.349 | -0.934 | -0.934 | -0.934 | -0.17599 | -0.17599 | -0.17599 | -0.17596
TSO | - | 15 | 21 | 2025 | Winter | Pc, [MW] | 2 | 1 | 7.2974 | 6.8907 | 6.4218 | 6.3203 | 6.1212 | 6.6065 | 9.8276 | 11.0167 | 11.7154 | 11.8319 | 11.2335 | 11.7591 | 11.9131 | 11.9494 | 10.7244 | 10.0572 | 10.3922 | 12.3608 | 11.5756 | 11.3257 | 11.1698 | 10.3016 | 9.336 | 8.4293
TSO | - | 15 | 21 | 2025 | Winter | Pc_flex, [MW] | 2 | 1 | 3.4854e-06 | 3.1068e-06 | 3.2076e-06 | 3.1483e-06 | 3.3597e-06 | 3.1019e-06 | 3.3016e-06 | 4.5091e-06 | 7.6319e-05 | 0.0097406 | 2.6282e-05 | 1.1273e-05 | 1.3314e-05 | 1.1743e-05 | 1.316e-05 | 1.1435e-05 | 1.0121e-05 | 3.939e-05 | 1.7344e-05 | 2.4959e-05 | 6.2488e-06 | 5.5195e-06 | 4.0025e-06 | 2.9314e-06
TSO | - | 15 | 21 | 2025 | Winter | Pc_net, [MW] | 2 | 1 | 7.2974 | 6.8907 | 6.4218 | 6.3203 | 6.1212 | 6.6065 | 9.8276 | 11.0166 | 11.7154 | 11.8221 | 11.2335 | 11.7591 | 11.9131 | 11.9494 | 10.7244 | 10.0571 | 10.3922 | 12.3608 | 11.5756 | 11.3257 | 11.1698 | 10.3016 | 9.336 | 8.4293
TSO | - | 15 | 21 | 2025 | Winter | Qc, [MVAr] | 2 | 1 | -1.636 | -1.6359 | -1.6358 | -1.6357 | -1.6342 | -1.6341 | -1.235 | -0.26699 | -0.076995 | -0.076993 | -0.076996 | -0.076994 | -0.076995 | -0.076994 | -0.272 | -0.857 | -0.85699 | -0.857 | -0.85699 | -0.85699 | -0.85699 | -0.85699 | -1.614 | -1.614
TSO | - | 15 | 21 | 2025 | Winter | Qc_flex, [MVAr] | 2 | 1 | 3.4854e-06 | 3.1068e-06 | 3.2076e-06 | 3.1483e-06 | 3.3597e-06 | 3.1019e-06 | 3.3016e-06 | 4.5091e-06 | 7.6319e-05 | 0.0097406 | 2.6282e-05 | 1.1273e-05 | 1.3314e-05 | 1.1743e-05 | 1.316e-05 | 1.1435e-05 | 1.0121e-05 | 3.939e-05 | 1.7344e-05 | 2.4959e-05 | 6.2488e-06 | 5.5195e-06 | 4.0025e-06 | 2.9314e-06
TSO | - | 15 | 21 | 2025 | Winter | Qc_net, [MVAr] | 2 | 1 | -1.636 | -1.6359 | -1.6358 | -1.6357 | -1.6342 | -1.6341 | -1.235 | -0.26699 | -0.076997 | -0.076995 | -0.077005 | -0.076999 | -0.077002 | -0.077001 | -0.27201 | -0.85701 | -0.857 | -0.857 | -0.857 | -0.857 | -0.85699 | -0.85699 | -1.614 | -1.614
TSO | - | 16 | 26 | 2025 | Winter | Pc, [MW] | 2 | 1 | 24.7232 | 22.493 | 21.2253 | 20.8382 | 20.2993 | 20.9754 | 26.107 | 27.3965 | 30.4964 | 31.3857 | 31.0504 | 31.1334 | 30.7973 | 30.7893 | 30.0478 | 29.4781 | 28.285 | 30.976 | 31.8762 | 31.6126 | 31.9176 | 30.0876 | 29.7256 | 27.3521
TSO | - | 16 | 26 | 2025 | Winter | Pc_flex, [MW] | 2 | 1 | 3.9753e-06 | 3.5829e-06 | 3.5744e-06 | 3.4411e-06 | 3.66e-06 | 3.4145e-06 | 3.4049e-06 | 4.6086e-06 | 2.5546e-05 | 0.0098351 | 1.3054e-05 | 9.5594e-06 | 1.1644e-05 | 1.0698e-05 | 1.1048e-05 | 1.0171e-05 | 1.2047e-05 | 1.9387e-05 | 1.3975e-05 | 1.5998e-05 | 6.6208e-06 | 5.9395e-06 | 4.2792e-06 | 3.3958e-06
TSO | - | 16 | 26 | 2025 | Winter | Pc_net, [MW] | 2 | 1 | 24.7232 | 22.493 | 21.2253 | 20.8382 | 20.2993 | 20.9754 | 26.107 | 27.3965 | 30.4964 | 31.3758 | 31.0504 | 31.1334 | 30.7973 | 30.7893 | 30.0478 | 29.4781 | 28.285 | 30.976 | 31.8762 | 31.6126 | 31.9176 | 30.0876 | 29.7256 | 27.3521
TSO | - | 16 | 26 | 2025 | Winter | Qc, [MVAr] | 2 | 1 | 0.77281 | 0.54482 | 0.32582 | 0.33882 | -0.16118 | 0.07482 | 1.6508 | 3.0747 | 4.3767 | 5.1307 | 5.0627 | 5.0017 | 4.8817 | 4.6457 | 4.2837 | 3.3708 | 3.1948 | 3.6977 | 3.8858 | 3.6838 | 3.3868 | 2.9868 | 2.1558 | 1.4158
TSO | - | 16 | 26 | 2025 | Winter | Qc_flex, [MVAr] | 2 | 1 | 3.9753e-06 | 3.5829e-06 | 3.5744e-06 | 3.4411e-06 | 3.66e-06 | 3.4145e-06 | 3.4049e-06 | 4.6086e-06 | 2.5546e-05 | 0.0098351 | 1.3054e-05 | 9.5594e-06 | 1.1644e-05 | 1.0698e-05 | 1.1048e-05 | 1.0171e-05 | 1.2047e-05 | 1.9387e-05 | 1.3975e-05 | 1.5998e-05 | 6.6208e-06 | 5.9395e-06 | 4.2792e-06 | 3.3958e-06
TSO | - | 16 | 26 | 2025 | Winter | Qc_net, [MVAr] | 2 | 1 | 0.77281 | 0.54482 | 0.32582 | 0.33882 | -0.16118 | 0.07482 | 1.6508 | 3.0747 | 4.3767 | 5.1307 | 5.0627 | 5.0017 | 4.8817 | 4.6457 | 4.2837 | 3.3708 | 3.1948 | 3.6977 | 3.8858 | 3.6838 | 3.3868 | 2.9868 | 2.1558 | 1.4158
TSO | - | 17 | 30 | 2025 | Winter | Pc, [MW] | 2 | 1 | 11.8108 | 11.225 | 11.0747 | 11.0136 | 10.9194 | 11.3709 | 14.637 | 15.3047 | 15.8385 | 15.4013 | 15.3024 | 16.1059 | 16.0114 | 16.2853 | 15.675 | 15.3959 | 15.1009 | 15.8406 | 15.2568 | 14.6433 | 14.8767 | 13.8313 | 12.8219 | 12.4772
TSO | - | 17 | 30 | 2025 | Winter | Pc_flex, [MW] | 2 | 1 | 3.7232e-06 | 3.398e-06 | 3.4161e-06 | 3.3093e-06 | 3.5205e-06 | 3.2908e-06 | 3.3978e-06 | 4.652e-06 | 2.6424e-05 | 0.0098416 | 1.2762e-05 | 9.9579e-06 | 1.1499e-05 | 1.0826e-05 | 1.0634e-05 | 9.4981e-06 | 1.0887e-05 | 1.9875e-05 | 1.3332e-05 | 1.4654e-05 | 6.3294e-06 | 5.5137e-06 | 4.0221e-06 | 3.2531e-06
TSO | - | 17 | 30 | 2025 | Winter | Pc_net, [MW] | 2 | 1 | 11.8108 | 11.225 | 11.0747 | 11.0136 | 10.9194 | 11.3709 | 14.637 | 15.3047 | 15.8385 | 15.3915 | 15.3023 | 16.1059 | 16.0114 | 16.2852 | 15.675 | 15.3959 | 15.1009 | 15.8406 | 15.2568 | 14.6433 | 14.8767 | 13.8313 | 12.8219 | 12.4772
TSO | - | 17 | 30 | 2025 | Winter | Qc, [MVAr] | 2 | 1 | -1.647 | -1.89 | -1.934 | -1.916 | -1.817 | -1.587 | -0.23798 | 0.58602 | 0.99702 | 0.57802 | 0.67402 | 1.048 | 1.19 | 1.181 | 0.53202 | 0.28202 | 0.28702 | 0.32602 | -0.07198 | -0.50798 | -0.13498 | -0.54798 | -1.453 | -1.515
TSO | - | 17 | 30 | 2025 | Winter | Qc_flex, [MVAr] | 2 | 1 | 3.7232e-06 | 3.398e-06 | 3.4161e-06 | 3.3093e-06 | 3.5205e-06 | 3.2908e-06 | 3.3978e-06 | 4.652e-06 | 2.6424e-05 | 0.0098416 | 1.2762e-05 | 9.9579e-06 | 1.1499e-05 | 1.0826e-05 | 1.0634e-05 | 9.4981e-06 | 1.0887e-05 | 1.9875e-05 | 1.3332e-05 | 1.4654e-05 | 6.3294e-06 | 5.5137e-06 | 4.0221e-06 | 3.2531e-06
TSO | - | 17 | 30 | 2025 | Winter | Qc_net, [MVAr] | 2 | 1 | -1.647 | -1.89 | -1.934 | -1.916 | -1.817 | -1.587 | -0.23798 | 0.58602 | 0.99702 | 0.57802 | 0.67402 | 1.048 | 1.19 | 1.181 | 0.53202 | 0.28202 | 0.28702 | 0.32602 | -0.07198 | -0.50798 | -0.13498 | -0.54798 | -1.453 | -1.515
TSO | - | 18 | 35 | 2025 | Winter | Pc, [MW] | 2 | 1 | 19.5423 | 18.6695 | 17.4622 | 17.156 | 16.9345 | 19.274 | 26.8574 | 29.3031 | 30.0396 | 30.6175 | 27.5253 | 29.3278 | 28.699 | 27.9159 | 25.875 | 25.51 | 26.1951 | 29.1182 | 27.5921 | 27.1851 | 27.0756 | 24.9342 | 23.3756 | 21.5167
TSO | - | 18 | 35 | 2025 | Winter | Pc_flex, [MW] | 2 | 1 | 3.8246e-06 | 3.4681e-06 | 3.4739e-06 | 3.3578e-06 | 3.5719e-06 | 3.34e-06 | 3.4427e-06 | 4.6608e-06 | 2.7041e-05 | 0.0098368 | 1.317e-05 | 1.0039e-05 | 1.158e-05 | 1.0885e-05 | 1.0816e-05 | 9.7461e-06 | 1.1238e-05 | 2.0038e-05 | 1.3615e-05 | 1.5378e-05 | 6.4207e-06 | 5.6604e-06 | 4.1216e-06 | 3.3136e-06
TSO | - | 18 | 35 | 2025 | Winter | Pc_net, [MW] | 2 | 1 | 19.5423 | 18.6695 | 17.4621 | 17.156 | 16.9345 | 19.274 | 26.8574 | 29.3031 | 30.0396 | 30.6076 | 27.5253 | 29.3278 | 28.699 | 27.9159 | 25.875 | 25.51 | 26.1951 | 29.1182 | 27.5921 | 27.1851 | 27.0756 | 24.9342 | 23.3756 | 21.5167
TSO | - | 18 | 35 | 2025 | Winter | Qc, [MVAr] | 2 | 1 | 3.4468 | 4.2508 | 4.2508 | 4.2508 | 4.2508 | 4.2508 | 2.1052 | 0.2283 | -0.040619 | -1.112 | -0.30867 | -0.84454 | -1.1127 | -1.1126 | -0.040603 | 0.77584 | 1.0487 | 1.0476 | 1.0487 | 1.3168 | 2.1218 | 2.1218 | 3.1938 | 3.1938
TSO | - | 18 | 35 | 2025 | Winter | Qc_flex, [MVAr] | 2 | 1 | 3.8246e-06 | 3.4681e-06 | 3.4739e-06 | 3.3578e-06 | 3.5719e-06 | 3.34e-06 | 3.4427e-06 | 4.6608e-06 | 2.7041e-05 | 0.0098368 | 1.317e-05 | 1.0039e-05 | 1.158e-05 | 1.0885e-05 | 1.0816e-05 | 9.7461e-06 | 1.1238e-05 | 2.0038e-05 | 1.3615e-05 | 1.5378e-05 | 6.4207e-06 | 5.6604e-06 | 4.1216e-06 | 3.3136e-06
TSO | - | 18 | 35 | 2025 | Winter | Qc_net, [MVAr] | 2 | 1 | 3.4468 | 4.2508 | 4.2508 | 4.2508 | 4.2508 | 4.2508 | 2.1052 | 0.2283 | -0.040619 | -1.112 | -0.30867 | -0.84454 | -1.1127 | -1.1126 | -0.040603 | 0.77584 | 1.0487 | 1.0476 | 1.0487 | 1.3168 | 2.1218 | 2.1218 | 3.1938 | 3.1938
TSO | - | 19 | 36 | 2025 | Winter | Pc, [MW] | 2 | 1 | 0.20596 | 2.0698 | -0.17127 | 0.13289 | 0.28056 | 0.03139 | 0.18012 | -0.19158 | -0.33477 | 0.0098682 | -0.065054 | 0.34292 | -0.32929 | -0.65284 | -0.043941 | -0.092235 | 0.38606 | 0.089717 | -0.13753 | 0.40219 | -0.06304 | 0.12497 | 0.08404 | 0.034901
TSO | - | 19 | 36 | 2025 | Winter | Pc_flex, [MW] | 2 | 1 | 3.8243e-06 | 3.4652e-06 | 3.4717e-06 | 3.3559e-06 | 3.5702e-06 | 3.3395e-06 | 3.4418e-06 | 4.6741e-06 | 2.7736e-05 | 0.0098355 | 1.3268e-05 | 1.0031e-05 | 1.1626e-05 | 1.088e-05 | 1.0838e-05 | 9.7682e-06 | 1.1199e-05 | 2.0214e-05 | 1.3692e-05 | 1.5506e-05 | 6.4169e-06 | 5.6572e-06 | 4.1197e-06 | 3.3083e-06
TSO | - | 19 | 36 | 2025 | Winter | Pc_net, [MW] | 2 | 1 | 0.20596 | 2.0698 | -0.17128 | 0.13288 | 0.28056 | 0.031389 | 0.18012 | -0.19159 | -0.3348 | 3.3538e-05 | -0.065066 | 0.34292 | -0.3293 | -0.65284 | -0.043948 | -0.092242 | 0.38605 | 0.089698 | -0.13754 | 0.40218 | -0.063046 | 0.12496 | 0.084037 | 0.034899
TSO | - | 19 | 36 | 2025 | Winter | Qc, [MVAr] | 2 | 1 | 1.5839 | 1.01 | 1.409 | 1.5499 | 1.545 | 1.4129 | 1.8699 | 1.7589 | 2.3479 | 1.9629 | 1.5059 | 1.4199 | 1.7569 | 1.2349 | 1.3179 | 1.3259 | 1.7489 | 1.6079 | 1.5309 | 1.795 | 1.869 | 1.438 | 1.162 | 1.399
TSO | - | 19 | 36 | 2025 | Winter | Qc_flex, [MVAr] | 2 | 1 | 3.8243e-06 | 3.4652e-06 | 3.4717e-06 | 3.3559e-06 | 3.5702e-06 | 3.3395e-06 | 3.4418e-06 | 4.6741e-06 | 2.7736e-05 | 0.0098355 | 1.3268e-05 | 1.0031e-05 | 1.1626e-05 | 1.088e-05 | 1.0838e-05 | 9.7682e-06 | 1.1199e-05 | 2.0214e-05 | 1.3692e-05 | 1.5506e-05 | 6.4169e-06 | 5.6572e-06 | 4.1197e-06 | 3.3083e-06
TSO | - | 19 | 36 | 2025 | Winter | Qc_net, [MVAr] | 2 | 1 | 1.5839 | 1.01 | 1.409 | 1.5499 | 1.545 | 1.413 | 1.8699 | 1.7589 | 2.3479 | 1.9629 | 1.5059 | 1.4199 | 1.7569 | 1.2349 | 1.3179 | 1.3259 | 1.749 | 1.6079 | 1.5309 | 1.795 | 1.869 | 1.438 | 1.162 | 1.399
TSO | - | 20 | 42 | 2025 | Winter | Pc, [MW] | 2 | 1 | 16.6334 | 15.5388 | 14.6395 | 14.4556 | 14.5123 | 15.2694 | 19.7135 | 20.8761 | 21.8086 | 22.253 | 21.6488 | 22.2859 | 22.1707 | 21.3758 | 20.7588 | 19.5111 | 19.344 | 23.1426 | 22.9016 | 22.9022 | 22.4639 | 21.2943 | 20.5767 | 18.3136
TSO | - | 20 | 42 | 2025 | Winter | Pc_flex, [MW] | 2 | 1 | 3.8681e-06 | 3.4948e-06 | 3.4957e-06 | 3.375e-06 | 3.5897e-06 | 3.3661e-06 | 3.4012e-06 | 4.6459e-06 | 2.7403e-05 | 0.0098367 | 1.2837e-05 | 9.4964e-06 | 1.1374e-05 | 1.0464e-05 | 1.0675e-05 | 9.7494e-06 | 1.1359e-05 | 1.9542e-05 | 1.3947e-05 | 1.6232e-05 | 6.5771e-06 | 5.8007e-06 | 4.1889e-06 | 3.3276e-06
TSO | - | 20 | 42 | 2025 | Winter | Pc_net, [MW] | 2 | 1 | 16.6334 | 15.5387 | 14.6395 | 14.4556 | 14.5123 | 15.2694 | 19.7135 | 20.8761 | 21.8086 | 22.2432 | 21.6488 | 22.2859 | 22.1707 | 21.3758 | 20.7588 | 19.5111 | 19.344 | 23.1426 | 22.9016 | 22.9021 | 22.4639 | 21.2943 | 20.5767 | 18.3136
TSO | - | 20 | 42 | 2025 | Winter | Qc, [MVAr] | 2 | 1 | -2.1901 | -2.9251 | -3.0511 | -3.0511 | -3.0511 | -2.8821 | -1.4591 | -0.67408 | 0.25691 | 0.82993 | -0.34208 | -0.26007 | 0.11592 | 0.038926 | -0.19507 | -1.0941 | -1.4591 | -0.57107 | -0.51606 | -0.21106 | -0.086056 | -0.76206 | -1.2851 | -1.6121
TSO | - | 20 | 42 | 2025 | Winter | Qc_flex, [MVAr] | 2 | 1 | 3.8681e-06 | 3.4948e-06 | 3.4957e-06 | 3.375e-06 | 3.5897e-06 | 3.3661e-06 | 3.4012e-06 | 4.6459e-06 | 2.7403e-05 | 0.0098367 | 1.2837e-05 | 9.4964e-06 | 1.1374e-05 | 1.0464e-05 | 1.0675e-05 | 9.7494e-06 | 1.1359e-05 | 1.9542e-05 | 1.3947e-05 | 1.6232e-05 | 6.5771e-06 | 5.8007e-06 | 4.1889e-06 | 3.3276e-06
TSO | - | 20 | 42 | 2025 | Winter | Qc_net, [MVAr] | 2 | 1 | -2.1901 | -2.9251 | -3.0511 | -3.0511 | -3.0511 | -2.8821 | -1.4591 | -0.67408 | 0.25691 | 0.82993 | -0.34208 | -0.26007 | 0.11592 | 0.038927 | -0.19507 | -1.0941 | -1.4591 | -0.57107 | -0.51606 | -0.21106 | -0.086056 | -0.76206 | -1.2851 | -1.6121
TSO | - | 21 | 55 | 2025 | Winter | Pc, [MW] | 2 | 1 | 3.1037 | 3.1251 | 3.0558 | 3.0248 | 2.9231 | 2.8534 | 4.3846 | 5.4331 | 5.6681 | 5.9465 | 5.9027 | 5.9184 | 5.9649 | 6.0702 | 5.7256 | 5.6015 | 5.4955 | 6.004 | 6.0129 | 5.9649 | 6.0239 | 5.8379 | 5.0198 | 4.5201
TSO | - | 21 | 55 | 2025 | Winter | Pc_flex, [MW] | 2 | 1 | 3.8603e-06 | 3.4888e-06 | 3.4921e-06 | 3.372e-06 | 3.5863e-06 | 3.3535e-06 | 3.4049e-06 | 4.6334e-06 | 2.739e-05 | 0.009836 | 1.3107e-05 | 9.6957e-06 | 1.1512e-05 | 1.0656e-05 | 1.0788e-05 | 9.8276e-06 | 1.1351e-05 | 1.978e-05 | 1.388e-05 | 1.5948e-05 | 6.5065e-06 | 5.7498e-06 | 4.1621e-06 | 3.3223e-06
TSO | - | 21 | 55 | 2025 | Winter | Pc_net, [MW] | 2 | 1 | 3.1037 | 3.1251 | 3.0558 | 3.0248 | 2.9231 | 2.8534 | 4.3846 | 5.4331 | 5.6681 | 5.9367 | 5.9027 | 5.9184 | 5.9649 | 6.0702 | 5.7256 | 5.6015 | 5.4955 | 6.004 | 6.0129 | 5.9649 | 6.0239 | 5.8379 | 5.0198 | 4.52
TSO | - | 21 | 55 | 2025 | Winter | Qc, [MVAr] | 2 | 1 | 0.75896 | 0.75897 | 0.75897 | 0.75897 | 0.75897 | 0.75897 | 0.75896 | 0.75896 | 0.75895 | 0.75896 | 0.75895 | 0.75896 | 0.75895 | 0.75896 | 0.75896 | 0.75896 | 0.75897 | 0.75896 | 0.75896 | 0.75897 | 0.75897 | 0.75897 | 0.75897 | 0.75897
TSO | - | 21 | 55 | 2025 | Winter | Qc_flex, [MVAr] | 2 | 1 | 3.8603e-06 | 3.4888e-06 | 3.4921e-06 | 3.372e-06 | 3.5863e-06 | 3.3535e-06 | 3.4049e-06 | 4.6334e-06 | 2.739e-05 | 0.009836 | 1.3107e-05 | 9.6957e-06 | 1.1512e-05 | 1.0656e-05 | 1.0788e-05 | 9.8276e-06 | 1.1351e-05 | 1.978e-05 | 1.388e-05 | 1.5948e-05 | 6.5065e-06 | 5.7498e-06 | 4.1621e-06 | 3.3223e-06
TSO | - | 21 | 55 | 2025 | Winter | Qc_net, [MVAr] | 2 | 1 | 0.75896 | 0.75897 | 0.75897 | 0.75897 | 0.75897 | 0.75897 | 0.75896 | 0.75896 | 0.75895 | 0.75896 | 0.75895 | 0.75896 | 0.75896 | 0.75896 | 0.75896 | 0.75896 | 0.75897 | 0.75896 | 0.75897 | 0.75897 | 0.75897 | 0.75897 | 0.75897 | 0.75897
TSO | - | 22 | 68 | 2025 | Winter | Pc, [MW] | 2 | 1 | 6.4149 | 6.1975 | 5.8979 | 6.397 | 6.075 | 5.9919 | 6.7648 | 6.6289 | 6.416 | 6.9918 | 7.0407 | 6.9083 | 6.8468 | 6.9051 | 6.8894 | 6.2565 | 6.5073 | 6.8586 | 6.0948 | 6.6656 | 6.3179 | 5.8203 | 6.2738 | 6.3931
TSO | - | 22 | 68 | 2025 | Winter | Pc_flex, [MW] | 2 | 1 | 3.7946e-06 | 3.4344e-06 | 3.4441e-06 | 3.3329e-06 | 3.5449e-06 | 3.3403e-06 | 3.4383e-06 | 4.7489e-06 | 3.0807e-05 | 0.009835 | 1.3012e-05 | 9.6765e-06 | 1.1357e-05 | 1.0515e-05 | 1.0572e-05 | 9.556e-06 | 1.0886e-05 | 1.9853e-05 | 1.3702e-05 | 1.5895e-05 | 6.4334e-06 | 5.6337e-06 | 4.1007e-06 | 3.2783e-06
TSO | - | 22 | 68 | 2025 | Winter | Pc_net, [MW] | 2 | 1 | 6.4149 | 6.1975 | 5.8979 | 6.397 | 6.075 | 5.9919 | 6.7648 | 6.6289 | 6.416 | 6.982 | 7.0406 | 6.9083 | 6.8468 | 6.9051 | 6.8894 | 6.2565 | 6.5073 | 6.8586 | 6.0947 | 6.6656 | 6.3179 | 5.8203 | 6.2737 | 6.3931
TSO | - | 22 | 68 | 2025 | Winter | Qc, [MVAr] | 2 | 1 | 1.659 | 1.559 | 1.295 | 1.513 | 1.492 | 1.642 | 1.755 | 2.04 | 1.94 | 2.044 | 2.04 | 2.061 | 2.27 | 2.266 | 1.86 | 1.768 | 1.504 | 1.542 | 1.542 | 1.76 | 1.542 | 1.676 | 1.395 | 1.391
TSO | - | 22 | 68 | 2025 | Winter | Qc_flex, [MVAr] | 2 | 1 | 3.7946e-06 | 3.4344e-06 | 3.4441e-06 | 3.3329e-06 | 3.5449e-06 | 3.3403e-06 | 3.4383e-06 | 4.7489e-06 | 3.0807e-05 | 0.009835 | 1.3012e-05 | 9.6765e-06 | 1.1357e-05 | 1.0515e-05 | 1.0572e-05 | 9.556e-06 | 1.0886e-05 | 1.9853e-05 | 1.3702e-05 | 1.5895e-05 | 6.4334e-06 | 5.6337e-06 | 4.1007e-06 | 3.2783e-06
TSO | - | 22 | 68 | 2025 | Winter | Qc_net, [MVAr] | 2 | 1 | 1.659 | 1.559 | 1.295 | 1.513 | 1.492 | 1.642 | 1.755 | 2.04 | 1.94 | 2.044 | 2.04 | 2.061 | 2.27 | 2.266 | 1.86 | 1.768 | 1.504 | 1.542 | 1.542 | 1.76 | 1.542 | 1.676 | 1.395 | 1.391
TSO | - | 23 | 72 | 2025 | Winter | Pc, [MW] | 2 | 1 | 22.0693 | 13.0286 | 11.7204 | 11.9953 | 13.1512 | 13.4223 | 20.1106 | 29.1609 | 33.1451 | 37.915 | 31.1502 | 25.3219 | 27.025 | 29.4118 | 28.6778 | 28.1868 | 27.2191 | 35.8472 | 32.9625 | 34.3356 | 32.8323 | 30.3081 | 26.393 | 25.6059
TSO | - | 23 | 72 | 2025 | Winter | Pc_flex, [MW] | 2 | 1 | 4.028e-06 | 3.6266e-06 | 3.6135e-06 | 3.4751e-06 | 3.6965e-06 | 3.4461e-06 | 3.4221e-06 | 4.6339e-06 | 2.5391e-05 | 0.009833 | 1.3164e-05 | 9.5983e-06 | 1.1799e-05 | 1.0813e-05 | 1.1232e-05 | 1.037e-05 | 1.2382e-05 | 1.9557e-05 | 1.4018e-05 | 1.5988e-05 | 6.6567e-06 | 6.0121e-06 | 4.3269e-06 | 3.4293e-06
TSO | - | 23 | 72 | 2025 | Winter | Pc_net, [MW] | 2 | 1 | 22.0693 | 13.0286 | 11.7204 | 11.9953 | 13.1512 | 13.4223 | 20.1106 | 29.1609 | 33.1451 | 37.9052 | 31.1502 | 25.3219 | 27.025 | 29.4118 | 28.6778 | 28.1868 | 27.219 | 35.8472 | 32.9624 | 34.3356 | 32.8323 | 30.3081 | 26.393 | 25.6059
TSO | - | 23 | 72 | 2025 | Winter | Qc, [MVAr] | 2 | 1 | 9.6571 | 7.9501 | 7.5071 | 6.9121 | 7.0161 | 7.2951 | 2.9561 | 0.58709 | 0.41207 | 0.91209 | 5.7911 | 4.9571 | 3.0831 | 4.9051 | 6.9511 | 8.1081 | 7.2371 | 1.1091 | 2.3151 | 2.3061 | 2.6351 | 5.1311 | 8.0571 | 7.0041
TSO | - | 23 | 72 | 2025 | Winter | Qc_flex, [MVAr] | 2 | 1 | 4.028e-06 | 3.6266e-06 | 3.6135e-06 | 3.4751e-06 | 3.6965e-06 | 3.4461e-06 | 3.4221e-06 | 4.6339e-06 | 2.5391e-05 | 0.009833 | 1.3164e-05 | 9.5983e-06 | 1.1799e-05 | 1.0813e-05 | 1.1232e-05 | 1.037e-05 | 1.2382e-05 | 1.9557e-05 | 1.4018e-05 | 1.5988e-05 | 6.6567e-06 | 6.0121e-06 | 4.3269e-06 | 3.4293e-06
TSO | - | 23 | 72 | 2025 | Winter | Qc_net, [MVAr] | 2 | 1 | 9.6571 | 7.9501 | 7.5071 | 6.9121 | 7.0161 | 7.2951 | 2.9561 | 0.58709 | 0.41207 | 0.91209 | 5.7911 | 4.9571 | 3.0831 | 4.9051 | 6.9511 | 8.1081 | 7.2371 | 1.1091 | 2.3151 | 2.3061 | 2.6351 | 5.1311 | 8.0571 | 7.0041
TSO | - | 24 | 103 | 2025 | Winter | Pc, [MW] | 2 | 1 | 5.7635 | 1.6358 | 2.617 | -0.42176 | 0.010062 | 2.8588 | 8.4982 | 21.587 | 30.7375 | 34.7706 | 30.5659 | 28.3243 | 27.5062 | 24.8015 | 24.5862 | 17.3783 | 16.6534 | 23.1347 | 25.4858 | 22.7545 | 17.6331 | 18.7098 | 11.1637 | 6.4408
TSO | - | 24 | 103 | 2025 | Winter | Pc_flex, [MW] | 2 | 1 | 4.0041e-06 | 3.6071e-06 | 3.5968e-06 | 3.4601e-06 | 3.6807e-06 | 3.432e-06 | 3.4093e-06 | 4.6133e-06 | 2.5264e-05 | 0.0098346 | 1.309e-05 | 9.5578e-06 | 1.1712e-05 | 1.0738e-05 | 1.114e-05 | 1.0266e-05 | 1.2221e-05 | 1.9357e-05 | 1.3961e-05 | 1.592e-05 | 6.6221e-06 | 5.9751e-06 | 4.3018e-06 | 3.4124e-06
TSO | - | 24 | 103 | 2025 | Winter | Pc_net, [MW] | 2 | 1 | 5.7635 | 1.6358 | 2.617 | -0.42176 | 0.01006 | 2.8588 | 8.4982 | 21.587 | 30.7375 | 34.7608 | 30.5659 | 28.3243 | 27.5062 | 24.8015 | 24.5862 | 17.3783 | 16.6534 | 23.1347 | 25.4858 | 22.7545 | 17.6331 | 18.7098 | 11.1637 | 6.4408
TSO | - | 24 | 103 | 2025 | Winter | Qc, [MVAr] | 2 | 1 | -18.9666 | -22.3325 | -21.7375 | -21.4505 | -21.3585 | -21.0785 | -5.9417 | 4.3312 | 8.0891 | 11.975 | 7.6731 | 6.4961 | 6.7601 | 7.0721 | 3.6702 | -2.0168 | -3.7227 | 5.2681 | 7.5161 | 5.5771 | 4.0712 | 1.8302 | -5.8647 | -7.5996
TSO | - | 24 | 103 | 2025 | Winter | Qc_flex, [MVAr] | 2 | 1 | 4.0041e-06 | 3.6071e-06 | 3.5968e-06 | 3.4601e-06 | 3.6807e-06 | 3.432e-06 | 3.4093e-06 | 4.6133e-06 | 2.5264e-05 | 0.0098346 | 1.309e-05 | 9.5578e-06 | 1.1712e-05 | 1.0738e-05 | 1.114e-05 | 1.0266e-05 | 1.2221e-05 | 1.9357e-05 | 1.3961e-05 | 1.592e-05 | 6.6221e-06 | 5.9751e-06 | 4.3018e-06 | 3.4124e-06
TSO | - | 24 | 103 | 2025 | Winter | Qc_net, [MVAr] | 2 | 1 | -18.9666 | -22.3325 | -21.7375 | -21.4505 | -21.3585 | -21.0785 | -5.9417 | 4.3312 | 8.0891 | 11.975 | 7.6731 | 6.4961 | 6.7601 | 7.0721 | 3.6702 | -2.0168 | -3.7227 | 5.2681 | 7.5161 | 5.5771 | 4.0712 | 1.8302 | -5.8647 | -7.5996
TSO | - | ADN_19 | 19 | 2025 | Winter | Pc, [MW] | 2 | 1 | 12.4496 | 11.6497 | 11.3915 | 11.1212 | 10.8756 | 10.9492 | 18.9978 | 20.0135 | 17.0176 | 12.1269 | 19.6589 | 20.3485 | 20.1922 | 19.9785 | 18.0513 | 17.2447 | 15.571 | 17.9552 | 16.6243 | 14.9331 | 14.9288 | 12.1384 | 13.153 | 13.8272
TSO | - | ADN_19 | 19 | 2025 | Winter | Pc_flex, [MW] | 2 | 1 | 0.44043 | 0.41898 | 0.48731 | 0.5253 | 0.54674 | 0.5398 | 1.4214 | 0.66767 | 2.7173 | 0.49261 | 0.079043 | 0.59746 | 0.85902 | 0.5371 | 0.61611 | 1.3146 | 2.9496 | 1.1558 | 1.5171 | 2.4262 | 1.6491 | 0.52265 | 0.52562 | 0.5021
TSO | - | ADN_19 | 19 | 2025 | Winter | Pc_net, [MW] | 2 | 1 | 12.89 | 12.0686 | 11.8788 | 11.6465 | 11.4223 | 11.489 | 20.4192 | 20.6812 | 19.7349 | 12.6195 | 19.5799 | 20.946 | 21.0513 | 20.5156 | 18.6674 | 18.5593 | 12.6213 | 19.1109 | 18.1414 | 17.3593 | 13.2796 | 12.6611 | 13.6786 | 13.3251
TSO | - | ADN_19 | 19 | 2025 | Winter | Qc, [MVAr] | 2 | 1 | 0.47756 | 0.49812 | 0.47552 | 0.53471 | 0.21163 | 0.049226 | 2.9511 | 3.6984 | 4.5902 | 3.4781 | 5.5767 | 3.4489 | 4.2592 | 4.0724 | 2.9626 | 2.7175 | 2.1425 | 3.2721 | 2.6917 | 2.3516 | 2.1237 | 1.8384 | 1.4607 | 0.77539
TSO | - | ADN_19 | 19 | 2025 | Winter | Qc_flex, [MVAr] | 2 | 1 | 0.44043 | 0.41898 | 0.48731 | 0.5253 | 0.54674 | 0.5398 | 1.4214 | 0.66767 | 2.7173 | 0.49261 | 0.079043 | 0.59746 | 0.85902 | 0.5371 | 0.61611 | 1.3146 | 2.9496 | 1.1558 | 1.5171 | 2.4262 | 1.6491 | 0.52265 | 0.52562 | 0.5021
TSO | - | ADN_19 | 19 | 2025 | Winter | Qc_net, [MVAr] | 2 | 1 | 1.5111 | -0.33023 | -0.67497 | -0.72404 | -1.1158 | -1.0999 | 2.5966 | 2.5208 | 5.6086 | 3.4781 | 7.2878 | 3.2532 | 3.0805 | 2.662 | 4.2752 | 4.2254 | 2.278 | 4.5274 | 3.8173 | 3.9642 | 2.4132 | 2.2928 | 2.1989 | -0.30091
TSO | - | ADN_29 | 29 | 2025 | Winter | Pc, [MW] | 2 | 1 | 7.1015 | 6.6866 | 6.3734 | 6.3667 | 6.1501 | 6.1872 | 6.369 | 6.5159 | 6.7632 | 6.6633 | 6.7073 | 6.5174 | 6.8124 | 6.5867 | 6.4717 | 6.5889 | 6.8707 | 7.1508 | 7.0808 | 6.7609 | 6.7294 | 6.4436 | 6.5582 | 6.5991
TSO | - | ADN_29 | 29 | 2025 | Winter | Pc_flex, [MW] | 2 | 1 | 1.5909 | 1.6248 | 1.738 | 1.7088 | 1.8972 | 1.7333 | 1.2103 | 1.2209 | 5.2498e-05 | 0.3637 | 0.42304 | 0.058098 | 0.38012 | 0.263 | 1.0878 | 0.91922 | 1.4957 | 0.26211 | 1.095 | 0.1815 | 0.03504 | 0.0368 | 1.0552 | 0.90073
TSO | - | ADN_29 | 29 | 2025 | Winter | Pc_net, [MW] | 2 | 1 | 8.6924 | 8.3113 | 8.1114 | 8.0755 | 8.0472 | 7.9205 | 7.5793 | 7.7367 | 6.7632 | 6.2996 | 6.2843 | 6.4593 | 6.4323 | 6.3237 | 7.5595 | 7.5081 | 8.3664 | 6.8887 | 8.1757 | 6.9424 | 6.7645 | 6.4804 | 7.6133 | 7.4998
TSO | - | ADN_29 | 29 | 2025 | Winter | Qc, [MVAr] | 2 | 1 | 0.75466 | 0.66225 | 0.48615 | 0.39463 | 0.39957 | 0.42712 | 0.4283 | 0.8579 | 0.9565 | 0.88525 | 0.96151 | 0.70844 | 0.86721 | 0.8168 | 0.63159 | 0.70885 | 0.84131 | 1.0699 | 0.89406 | 0.78961 | 0.7382 | 0.68843 | 0.60704 | 0.56873
TSO | - | ADN_29 | 29 | 2025 | Winter | Qc_flex, [MVAr] | 2 | 1 | 1.5909 | 1.6248 | 1.738 | 1.7088 | 1.8972 | 1.7333 | 1.2103 | 1.2209 | 5.2498e-05 | 0.3637 | 0.42304 | 0.058098 | 0.38012 | 0.263 | 1.0878 | 0.91922 | 1.4957 | 0.26211 | 1.095 | 0.1815 | 0.03504 | 0.0368 | 1.0552 | 0.90073
TSO | - | ADN_29 | 29 | 2025 | Winter | Qc_net, [MVAr] | 2 | 1 | 1.1082 | 0.94401 | 0.86704 | 0.86584 | 0.89568 | 0.86713 | 0.76145 | 1.2861 | 0.5612 | 0.40971 | 0.46634 | 0.36765 | 0.45623 | 0.4046 | 0.9619 | 1.0512 | 0.77997 | 0.73961 | 0.77511 | 0.5394 | 0.45764 | 0.63217 | 0.69056 | 0.67765
TSO | - | ADN_1 | 1 | 2025 | Winter | Pc, [MW] | 2 | 2 | 25.828 | 23.2411 | 22.162 | 22.004 | 21.9312 | 23.538 | 28.5827 | 30.0965 | 32.2778 | 34.9763 | 36.1201 | 37.6326 | 35.9305 | 34.1338 | 32.0188 | 31.333 | 31.7744 | 35.546 | 35.0187 | 34.2481 | 33.5762 | 30.9065 | 29.7361 | 27.6412
TSO | - | ADN_1 | 1 | 2025 | Winter | Pc_flex, [MW] | 2 | 2 | 0.38726 | 6.6853e-06 | 8.9361e-06 | 9.2853e-06 | 1.1056e-05 | 8.6203e-06 | 1.8008 | 2.5391 | 0.78517 | 1.3329 | 0.1622 | 0.44177 | 1.6705 | 0.26682 | 0.24953 | 0.42567 | 5.8911e-06 | 0.92875 | 0.66177 | 0.97552 | 0.87588 | 0.53048 | 0.60253 | 1.0247
TSO | - | ADN_1 | 1 | 2025 | Winter | Pc_net, [MW] | 2 | 2 | 26.2153 | 23.2411 | 22.162 | 22.004 | 21.9312 | 23.538 | 30.3835 | 32.6355 | 33.063 | 36.3092 | 36.2823 | 37.1908 | 34.26 | 34.4006 | 32.2683 | 31.7587 | 31.7744 | 34.6172 | 34.3569 | 33.2726 | 32.7003 | 30.376 | 29.1336 | 26.6165
TSO | - | ADN_1 | 1 | 2025 | Winter | Qc, [MVAr] | 2 | 2 | -4.2018 | -4.7992 | -5.042 | -4.9802 | -5.0769 | -4.4987 | -2.8612 | -2.1361 | -1.4062 | -0.28379 | -0.045947 | 0.4551 | -0.2596 | -1.1452 | -2.3567 | -2.3235 | -2.0054 | -0.54896 | -0.96601 | -1.4633 | -1.8608 | -2.5641 | -3.2412 | -3.656
TSO | - | ADN_1 | 1 | 2025 | Winter | Qc_flex, [MVAr] | 2 | 2 | 0.38726 | 6.6853e-06 | 8.9361e-06 | 9.2853e-06 | 1.1056e-05 | 8.6203e-06 | 1.8008 | 2.5391 | 0.78517 | 1.3329 | 0.1622 | 0.44177 | 1.6705 | 0.26682 | 0.24953 | 0.42567 | 5.8911e-06 | 0.92875 | 0.66177 | 0.97552 | 0.87588 | 0.53048 | 0.60253 | 1.0247
TSO | - | ADN_1 | 1 | 2025 | Winter | Qc_net, [MVAr] | 2 | 2 | -4.0273 | -5.2 | -4.8996 | -4.5569 | -4.6221 | -4.4987 | -2.8612 | -2.207 | -1.4062 | -0.56849 | -0.60679 | -0.09201 | -0.5501 | -1.1155 | -2.3567 | -2.1384 | -2.0157 | -1.0044 | -1.2347 | -0.95729 | -1.8608 | -2.2779 | -3.2412 | -3.656
TSO | - | 2 | 2 | 2025 | Winter | Pc, [MW] | 2 | 2 | 21.5772 | 20.4452 | 19.2015 | 18.9334 | 18.6259 | 19.9031 | 23.8074 | 26.2197 | 28.4612 | 28.9765 | 27.993 | 28.2124 | 28.4195 | 28.4857 | 27.0037 | 26.2445 | 26.7585 | 30.284 | 29.6163 | 28.7818 | 28.5886 | 26.5222 | 25.1507 | 23.5372
TSO | - | 2 | 2 | 2025 | Winter | Pc_flex, [MW] | 2 | 2 | 3.7836e-06 | 3.4229e-06 | 3.4374e-06 | 3.3273e-06 | 3.5392e-06 | 3.3127e-06 | 3.4093e-06 | 4.677e-06 | 3.0923e-05 | 0.0098349 | 1.3385e-05 | 9.8148e-06 | 1.1461e-05 | 1.0599e-05 | 1.0615e-05 | 9.5766e-06 | 1.0681e-05 | 2.0157e-05 | 1.3561e-05 | 1.5638e-05 | 6.3239e-06 | 5.5508e-06 | 4.0525e-06 | 3.2575e-06
TSO | - | 2 | 2 | 2025 | Winter | Pc_net, [MW] | 2 | 2 | 21.5772 | 20.4452 | 19.2015 | 18.9334 | 18.6259 | 19.9031 | 23.8074 | 26.2197 | 28.4612 | 28.9667 | 27.993 | 28.2124 | 28.4195 | 28.4857 | 27.0037 | 26.2445 | 26.7585 | 30.284 | 29.6162 | 28.7817 | 28.5886 | 26.5222 | 25.1507 | 23.5372
TSO | - | 2 | 2 | 2025 | Winter | Qc, [MVAr] | 2 | 2 | -3.471 | -3.773 | -4.064 | -4.034 | -4.176 | -3.717 | -2.768 | -1.139 | -0.33503 | -0.051022 | -0.47003 | -0.34602 | -0.47903 | -0.48302 | -1.222 | -1.761 | -1.566 | -0.53402 | -0.77702 | -0.97702 | -1.535 | -1.993 | -2.674 | -3.01
TSO | - | 2 | 2 | 2025 | Winter | Qc_flex, [MVAr] | 2 | 2 | 3.7836e-06 | 3.4229e-06 | 3.4374e-06 | 3.3273e-06 | 3.5392e-06 | 3.3127e-06 | 3.4093e-06 | 4.677e-06 | 3.0923e-05 | 0.0098349 | 1.3385e-05 | 9.8148e-06 | 1.1461e-05 | 1.0599e-05 | 1.0615e-05 | 9.5766e-06 | 1.0681e-05 | 2.0157e-05 | 1.3561e-05 | 1.5638e-05 | 6.3239e-06 | 5.5508e-06 | 4.0525e-06 | 3.2575e-06
TSO | - | 2 | 2 | 2025 | Winter | Qc_net, [MVAr] | 2 | 2 | -3.471 | -3.773 | -4.064 | -4.034 | -4.176 | -3.717 | -2.768 | -1.139 | -0.33503 | -0.051021 | -0.47003 | -0.34602 | -0.47902 | -0.48302 | -1.222 | -1.761 | -1.566 | -0.53402 | -0.77702 | -0.97702 | -1.535 | -1.993 | -2.674 | -3.01
TSO | - | 3 | 3 | 2025 | Winter | Pc, [MW] | 2 | 2 | 23.5202 | 22.2537 | 20.1014 | 21.1692 | 20.5027 | 20.8419 | 30.4018 | 31.1842 | 34.0816 | 34.2984 | 32.1729 | 35.2591 | 33.5559 | 32.0858 | 31.2452 | 29.2669 | 28.6544 | 31.124 | 30.4457 | 30.604 | 30.1472 | 26.9475 | 25.1543 | 25.0314
TSO | - | 3 | 3 | 2025 | Winter | Pc_flex, [MW] | 2 | 2 | 3.8879e-06 | 3.5185e-06 | 3.5161e-06 | 3.394e-06 | 3.6096e-06 | 3.3701e-06 | 3.4707e-06 | 4.6445e-06 | 2.5954e-05 | 0.0098357 | 1.3279e-05 | 1.0179e-05 | 1.1649e-05 | 1.1058e-05 | 1.0997e-05 | 9.9032e-06 | 1.1574e-05 | 1.9909e-05 | 1.3649e-05 | 1.5453e-05 | 6.4888e-06 | 5.7572e-06 | 4.1828e-06 | 3.3643e-06
TSO | - | 3 | 3 | 2025 | Winter | Pc_net, [MW] | 2 | 2 | 23.5202 | 22.2537 | 20.1014 | 21.1692 | 20.5027 | 20.8419 | 30.4018 | 31.1841 | 34.0816 | 34.2886 | 32.1729 | 35.259 | 33.5559 | 32.0858 | 31.2452 | 29.2669 | 28.6544 | 31.124 | 30.4457 | 30.604 | 30.1471 | 26.9475 | 25.1543 | 25.0314
TSO | - | 3 | 3 | 2025 | Winter | Qc, [MVAr] | 2 | 2 | 3.6261 | 4.4921 | 4.4921 | 4.4921 | 4.4921 | 3.6391 | 1.6501 | 0.21208 | -1.2449 | -1.2449 | -0.10791 | -1.2979 | -1.2979 | -1.0049 | -0.12591 | 0.7531 | 1.0461 | 1.0461 | 1.0461 | 1.0462 | 1.0461 | 2.1831 | 3.3371 | 3.3371
TSO | - | 3 | 3 | 2025 | Winter | Qc_flex, [MVAr] | 2 | 2 | 3.8879e-06 | 3.5185e-06 | 3.5161e-06 | 3.394e-06 | 3.6096e-06 | 3.3701e-06 | 3.4707e-06 | 4.6445e-06 | 2.5954e-05 | 0.0098357 | 1.3279e-05 | 1.0179e-05 | 1.1649e-05 | 1.1058e-05 | 1.0997e-05 | 9.9032e-06 | 1.1574e-05 | 1.9909e-05 | 1.3649e-05 | 1.5453e-05 | 6.4888e-06 | 5.7572e-06 | 4.1828e-06 | 3.3643e-06
TSO | - | 3 | 3 | 2025 | Winter | Qc_net, [MVAr] | 2 | 2 | 3.6261 | 4.4921 | 4.4921 | 4.4921 | 4.4921 | 3.6391 | 1.6501 | 0.21208 | -1.2449 | -1.2449 | -0.10791 | -1.2979 | -1.2979 | -1.0049 | -0.12591 | 0.7531 | 1.0461 | 1.0461 | 1.0461 | 1.0462 | 1.0461 | 2.1831 | 3.3371 | 3.3371
TSO | - | 4 | 4 | 2025 | Winter | Pc, [MW] | 2 | 2 | 71.8387 | 64.7824 | 60.5022 | 59.4003 | 60.1306 | 63.2207 | 76.3902 | 78.1771 | 82.506 | 85.8074 | 85.8763 | 85.2406 | 85.5086 | 85.4697 | 83.1115 | 81.6121 | 82.6936 | 95.5804 | 95.5454 | 95.3306 | 93.4922 | 88.29 | 86.7458 | 79.1818
TSO | - | 4 | 4 | 2025 | Winter | Pc_flex, [MW] | 2 | 2 | 4.0125e-06 | 3.6139e-06 | 3.6023e-06 | 3.465e-06 | 3.6859e-06 | 3.4366e-06 | 3.414e-06 | 4.6185e-06 | 2.5277e-05 | 0.009834 | 1.3111e-05 | 9.5709e-06 | 1.1737e-05 | 1.0761e-05 | 1.1167e-05 | 1.0299e-05 | 1.2277e-05 | 1.9444e-05 | 1.3999e-05 | 1.5976e-05 | 6.6386e-06 | 5.989e-06 | 4.3116e-06 | 3.4185e-06
TSO | - | 4 | 4 | 2025 | Winter | Pc_net, [MW] | 2 | 2 | 71.8387 | 64.7824 | 60.5022 | 59.4003 | 60.1306 | 63.2207 | 76.3902 | 78.1771 | 82.506 | 85.7976 | 85.8763 | 85.2406 | 85.5086 | 85.4697 | 83.1115 | 81.6121 | 82.6936 | 95.5803 | 95.5454 | 95.3306 | 93.4922 | 88.29 | 86.7458 | 79.1818
TSO | - | 4 | 4 | 2025 | Winter | Qc, [MVAr] | 2 | 2 | 7.6793 | 5.9243 | 5.0713 | 4.9623 | 5.6403 | 7.0033 | 10.8652 | 13.2631 | 15.324 | 16.875 | 17.018 | 16.7121 | 16.783 | 16.6121 | 14.9861 | 14.2391 | 14.6932 | 20.027 | 19.998 | 19.388 | 17.9451 | 15.9591 | 13.0162 | 9.9862
TSO | - | 4 | 4 | 2025 | Winter | Qc_flex, [MVAr] | 2 | 2 | 4.0125e-06 | 3.6139e-06 | 3.6023e-06 | 3.465e-06 | 3.6859e-06 | 3.4366e-06 | 3.414e-06 | 4.6185e-06 | 2.5277e-05 | 0.009834 | 1.3111e-05 | 9.5709e-06 | 1.1737e-05 | 1.0761e-05 | 1.1167e-05 | 1.0299e-05 | 1.2277e-05 | 1.9444e-05 | 1.3999e-05 | 1.5976e-05 | 6.6386e-06 | 5.989e-06 | 4.3116e-06 | 3.4185e-06
TSO | - | 4 | 4 | 2025 | Winter | Qc_net, [MVAr] | 2 | 2 | 7.6793 | 5.9243 | 5.0713 | 4.9623 | 5.6403 | 7.0033 | 10.8652 | 13.2631 | 15.324 | 16.875 | 17.018 | 16.7121 | 16.783 | 16.6121 | 14.9861 | 14.2391 | 14.6932 | 20.027 | 19.998 | 19.388 | 17.9451 | 15.9591 | 13.0162 | 9.9862
TSO | - | 5 | 5 | 2025 | Winter | Pc, [MW] | 2 | 2 | -5.6771 | -6.4227 | -7.313 | -7.3077 | -7.2485 | 9.0742 | 10.9119 | 12.0132 | 5.573 | -1.8724 | -2.812 | -2.8823 | -2.5661 | -3.385 | -3.1479 | -4.1921 | -4.4408 | -2.1573 | -2.6262 | -2.4895 | -2.367 | -2.5716 | -2.2146 | -3.9936
TSO | - | 5 | 5 | 2025 | Winter | Pc_flex, [MW] | 2 | 2 | 3.7966e-06 | 3.436e-06 | 3.4456e-06 | 3.334e-06 | 3.5462e-06 | 3.3417e-06 | 3.4397e-06 | 4.7508e-06 | 3.0827e-05 | 0.0098348 | 1.3022e-05 | 9.6852e-06 | 1.137e-05 | 1.0527e-05 | 1.0584e-05 | 9.5683e-06 | 1.0901e-05 | 1.9872e-05 | 1.3716e-05 | 1.5893e-05 | 6.4361e-06 | 5.6385e-06 | 4.1031e-06 | 3.2799e-06
TSO | - | 5 | 5 | 2025 | Winter | Pc_net, [MW] | 2 | 2 | -5.6771 | -6.4227 | -7.313 | -7.3077 | -7.2485 | 9.0742 | 10.9119 | 12.0132 | 5.5729 | -1.8822 | -2.8121 | -2.8823 | -2.5661 | -3.385 | -3.1479 | -4.1921 | -4.4408 | -2.1573 | -2.6263 | -2.4895 | -2.367 | -2.5716 | -2.2146 | -3.9936
TSO | - | 5 | 5 | 2025 | Winter | Qc, [MVAr] | 2 | 2 | 0.36197 | 0.024974 | -0.45703 | -0.70003 | -0.52403 | 0.60997 | 1.846 | 2.1 | 1.675 | 0.92897 | 0.26696 | 0.31597 | 0.49796 | 0.24897 | 0.42397 | 0.30397 | 0.29697 | 0.34997 | 0.35997 | 0.44597 | 0.47697 | 0.56297 | 0.49497 | -0.057025
TSO | - | 5 | 5 | 2025 | Winter | Qc_flex, [MVAr] | 2 | 2 | 3.7966e-06 | 3.436e-06 | 3.4456e-06 | 3.334e-06 | 3.5462e-06 | 3.3417e-06 | 3.4397e-06 | 4.7508e-06 | 3.0827e-05 | 0.0098348 | 1.3022e-05 | 9.6852e-06 | 1.137e-05 | 1.0527e-05 | 1.0584e-05 | 9.5683e-06 | 1.0901e-05 | 1.9872e-05 | 1.3716e-05 | 1.5893e-05 | 6.4361e-06 | 5.6385e-06 | 4.1031e-06 | 3.2799e-06
TSO | - | 5 | 5 | 2025 | Winter | Qc_net, [MVAr] | 2 | 2 | 0.36197 | 0.024975 | -0.45703 | -0.70003 | -0.52403 | 0.60997 | 1.846 | 2.1 | 1.675 | 0.92897 | 0.26696 | 0.31597 | 0.49797 | 0.24897 | 0.42397 | 0.30397 | 0.29697 | 0.34997 | 0.35997 | 0.44597 | 0.47698 | 0.56297 | 0.49497 | -0.057025
TSO | - | 6 | 8 | 2025 | Winter | Pc, [MW] | 2 | 2 | -0.00099953 | -0.00099947 | -0.0009994 | -0.00099938 | -0.00099936 | -0.00099939 | -0.00099952 | -0.00099969 | -0.00099987 | -0.00099985 | -0.00099968 | -0.00099959 | -0.00099955 | -0.00099953 | -0.00099949 | -0.0009995 | -0.00099962 | -0.00099975 | -0.00099984 | -0.00099992 | -0.00099987 | -0.00099975 | -0.00099966 | -0.00099953
TSO | - | 6 | 8 | 2025 | Winter | Pc_flex, [MW] | 2 | 2 | 0 | 0 | 0 | 0 | 0 | 0 | 0 | 0 | 0 | 0 | 0 | 0 | 0 | 0 | 0 | 0 | 0 | 0 | 0 | 0 | 0 | 0 | 0 | 0
TSO | - | 6 | 8 | 2025 | Winter | Pc_net, [MW] | 2 | 2 | -0.00099953 | -0.00099947 | -0.0009994 | -0.00099938 | -0.00099936 | -0.00099939 | -0.00099952 | -0.00099969 | -0.00099987 | -0.00099985 | -0.00099968 | -0.00099959 | -0.00099955 | -0.00099953 | -0.00099949 | -0.0009995 | -0.00099962 | -0.00099975 | -0.00099984 | -0.00099992 | -0.00099987 | -0.00099975 | -0.00099966 | -0.00099953
TSO | - | 6 | 8 | 2025 | Winter | Qc, [MVAr] | 2 | 2 | 99.039 | 99.395 | 99.829 | 99.799 | 99.357 | 98.572 | 96.285 | 94.515 | 93.778 | 71.175 | 48.871 | 48.582 | 48.893 | 49.122 | 49.399 | 74.462 | 95.005 | 93.394 | 93.521 | 93.758 | 94.708 | 95.475 | 96.586 | 97.918
TSO | - | 6 | 8 | 2025 | Winter | Qc_flex, [MVAr] | 2 | 2 | 0 | 0 | 0 | 0 | 0 | 0 | 0 | 0 | 0 | 0 | 0 | 0 | 0 | 0 | 0 | 0 | 0 | 0 | 0 | 0 | 0 | 0 | 0 | 0
TSO | - | 6 | 8 | 2025 | Winter | Qc_net, [MVAr] | 2 | 2 | 99.039 | 99.395 | 99.829 | 99.799 | 99.357 | 98.572 | 96.285 | 94.515 | 93.778 | 71.175 | 48.871 | 48.582 | 48.893 | 49.122 | 49.399 | 74.462 | 95.005 | 93.394 | 93.521 | 93.758 | 94.708 | 95.475 | 96.586 | 97.918
TSO | - | 7 | 9 | 2025 | Winter | Pc, [MW] | 2 | 2 | 29.0063 | 30.7447 | 31.6893 | 35.1146 | 36.4167 | 22.9908 | 9.4402 | -19.4217 | -33.5329 | -24.0388 | -11.251 | -8.3492 | -18.387 | -6.4522 | -7.535 | -9.5237 | -13.952 | -20.3245 | -22.2844 | -24.3253 | -23.9776 | -13.7048 | 7.8994 | 25.8432
TSO | - | 7 | 9 | 2025 | Winter | Pc_flex, [MW] | 2 | 2 | 4.0155e-06 | 3.6166e-06 | 3.6027e-06 | 3.4666e-06 | 3.6873e-06 | 3.4371e-06 | 3.5272e-06 | 4.6668e-06 | 2.5315e-05 | 0.0098303 | 1.3709e-05 | 1.0402e-05 | 1.1907e-05 | 1.1421e-05 | 1.1411e-05 | 1.0303e-05 | 1.2247e-05 | 2.0362e-05 | 1.3941e-05 | 1.5836e-05 | 6.6153e-06 | 5.9613e-06 | 4.3123e-06 | 3.455e-06
TSO | - | 7 | 9 | 2025 | Winter | Pc_net, [MW] | 2 | 2 | 29.0063 | 30.7447 | 31.6893 | 35.1146 | 36.4167 | 22.9908 | 9.4402 | -19.4217 | -33.5329 | -24.0486 | -11.251 | -8.3492 | -18.387 | -6.4522 | -7.535 | -9.5237 | -13.952 | -20.3245 | -22.2845 | -24.3253 | -23.9776 | -13.7048 | 7.8994 | 25.8432
TSO | - | 7 | 9 | 2025 | Winter | Qc, [MVAr] | 2 | 2 | 13.2203 | 12.9593 | 13.3112 | 12.9992 | 11.5202 | 10.0372 | 4.3053 | 2.6793 | 5.1743 | 3.1713 | 2.1843 | -2.9297 | 2.2153 | 3.6353 | 5.7043 | 7.3773 | 7.9082 | 4.6713 | 4.5804 | 6.2624 | 8.7234 | 10.5463 | 10.6573 | 11.1402
TSO | - | 7 | 9 | 2025 | Winter | Qc_flex, [MVAr] | 2 | 2 | 4.0155e-06 | 3.6166e-06 | 3.6027e-06 | 3.4666e-06 | 3.6873e-06 | 3.4371e-06 | 3.5272e-06 | 4.6668e-06 | 2.5315e-05 | 0.0098303 | 1.3709e-05 | 1.0402e-05 | 1.1907e-05 | 1.1421e-05 | 1.1411e-05 | 1.0303e-05 | 1.2247e-05 | 2.0362e-05 | 1.3941e-05 | 1.5836e-05 | 6.6153e-06 | 5.9613e-06 | 4.3123e-06 | 3.455e-06
TSO | - | 7 | 9 | 2025 | Winter | Qc_net, [MVAr] | 2 | 2 | 13.2203 | 12.9593 | 13.3112 | 12.9992 | 11.5202 | 10.0372 | 4.3053 | 2.6793 | 5.1743 | 3.1713 | 2.1843 | -2.9297 | 2.2153 | 3.6353 | 5.7043 | 7.3773 | 7.9082 | 4.6713 | 4.5804 | 6.2624 | 8.7234 | 10.5463 | 10.6573 | 11.1402
TSO | - | 8 | 10 | 2025 | Winter | Pc, [MW] | 2 | 2 | 32.8185 | 30.8142 | 29.0772 | 28.3333 | 27.1929 | 28.0455 | 34.8649 | 35.98 | 42.7249 | 46.1984 | 45.8668 | 46.8162 | 45.6578 | 45.6031 | 45.2732 | 43.6604 | 42.9629 | 49.0335 | 41.9246 | 41.2662 | 41.8587 | 39.3903 | 37.3483 | 34.3045
TSO | - | 8 | 10 | 2025 | Winter | Pc_flex, [MW] | 2 | 2 | 3.972e-06 | 3.5821e-06 | 3.5729e-06 | 3.4398e-06 | 3.6575e-06 | 3.4095e-06 | 3.4265e-06 | 4.5786e-06 | 2.4846e-05 | 0.0098351 | 1.3199e-05 | 9.8014e-06 | 1.1659e-05 | 1.0883e-05 | 1.1125e-05 | 1.0174e-05 | 1.2098e-05 | 1.9842e-05 | 1.3775e-05 | 1.5717e-05 | 6.5909e-06 | 5.915e-06 | 4.2694e-06 | 3.4027e-06
TSO | - | 8 | 10 | 2025 | Winter | Pc_net, [MW] | 2 | 2 | 32.8185 | 30.8142 | 29.0772 | 28.3333 | 27.1929 | 28.0455 | 34.8649 | 35.98 | 42.7248 | 46.1886 | 45.8668 | 46.8162 | 45.6578 | 45.6031 | 45.2732 | 43.6604 | 42.9629 | 49.0335 | 41.9246 | 41.2662 | 41.8587 | 39.3903 | 37.3483 | 34.3045
TSO | - | 8 | 10 | 2025 | Winter | Qc, [MVAr] | 2 | 2 | -14.826 | -15.959 | -16.09 | -16.129 | -15.946 | -15.26 | -8.791 | -2.706 | 0.089 | 1.291 | 0.068 | -0.573 | -1.155 | -0.886 | -3.119 | -5.676 | -5.72 | -0.658 | -0.919 | -1.194 | -2.773 | -5.639 | -8.563 | -10.388
TSO | - | 8 | 10 | 2025 | Winter | Qc_flex, [MVAr] | 2 | 2 | 3.972e-06 | 3.5821e-06 | 3.5729e-06 | 3.4398e-06 | 3.6575e-06 | 3.4095e-06 | 3.4265e-06 | 4.5786e-06 | 2.4846e-05 | 0.0098351 | 1.3199e-05 | 9.8014e-06 | 1.1659e-05 | 1.0883e-05 | 1.1125e-05 | 1.0174e-05 | 1.2098e-05 | 1.9842e-05 | 1.3775e-05 | 1.5717e-05 | 6.5909e-06 | 5.915e-06 | 4.2694e-06 | 3.4027e-06
TSO | - | 8 | 10 | 2025 | Winter | Qc_net, [MVAr] | 2 | 2 | -14.826 | -15.959 | -16.09 | -16.129 | -15.946 | -15.26 | -8.791 | -2.706 | 0.089 | 1.291 | 0.068 | -0.573 | -1.155 | -0.886 | -3.119 | -5.676 | -5.72 | -0.658 | -0.919 | -1.194 | -2.773 | -5.639 | -8.563 | -10.388
TSO | - | 9 | 12 | 2025 | Winter | Pc, [MW] | 2 | 2 | 204.2589 | 184.2418 | 173.0023 | 168.0243 | 160.2705 | 175.1478 | 237.7203 | 260.9052 | 281.021 | 279.7307 | 292.4328 | 300.5154 | 290.2048 | 291.2075 | 273.6211 | 264.2156 | 267.8424 | 320.6796 | 313.5058 | 310.806 | 312.6333 | 291.7967 | 274.312 | 243.1816
TSO | - | 9 | 12 | 2025 | Winter | Pc_flex, [MW] | 2 | 2 | 4.0252e-06 | 3.6248e-06 | 3.6115e-06 | 3.473e-06 | 3.6935e-06 | 3.4433e-06 | 3.4183e-06 | 4.6298e-06 | 2.5426e-05 | 0.0098325 | 1.3167e-05 | 9.6011e-06 | 1.18e-05 | 1.0807e-05 | 1.1217e-05 | 1.0365e-05 | 1.2411e-05 | 1.9699e-05 | 1.414e-05 | 1.618e-05 | 6.6996e-06 | 6.0341e-06 | 4.3347e-06 | 3.4299e-06
TSO | - | 9 | 12 | 2025 | Winter | Pc_net, [MW] | 2 | 2 | 204.2588 | 184.2418 | 173.0023 | 168.0243 | 160.2705 | 175.1478 | 237.7203 | 260.9052 | 281.0209 | 279.7208 | 292.4327 | 300.5154 | 290.2048 | 291.2075 | 273.6211 | 264.2156 | 267.8424 | 320.6796 | 313.5058 | 310.806 | 312.6333 | 291.7967 | 274.312 | 243.1816
TSO | - | 9 | 12 | 2025 | Winter | Qc, [MVAr] | 2 | 2 | -32.1709 | -37.0979 | -35.1369 | -36.3799 | -36.4009 | -35.7149 | -15.906 | -0.64399 | 5.561 | 12.935 | 16.145 | 15.049 | 18.81 | 13.537 | 12.872 | 2.959 | 0.87301 | 20.45 | 21.344 | 22.629 | 12.316 | 0.92602 | -6.541 | -10.465
TSO | - | 9 | 12 | 2025 | Winter | Qc_flex, [MVAr] | 2 | 2 | 4.0252e-06 | 3.6248e-06 | 3.6115e-06 | 3.473e-06 | 3.6935e-06 | 3.4433e-06 | 3.4183e-06 | 4.6298e-06 | 2.5426e-05 | 0.0098325 | 1.3167e-05 | 9.6011e-06 | 1.18e-05 | 1.0807e-05 | 1.1217e-05 | 1.0365e-05 | 1.2411e-05 | 1.9699e-05 | 1.414e-05 | 1.618e-05 | 6.6996e-06 | 6.0341e-06 | 4.3347e-06 | 3.4299e-06
TSO | - | 9 | 12 | 2025 | Winter | Qc_net, [MVAr] | 2 | 2 | -32.1709 | -37.0979 | -35.1369 | -36.3799 | -36.4009 | -35.7149 | -15.906 | -0.64399 | 5.561 | 12.935 | 16.145 | 15.049 | 18.81 | 13.537 | 12.872 | 2.959 | 0.87301 | 20.45 | 21.344 | 22.629 | 12.316 | 0.92602 | -6.541 | -10.465
TSO | - | 10 | 15 | 2025 | Winter | Pc, [MW] | 2 | 2 | 4.3584 | 4.2973 | 4.0705 | 4.0818 | 3.96 | 4.1087 | 5.1958 | 5.4289 | 5.8097 | 6.0848 | 5.6351 | 5.8341 | 5.8046 | 5.6981 | 5.4358 | 5.1047 | 5.0224 | 5.8029 | 5.7114 | 5.7883 | 5.6716 | 5.4392 | 5.1672 | 4.7326
TSO | - | 10 | 15 | 2025 | Winter | Pc_flex, [MW] | 2 | 2 | 4.0314e-06 | 3.6301e-06 | 3.6167e-06 | 3.4777e-06 | 3.6995e-06 | 3.4488e-06 | 3.4261e-06 | 4.6355e-06 | 2.5375e-05 | 0.009833 | 1.3189e-05 | 9.6219e-06 | 1.1821e-05 | 1.0834e-05 | 1.1255e-05 | 1.0384e-05 | 1.2391e-05 | 1.952e-05 | 1.3985e-05 | 1.5917e-05 | 6.6412e-06 | 6.0062e-06 | 4.3264e-06 | 3.4306e-06
TSO | - | 10 | 15 | 2025 | Winter | Pc_net, [MW] | 2 | 2 | 4.3584 | 4.2973 | 4.0705 | 4.0818 | 3.96 | 4.1087 | 5.1958 | 5.4289 | 5.8096 | 6.075 | 5.6351 | 5.8341 | 5.8046 | 5.6981 | 5.4358 | 5.1047 | 5.0223 | 5.8029 | 5.7114 | 5.7883 | 5.6716 | 5.4392 | 5.1672 | 4.7326
TSO | - | 10 | 15 | 2025 | Winter | Qc, [MVAr] | 2 | 2 | -3.4099 | -3.4099 | -3.4099 | -3.4099 | -3.4099 | -3.4099 | -3.296 | -3.012 | -2.898 | -2.727 | -2.784 | -2.727 | -2.784 | -2.955 | -2.955 | -2.955 | -3.125 | -3.181 | -3.181 | -3.181 | -3.181 | -3.245 | -3.435 | -3.4349
TSO | - | 10 | 15 | 2025 | Winter | Qc_flex, [MVAr] | 2 | 2 | 4.0314e-06 | 3.6301e-06 | 3.6167e-06 | 3.4777e-06 | 3.6995e-06 | 3.4488e-06 | 3.4261e-06 | 4.6355e-06 | 2.5375e-05 | 0.009833 | 1.3189e-05 | 9.6219e-06 | 1.1821e-05 | 1.0834e-05 | 1.1255e-05 | 1.0384e-05 | 1.2391e-05 | 1.952e-05 | 1.3985e-05 | 1.5917e-05 | 6.6412e-06 | 6.0062e-06 | 4.3264e-06 | 3.4306e-06
TSO | - | 10 | 15 | 2025 | Winter | Qc_net, [MVAr] | 2 | 2 | -3.4099 | -3.4099 | -3.4099 | -3.4099 | -3.4099 | -3.4099 | -3.296 | -3.012 | -2.898 | -2.727 | -2.784 | -2.727 | -2.784 | -2.955 | -2.955 | -2.955 | -3.125 | -3.181 | -3.181 | -3.181 | -3.181 | -3.245 | -3.435 | -3.4349
TSO | - | 11 | 16 | 2025 | Winter | Pc, [MW] | 2 | 2 | 31.9461 | 31.326 | 30.5081 | 30.4168 | 30.8335 | 34.0749 | 45.5344 | 49.1846 | 50.7318 | 47.7671 | 47.8828 | 48.149 | 45.7269 | 46.8773 | 44.1179 | 43.4717 | 43.4027 | 46.9644 | 45.2162 | 43.88 | 43.3307 | 38.3143 | 37.0698 | 33.6633
TSO | - | 11 | 16 | 2025 | Winter | Pc_flex, [MW] | 2 | 2 | 3.923e-06 | 3.5461e-06 | 3.5408e-06 | 3.4141e-06 | 3.6315e-06 | 3.3898e-06 | 3.4875e-06 | 4.6526e-06 | 2.5907e-05 | 0.009834 | 1.3406e-05 | 1.0216e-05 | 1.1658e-05 | 1.1139e-05 | 1.1081e-05 | 1.0005e-05 | 1.179e-05 | 2.0084e-05 | 1.3769e-05 | 1.5642e-05 | 6.5398e-06 | 5.8176e-06 | 4.2211e-06 | 3.3892e-06
TSO | - | 11 | 16 | 2025 | Winter | Pc_net, [MW] | 2 | 2 | 31.9461 | 31.326 | 30.5081 | 30.4168 | 30.8335 | 34.0749 | 45.5344 | 49.1846 | 50.7318 | 47.7572 | 47.8828 | 48.149 | 45.7269 | 46.8773 | 44.1179 | 43.4717 | 43.4027 | 46.9644 | 45.2162 | 43.88 | 43.3307 | 38.3143 | 37.0698 | 33.6633
TSO | - | 11 | 16 | 2025 | Winter | Qc, [MVAr] | 2 | 2 | 2.1262 | -1.2978 | -2.0778 | -0.91186 | -1.4899 | -0.24286 | 4.0581 | 7.2981 | 8.2621 | 6.8641 | 6.9741 | 7.0461 | 6.0671 | 5.9401 | 4.1801 | 3.9851 | 3.4841 | 4.9241 | 4.5482 | 3.8552 | 3.4062 | 1.9132 | 0.61316 | -0.90685
TSO | - | 11 | 16 | 2025 | Winter | Qc_flex, [MVAr] | 2 | 2 | 3.923e-06 | 3.5461e-06 | 3.5408e-06 | 3.4141e-06 | 3.6315e-06 | 3.3898e-06 | 3.4875e-06 | 4.6526e-06 | 2.5907e-05 | 0.009834 | 1.3406e-05 | 1.0216e-05 | 1.1658e-05 | 1.1139e-05 | 1.1081e-05 | 1.0005e-05 | 1.179e-05 | 2.0084e-05 | 1.3769e-05 | 1.5642e-05 | 6.5398e-06 | 5.8176e-06 | 4.2211e-06 | 3.3892e-06
TSO | - | 11 | 16 | 2025 | Winter | Qc_net, [MVAr] | 2 | 2 | 2.1262 | -1.2978 | -2.0778 | -0.91186 | -1.4899 | -0.24286 | 4.0581 | 7.2981 | 8.2621 | 6.8641 | 6.9741 | 7.0461 | 6.0671 | 5.9401 | 4.1801 | 3.9851 | 3.4841 | 4.9241 | 4.5482 | 3.8552 | 3.4062 | 1.9132 | 0.61316 | -0.90685
TSO | - | 12 | 17 | 2025 | Winter | Pc, [MW] | 2 | 2 | 7.9078 | 7.746 | 6.8544 | 7.0858 | 7.0751 | 7.7807 | 8.9971 | 9.9048 | 9.8875 | 10.2875 | 8.9815 | 9.4111 | 8.9392 | 8.7424 | 9.0185 | 9.361 | 10.1944 | 11.039 | 10.2997 | 10.886 | 11.0018 | 9.4942 | 8.8098 | 8.8639
TSO | - | 12 | 17 | 2025 | Winter | Pc_flex, [MW] | 2 | 2 | 3.9006e-06 | 3.5289e-06 | 3.5256e-06 | 3.4014e-06 | 3.618e-06 | 3.3787e-06 | 3.4777e-06 | 4.654e-06 | 2.6014e-05 | 0.0098347 | 1.3335e-05 | 1.0182e-05 | 1.1642e-05 | 1.1089e-05 | 1.1028e-05 | 9.9499e-06 | 1.168e-05 | 2.0086e-05 | 1.3731e-05 | 1.5568e-05 | 6.5174e-06 | 5.7834e-06 | 4.1992e-06 | 3.3735e-06
TSO | - | 12 | 17 | 2025 | Winter | Pc_net, [MW] | 2 | 2 | 7.9078 | 7.746 | 6.8544 | 7.0858 | 7.0751 | 7.7807 | 8.9971 | 9.9048 | 9.8875 | 10.2777 | 8.9815 | 9.4111 | 8.9392 | 8.7424 | 9.0185 | 9.361 | 10.1944 | 11.039 | 10.2997 | 10.8859 | 11.0018 | 9.4942 | 8.8098 | 8.8639
TSO | - | 12 | 17 | 2025 | Winter | Qc, [MVAr] | 2 | 2 | -1.4489 | -1.4579 | -1.5929 | -1.4609 | -1.4659 | -1.3199 | -0.8999 | -0.50592 | -0.36891 | -0.46491 | -0.67391 | -0.50492 | -0.57792 | -0.56492 | -0.71491 | -0.7199 | -0.5789 | -0.49991 | -0.60288 | -0.66885 | -0.59887 | -0.77787 | -1.0189 | -1.1359
TSO | - | 12 | 17 | 2025 | Winter | Qc_flex, [MVAr] | 2 | 2 | 3.9006e-06 | 3.5289e-06 | 3.5256e-06 | 3.4014e-06 | 3.618e-06 | 3.3787e-06 | 3.4777e-06 | 4.654e-06 | 2.6014e-05 | 0.0098347 | 1.3335e-05 | 1.0182e-05 | 1.1642e-05 | 1.1089e-05 | 1.1028e-05 | 9.9499e-06 | 1.168e-05 | 2.0086e-05 | 1.3731e-05 | 1.5568e-05 | 6.5174e-06 | 5.7834e-06 | 4.1992e-06 | 3.3735e-06
TSO | - | 12 | 17 | 2025 | Winter | Qc_net, [MVAr] | 2 | 2 | -1.4489 | -1.4579 | -1.5929 | -1.4609 | -1.4659 | -1.3199 | -0.8999 | -0.50592 | -0.36891 | -0.46491 | -0.67391 | -0.50492 | -0.57792 | -0.56492 | -0.71492 | -0.7199 | -0.5789 | -0.49991 | -0.60288 | -0.66885 | -0.59887 | -0.77787 | -1.0189 | -1.1359
TSO | - | 13 | 18 | 2025 | Winter | Pc, [MW] | 2 | 2 | 0.76785 | 0.77353 | 0.75517 | 0.74697 | 0.77106 | 0.68659 | 1.0827 | 1.028 | 1.0253 | 1.2162 | 1.5036 | 1.3708 | 1.5431 | 1.5759 | 1.483 | 1.4569 | 1.5299 | 1.6211 | 1.5909 | 1.5781 | 1.5938 | 1.0663 | 0.94412 | 0.82065
TSO | - | 13 | 18 | 2025 | Winter | Pc_flex, [MW] | 2 | 2 | 4.0173e-06 | 3.6183e-06 | 3.6064e-06 | 3.4686e-06 | 3.6898e-06 | 3.4401e-06 | 3.4175e-06 | 4.624e-06 | 2.5313e-05 | 0.0098338 | 1.3141e-05 | 9.5895e-06 | 1.1767e-05 | 1.0786e-05 | 1.1197e-05 | 1.0325e-05 | 1.2307e-05 | 1.9445e-05 | 1.3977e-05 | 1.5926e-05 | 6.633e-06 | 5.9903e-06 | 4.3138e-06 | 3.4212e-06
TSO | - | 13 | 18 | 2025 | Winter | Pc_net, [MW] | 2 | 2 | 0.76785 | 0.77352 | 0.75517 | 0.74697 | 0.77106 | 0.68659 | 1.0827 | 1.028 | 1.0253 | 1.2064 | 1.5036 | 1.3707 | 1.5431 | 1.5759 | 1.483 | 1.4569 | 1.5298 | 1.621 | 1.5908 | 1.5781 | 1.5938 | 1.0663 | 0.94412 | 0.82065
TSO | - | 13 | 18 | 2025 | Winter | Qc, [MVAr] | 2 | 2 | -1.0337 | -1.0337 | -1.0337 | -1.0337 | -0.9797 | -1.0097 | -0.91981 | -0.8899 | -0.88995 | -0.98796 | -0.91295 | -0.88792 | -0.89493 | -0.94492 | -0.9179 | -0.91586 | -0.94181 | -0.94193 | -0.94192 | -0.91291 | -0.90988 | -0.98885 | -0.98879 | -0.98877
TSO | - | 13 | 18 | 2025 | Winter | Qc_flex, [MVAr] | 2 | 2 | 4.0173e-06 | 3.6183e-06 | 3.6064e-06 | 3.4686e-06 | 3.6898e-06 | 3.4401e-06 | 3.4175e-06 | 4.624e-06 | 2.5313e-05 | 0.0098338 | 1.3141e-05 | 9.5895e-06 | 1.1767e-05 | 1.0786e-05 | 1.1197e-05 | 1.0325e-05 | 1.2307e-05 | 1.9445e-05 | 1.3977e-05 | 1.5926e-05 | 6.633e-06 | 5.9903e-06 | 4.3138e-06 | 3.4212e-06
TSO | - | 13 | 18 | 2025 | Winter | Qc_net, [MVAr] | 2 | 2 | -1.0337 | -1.0337 | -1.0337 | -1.0337 | -0.9797 | -1.0097 | -0.91981 | -0.8899 | -0.88995 | -0.98796 | -0.91295 | -0.88792 | -0.89493 | -0.94492 | -0.9179 | -0.91586 | -0.94181 | -0.94193 | -0.94192 | -0.91291 | -0.90988 | -0.98885 | -0.98879 | -0.98877
TSO | - | 14 | 20 | 2025 | Winter | Pc, [MW] | 2 | 2 | 4.2798 | 4.2956 | 4.2446 | 4.1668 | 4.5311 | 4.2108 | 4.3359 | 3.3751 | 2.8907 | 2.5583 | 3.0311 | 3.4376 | 3.8009 | 4.2083 | 4.1096 | 3.6126 | 3.5896 | 3.9669 | 3.9381 | 3.7927 | 3.9021 | 4.3806 | 4.4407 | 4.1304
TSO | - | 14 | 20 | 2025 | Winter | Pc_flex, [MW] | 2 | 2 | 3.6007e-06 | 3.172e-06 | 3.2461e-06 | 3.1733e-06 | 3.3787e-06 | 3.1308e-06 | 3.38e-06 | 4.6077e-06 | 6.1251e-05 | 0.0097582 | 2.3121e-05 | 1.1247e-05 | 1.3349e-05 | 1.195e-05 | 1.337e-05 | 1.1641e-05 | 1.0671e-05 | 3.6253e-05 | 1.7672e-05 | 2.4772e-05 | 6.459e-06 | 5.7379e-06 | 4.1427e-06 | 3.013e-06
TSO | - | 14 | 20 | 2025 | Winter | Pc_net, [MW] | 2 | 2 | 4.2798 | 4.2956 | 4.2446 | 4.1668 | 4.5311 | 4.2108 | 4.3359 | 3.3751 | 2.8907 | 2.5486 | 3.0311 | 3.4376 | 3.8009 | 4.2083 | 4.1096 | 3.6126 | 3.5896 | 3.9669 | 3.9381 | 3.7927 | 3.9021 | 4.3806 | 4.4407 | 4.1304
TSO | - | 14 | 20 | 2025 | Winter | Qc, [MVAr] | 2 | 2 | -0.15399 | -0.15389 | -0.15379 | -0.15371 | -0.15221 | -0.15213 | -0.15399 | -0.15399 | -0.15399 | -0.15399 | -0.154 | -0.72199 | -0.91199 | -0.91199 | -0.154 | -0.154 | -0.34899 | -0.934 | -0.93399 | -0.93399 | -0.17599 | -0.17599 | -0.17599 | -0.17596
TSO | - | 14 | 20 | 2025 | Winter | Qc_flex, [MVAr] | 2 | 2 | 3.6007e-06 | 3.172e-06 | 3.2461e-06 | 3.1733e-06 | 3.3787e-06 | 3.1308e-06 | 3.38e-06 | 4.6077e-06 | 6.1251e-05 | 0.0097582 | 2.3121e-05 | 1.1247e-05 | 1.3349e-05 | 1.195e-05 | 1.337e-05 | 1.1641e-05 | 1.0671e-05 | 3.6253e-05 | 1.7672e-05 | 2.4772e-05 | 6.459e-06 | 5.7379e-06 | 4.1427e-06 | 3.013e-06
TSO | - | 14 | 20 | 2025 | Winter | Qc_net, [MVAr] | 2 | 2 | -0.15399 | -0.15389 | -0.15379 | -0.15371 | -0.15221 | -0.15213 | -0.15399 | -0.15399 | -0.154 | -0.154 | -0.154 | -0.722 | -0.912 | -0.912 | -0.15401 | -0.15401 | -0.349 | -0.934 | -0.934 | -0.934 | -0.17599 | -0.17599 | -0.17599 | -0.17596
TSO | - | 15 | 21 | 2025 | Winter | Pc, [MW] | 2 | 2 | 7.2974 | 6.8907 | 6.4218 | 6.3203 | 6.1212 | 6.6065 | 9.8275 | 11.0167 | 11.7154 | 11.8319 | 11.2335 | 11.7591 | 11.9131 | 11.9494 | 10.7244 | 10.0572 | 10.3923 | 12.3608 | 11.5756 | 11.3257 | 11.1698 | 10.3016 | 9.336 | 8.4293
TSO | - | 15 | 21 | 2025 | Winter | Pc_flex, [MW] | 2 | 2 | 3.4854e-06 | 3.1068e-06 | 3.2076e-06 | 3.1483e-06 | 3.3597e-06 | 3.1019e-06 | 3.3016e-06 | 4.5091e-06 | 7.6319e-05 | 0.0097406 | 2.6282e-05 | 1.1273e-05 | 1.3314e-05 | 1.1743e-05 | 1.316e-05 | 1.1435e-05 | 1.0121e-05 | 3.9389e-05 | 1.7344e-05 | 2.4959e-05 | 6.2488e-06 | 5.5195e-06 | 4.0025e-06 | 2.9314e-06
TSO | - | 15 | 21 | 2025 | Winter | Pc_net, [MW] | 2 | 2 | 7.2974 | 6.8907 | 6.4218 | 6.3203 | 6.1212 | 6.6065 | 9.8275 | 11.0167 | 11.7154 | 11.8222 | 11.2335 | 11.7591 | 11.913 | 11.9494 | 10.7244 | 10.0572 | 10.3923 | 12.3607 | 11.5756 | 11.3257 | 11.1698 | 10.3016 | 9.336 | 8.4293
TSO | - | 15 | 21 | 2025 | Winter | Qc, [MVAr] | 2 | 2 | -1.636 | -1.6359 | -1.6358 | -1.6357 | -1.6342 | -1.6341 | -1.235 | -0.26699 | -0.076995 | -0.076993 | -0.076996 | -0.076994 | -0.076995 | -0.076994 | -0.272 | -0.857 | -0.85699 | -0.857 | -0.85699 | -0.85699 | -0.85699 | -0.85699 | -1.614 | -1.614
TSO | - | 15 | 21 | 2025 | Winter | Qc_flex, [MVAr] | 2 | 2 | 3.4854e-06 | 3.1068e-06 | 3.2076e-06 | 3.1483e-06 | 3.3597e-06 | 3.1019e-06 | 3.3016e-06 | 4.5091e-06 | 7.6319e-05 | 0.0097406 | 2.6282e-05 | 1.1273e-05 | 1.3314e-05 | 1.1743e-05 | 1.316e-05 | 1.1435e-05 | 1.0121e-05 | 3.9389e-05 | 1.7344e-05 | 2.4959e-05 | 6.2488e-06 | 5.5195e-06 | 4.0025e-06 | 2.9314e-06
TSO | - | 15 | 21 | 2025 | Winter | Qc_net, [MVAr] | 2 | 2 | -1.636 | -1.6359 | -1.6358 | -1.6357 | -1.6342 | -1.6341 | -1.235 | -0.26699 | -0.076997 | -0.076995 | -0.077005 | -0.076999 | -0.077002 | -0.077001 | -0.27201 | -0.85701 | -0.857 | -0.857 | -0.857 | -0.857 | -0.85699 | -0.85699 | -1.614 | -1.614
TSO | - | 16 | 26 | 2025 | Winter | Pc, [MW] | 2 | 2 | 24.7233 | 22.4929 | 21.2253 | 20.8382 | 20.2992 | 20.9754 | 26.107 | 27.3966 | 30.4964 | 31.3857 | 31.0505 | 31.1336 | 30.7973 | 30.7892 | 30.0478 | 29.4781 | 28.2851 | 30.9759 | 31.8763 | 31.6126 | 31.9176 | 30.0875 | 29.7256 | 27.352
TSO | - | 16 | 26 | 2025 | Winter | Pc_flex, [MW] | 2 | 2 | 3.9753e-06 | 3.5829e-06 | 3.5744e-06 | 3.4411e-06 | 3.66e-06 | 3.4145e-06 | 3.4049e-06 | 4.6086e-06 | 2.5546e-05 | 0.0098351 | 1.3054e-05 | 9.5594e-06 | 1.1644e-05 | 1.0698e-05 | 1.1048e-05 | 1.0171e-05 | 1.2047e-05 | 1.9387e-05 | 1.3975e-05 | 1.5998e-05 | 6.6208e-06 | 5.9395e-06 | 4.2792e-06 | 3.3958e-06
TSO | - | 16 | 26 | 2025 | Winter | Pc_net, [MW] | 2 | 2 | 24.7233 | 22.4929 | 21.2253 | 20.8382 | 20.2992 | 20.9754 | 26.1069 | 27.3965 | 30.4964 | 31.3759 | 31.0505 | 31.1336 | 30.7973 | 30.7892 | 30.0478 | 29.4781 | 28.2851 | 30.9759 | 31.8763 | 31.6126 | 31.9176 | 30.0875 | 29.7256 | 27.352
TSO | - | 16 | 26 | 2025 | Winter | Qc, [MVAr] | 2 | 2 | 0.77281 | 0.54482 | 0.32582 | 0.33882 | -0.16118 | 0.07482 | 1.6508 | 3.0747 | 4.3767 | 5.1307 | 5.0627 | 5.0017 | 4.8817 | 4.6457 | 4.2837 | 3.3708 | 3.1948 | 3.6977 | 3.8858 | 3.6838 | 3.3868 | 2.9868 | 2.1558 | 1.4158
TSO | - | 16 | 26 | 2025 | Winter | Qc_flex, [MVAr] | 2 | 2 | 3.9753e-06 | 3.5829e-06 | 3.5744e-06 | 3.4411e-06 | 3.66e-06 | 3.4145e-06 | 3.4049e-06 | 4.6086e-06 | 2.5546e-05 | 0.0098351 | 1.3054e-05 | 9.5594e-06 | 1.1644e-05 | 1.0698e-05 | 1.1048e-05 | 1.0171e-05 | 1.2047e-05 | 1.9387e-05 | 1.3975e-05 | 1.5998e-05 | 6.6208e-06 | 5.9395e-06 | 4.2792e-06 | 3.3958e-06
TSO | - | 16 | 26 | 2025 | Winter | Qc_net, [MVAr] | 2 | 2 | 0.77281 | 0.54482 | 0.32582 | 0.33882 | -0.16118 | 0.07482 | 1.6508 | 3.0747 | 4.3767 | 5.1307 | 5.0627 | 5.0017 | 4.8817 | 4.6457 | 4.2837 | 3.3708 | 3.1948 | 3.6977 | 3.8858 | 3.6838 | 3.3868 | 2.9868 | 2.1558 | 1.4158
TSO | - | 17 | 30 | 2025 | Winter | Pc, [MW] | 2 | 2 | 11.8108 | 11.225 | 11.0747 | 11.0136 | 10.9194 | 11.3709 | 14.6369 | 15.3047 | 15.8385 | 15.4014 | 15.3024 | 16.1059 | 16.0114 | 16.2852 | 15.675 | 15.3959 | 15.1009 | 15.8406 | 15.2568 | 14.6433 | 14.8767 | 13.8313 | 12.8219 | 12.4771
TSO | - | 17 | 30 | 2025 | Winter | Pc_flex, [MW] | 2 | 2 | 3.7232e-06 | 3.398e-06 | 3.4161e-06 | 3.3093e-06 | 3.5205e-06 | 3.2908e-06 | 3.3978e-06 | 4.652e-06 | 2.6424e-05 | 0.0098416 | 1.2762e-05 | 9.9579e-06 | 1.1499e-05 | 1.0826e-05 | 1.0634e-05 | 9.4981e-06 | 1.0887e-05 | 1.9875e-05 | 1.3332e-05 | 1.4654e-05 | 6.3294e-06 | 5.5137e-06 | 4.0221e-06 | 3.2531e-06
TSO | - | 17 | 30 | 2025 | Winter | Pc_net, [MW] | 2 | 2 | 11.8108 | 11.225 | 11.0747 | 11.0136 | 10.9194 | 11.3709 | 14.6369 | 15.3047 | 15.8385 | 15.3915 | 15.3024 | 16.1059 | 16.0113 | 16.2852 | 15.675 | 15.3959 | 15.1009 | 15.8406 | 15.2568 | 14.6433 | 14.8766 | 13.8313 | 12.8219 | 12.4771
TSO | - | 17 | 30 | 2025 | Winter | Qc, [MVAr] | 2 | 2 | -1.647 | -1.89 | -1.934 | -1.916 | -1.817 | -1.587 | -0.23798 | 0.58602 | 0.99702 | 0.57802 | 0.67402 | 1.048 | 1.19 | 1.181 | 0.53202 | 0.28202 | 0.28702 | 0.32602 | -0.07198 | -0.50798 | -0.13498 | -0.54798 | -1.453 | -1.515
TSO | - | 17 | 30 | 2025 | Winter | Qc_flex, [MVAr] | 2 | 2 | 3.7232e-06 | 3.398e-06 | 3.4161e-06 | 3.3093e-06 | 3.5205e-06 | 3.2908e-06 | 3.3978e-06 | 4.652e-06 | 2.6424e-05 | 0.0098416 | 1.2762e-05 | 9.9579e-06 | 1.1499e-05 | 1.0826e-05 | 1.0634e-05 | 9.4981e-06 | 1.0887e-05 | 1.9875e-05 | 1.3332e-05 | 1.4654e-05 | 6.3294e-06 | 5.5137e-06 | 4.0221e-06 | 3.2531e-06
TSO | - | 17 | 30 | 2025 | Winter | Qc_net, [MVAr] | 2 | 2 | -1.647 | -1.89 | -1.934 | -1.916 | -1.817 | -1.587 | -0.23798 | 0.58602 | 0.99702 | 0.57802 | 0.67402 | 1.048 | 1.19 | 1.181 | 0.53202 | 0.28202 | 0.28702 | 0.32602 | -0.07198 | -0.50798 | -0.13498 | -0.54798 | -1.453 | -1.515
TSO | - | 18 | 35 | 2025 | Winter | Pc, [MW] | 2 | 2 | 19.5423 | 18.6696 | 17.4621 | 17.156 | 16.9346 | 19.274 | 26.8575 | 29.3031 | 30.0396 | 30.6174 | 27.5253 | 29.3277 | 28.6991 | 27.916 | 25.875 | 25.51 | 26.195 | 29.1183 | 27.592 | 27.1851 | 27.0756 | 24.9343 | 23.3756 | 21.5168
TSO | - | 18 | 35 | 2025 | Winter | Pc_flex, [MW] | 2 | 2 | 3.8246e-06 | 3.4681e-06 | 3.4739e-06 | 3.3578e-06 | 3.5719e-06 | 3.34e-06 | 3.4427e-06 | 4.6608e-06 | 2.7041e-05 | 0.0098368 | 1.317e-05 | 1.0039e-05 | 1.158e-05 | 1.0885e-05 | 1.0816e-05 | 9.7461e-06 | 1.1238e-05 | 2.0039e-05 | 1.3615e-05 | 1.5378e-05 | 6.4207e-06 | 5.6604e-06 | 4.1216e-06 | 3.3136e-06
TSO | - | 18 | 35 | 2025 | Winter | Pc_net, [MW] | 2 | 2 | 19.5423 | 18.6696 | 17.4621 | 17.156 | 16.9346 | 19.274 | 26.8575 | 29.3031 | 30.0396 | 30.6076 | 27.5252 | 29.3277 | 28.6991 | 27.916 | 25.875 | 25.5099 | 26.195 | 29.1183 | 27.592 | 27.1851 | 27.0756 | 24.9343 | 23.3756 | 21.5168
TSO | - | 18 | 35 | 2025 | Winter | Qc, [MVAr] | 2 | 2 | 3.4468 | 4.2508 | 4.2508 | 4.2508 | 4.2508 | 4.2508 | 2.1052 | 0.2283 | -0.040619 | -1.112 | -0.30867 | -0.84454 | -1.1127 | -1.1126 | -0.040603 | 0.77584 | 1.0487 | 1.0476 | 1.0487 | 1.3168 | 2.1218 | 2.1218 | 3.1938 | 3.1938
TSO | - | 18 | 35 | 2025 | Winter | Qc_flex, [MVAr] | 2 | 2 | 3.8246e-06 | 3.4681e-06 | 3.4739e-06 | 3.3578e-06 | 3.5719e-06 | 3.34e-06 | 3.4427e-06 | 4.6608e-06 | 2.7041e-05 | 0.0098368 | 1.317e-05 | 1.0039e-05 | 1.158e-05 | 1.0885e-05 | 1.0816e-05 | 9.7461e-06 | 1.1238e-05 | 2.0039e-05 | 1.3615e-05 | 1.5378e-05 | 6.4207e-06 | 5.6604e-06 | 4.1216e-06 | 3.3136e-06
TSO | - | 18 | 35 | 2025 | Winter | Qc_net, [MVAr] | 2 | 2 | 3.4468 | 4.2508 | 4.2508 | 4.2508 | 4.2508 | 4.2508 | 2.1052 | 0.2283 | -0.040619 | -1.112 | -0.30867 | -0.84454 | -1.1127 | -1.1126 | -0.040603 | 0.77584 | 1.0487 | 1.0476 | 1.0487 | 1.3168 | 2.1218 | 2.1218 | 3.1938 | 3.1938
TSO | - | 19 | 36 | 2025 | Winter | Pc, [MW] | 2 | 2 | 0.20595 | 2.0698 | -0.17127 | 0.13288 | 0.28057 | 0.031389 | 0.18013 | -0.19158 | -0.33477 | 0.0098614 | -0.065064 | 0.34291 | -0.32929 | -0.65283 | -0.04394 | -0.09224 | 0.38606 | 0.089725 | -0.13754 | 0.40219 | -0.063038 | 0.12497 | 0.084043 | 0.034908
TSO | - | 19 | 36 | 2025 | Winter | Pc_flex, [MW] | 2 | 2 | 3.8243e-06 | 3.4652e-06 | 3.4717e-06 | 3.3559e-06 | 3.5702e-06 | 3.3395e-06 | 3.4418e-06 | 4.6741e-06 | 2.7736e-05 | 0.0098355 | 1.3268e-05 | 1.0031e-05 | 1.1626e-05 | 1.088e-05 | 1.0838e-05 | 9.7682e-06 | 1.1199e-05 | 2.0214e-05 | 1.3692e-05 | 1.5506e-05 | 6.4169e-06 | 5.6572e-06 | 4.1197e-06 | 3.3083e-06
TSO | - | 19 | 36 | 2025 | Winter | Pc_net, [MW] | 2 | 2 | 0.20595 | 2.0698 | -0.17128 | 0.13288 | 0.28057 | 0.031388 | 0.18013 | -0.19159 | -0.3348 | 2.6736e-05 | -0.065076 | 0.34291 | -0.32929 | -0.65284 | -0.043947 | -0.092247 | 0.38605 | 0.089706 | -0.13755 | 0.40218 | -0.063044 | 0.12497 | 0.08404 | 0.034906
TSO | - | 19 | 36 | 2025 | Winter | Qc, [MVAr] | 2 | 2 | 1.5839 | 1.01 | 1.409 | 1.5499 | 1.545 | 1.4129 | 1.8699 | 1.7589 | 2.3479 | 1.9629 | 1.5059 | 1.4199 | 1.7569 | 1.2349 | 1.3179 | 1.3259 | 1.7489 | 1.6079 | 1.5309 | 1.795 | 1.869 | 1.438 | 1.162 | 1.399
TSO | - | 19 | 36 | 2025 | Winter | Qc_flex, [MVAr] | 2 | 2 | 3.8243e-06 | 3.4652e-06 | 3.4717e-06 | 3.3559e-06 | 3.5702e-06 | 3.3395e-06 | 3.4418e-06 | 4.6741e-06 | 2.7736e-05 | 0.0098355 | 1.3268e-05 | 1.0031e-05 | 1.1626e-05 | 1.088e-05 | 1.0838e-05 | 9.7682e-06 | 1.1199e-05 | 2.0214e-05 | 1.3692e-05 | 1.5506e-05 | 6.4169e-06 | 5.6572e-06 | 4.1197e-06 | 3.3083e-06
TSO | - | 19 | 36 | 2025 | Winter | Qc_net, [MVAr] | 2 | 2 | 1.5839 | 1.01 | 1.409 | 1.5499 | 1.545 | 1.413 | 1.8699 | 1.7589 | 2.3479 | 1.9629 | 1.5059 | 1.4199 | 1.7569 | 1.2349 | 1.3179 | 1.3259 | 1.749 | 1.6079 | 1.5309 | 1.795 | 1.869 | 1.438 | 1.162 | 1.399
TSO | - | 20 | 42 | 2025 | Winter | Pc, [MW] | 2 | 2 | 16.6335 | 15.5387 | 14.6395 | 14.4557 | 14.5122 | 15.2694 | 19.7134 | 20.8761 | 21.8086 | 22.2531 | 21.6489 | 22.286 | 22.1706 | 21.3757 | 20.7588 | 19.5112 | 19.3441 | 23.1425 | 22.9017 | 22.9021 | 22.4638 | 21.2943 | 20.5766 | 18.3135
TSO | - | 20 | 42 | 2025 | Winter | Pc_flex, [MW] | 2 | 2 | 3.8681e-06 | 3.4948e-06 | 3.4957e-06 | 3.375e-06 | 3.5897e-06 | 3.3661e-06 | 3.4012e-06 | 4.6459e-06 | 2.7403e-05 | 0.0098367 | 1.2837e-05 | 9.4964e-06 | 1.1374e-05 | 1.0464e-05 | 1.0675e-05 | 9.7494e-06 | 1.1359e-05 | 1.9542e-05 | 1.3947e-05 | 1.6232e-05 | 6.5771e-06 | 5.8007e-06 | 4.1889e-06 | 3.3276e-06
TSO | - | 20 | 42 | 2025 | Winter | Pc_net, [MW] | 2 | 2 | 16.6335 | 15.5387 | 14.6395 | 14.4557 | 14.5122 | 15.2694 | 19.7134 | 20.8761 | 21.8086 | 22.2432 | 21.6489 | 22.286 | 22.1706 | 21.3757 | 20.7588 | 19.5112 | 19.3441 | 23.1425 | 22.9017 | 22.9021 | 22.4638 | 21.2943 | 20.5766 | 18.3135
TSO | - | 20 | 42 | 2025 | Winter | Qc, [MVAr] | 2 | 2 | -2.1901 | -2.9251 | -3.0511 | -3.0511 | -3.0511 | -2.8821 | -1.4591 | -0.67408 | 0.25691 | 0.82993 | -0.34208 | -0.26007 | 0.11592 | 0.038926 | -0.19507 | -1.0941 | -1.4591 | -0.57107 | -0.51606 | -0.21106 | -0.086056 | -0.76206 | -1.2851 | -1.6121
TSO | - | 20 | 42 | 2025 | Winter | Qc_flex, [MVAr] | 2 | 2 | 3.8681e-06 | 3.4948e-06 | 3.4957e-06 | 3.375e-06 | 3.5897e-06 | 3.3661e-06 | 3.4012e-06 | 4.6459e-06 | 2.7403e-05 | 0.0098367 | 1.2837e-05 | 9.4964e-06 | 1.1374e-05 | 1.0464e-05 | 1.0675e-05 | 9.7494e-06 | 1.1359e-05 | 1.9542e-05 | 1.3947e-05 | 1.6232e-05 | 6.5771e-06 | 5.8007e-06 | 4.1889e-06 | 3.3276e-06
TSO | - | 20 | 42 | 2025 | Winter | Qc_net, [MVAr] | 2 | 2 | -2.1901 | -2.9251 | -3.0511 | -3.0511 | -3.0511 | -2.8821 | -1.4591 | -0.67408 | 0.25691 | 0.82993 | -0.34208 | -0.26007 | 0.11592 | 0.038927 | -0.19507 | -1.0941 | -1.4591 | -0.57107 | -0.51606 | -0.21106 | -0.086056 | -0.76206 | -1.2851 | -1.6121
TSO | - | 21 | 55 | 2025 | Winter | Pc, [MW] | 2 | 2 | 3.1037 | 3.1251 | 3.0558 | 3.0248 | 2.9231 | 2.8534 | 4.3846 | 5.4331 | 5.6681 | 5.9466 | 5.9028 | 5.9184 | 5.9649 | 6.0702 | 5.7256 | 5.6015 | 5.4955 | 6.004 | 6.0129 | 5.9649 | 6.0239 | 5.8379 | 5.0198 | 4.52
TSO | - | 21 | 55 | 2025 | Winter | Pc_flex, [MW] | 2 | 2 | 3.8603e-06 | 3.4888e-06 | 3.4921e-06 | 3.372e-06 | 3.5863e-06 | 3.3535e-06 | 3.4049e-06 | 4.6334e-06 | 2.739e-05 | 0.009836 | 1.3107e-05 | 9.6957e-06 | 1.1512e-05 | 1.0656e-05 | 1.0788e-05 | 9.8276e-06 | 1.1351e-05 | 1.978e-05 | 1.388e-05 | 1.5948e-05 | 6.5065e-06 | 5.7498e-06 | 4.1621e-06 | 3.3223e-06
TSO | - | 21 | 55 | 2025 | Winter | Pc_net, [MW] | 2 | 2 | 3.1037 | 3.1251 | 3.0558 | 3.0248 | 2.9231 | 2.8534 | 4.3846 | 5.4331 | 5.6681 | 5.9367 | 5.9027 | 5.9184 | 5.9649 | 6.0702 | 5.7256 | 5.6015 | 5.4955 | 6.004 | 6.0129 | 5.9649 | 6.0239 | 5.8379 | 5.0198 | 4.52
TSO | - | 21 | 55 | 2025 | Winter | Qc, [MVAr] | 2 | 2 | 0.75896 | 0.75897 | 0.75897 | 0.75897 | 0.75897 | 0.75897 | 0.75896 | 0.75896 | 0.75895 | 0.75896 | 0.75895 | 0.75896 | 0.75895 | 0.75896 | 0.75896 | 0.75896 | 0.75897 | 0.75896 | 0.75896 | 0.75897 | 0.75897 | 0.75897 | 0.75897 | 0.75897
TSO | - | 21 | 55 | 2025 | Winter | Qc_flex, [MVAr] | 2 | 2 | 3.8603e-06 | 3.4888e-06 | 3.4921e-06 | 3.372e-06 | 3.5863e-06 | 3.3535e-06 | 3.4049e-06 | 4.6334e-06 | 2.739e-05 | 0.009836 | 1.3107e-05 | 9.6957e-06 | 1.1512e-05 | 1.0656e-05 | 1.0788e-05 | 9.8276e-06 | 1.1351e-05 | 1.978e-05 | 1.388e-05 | 1.5948e-05 | 6.5065e-06 | 5.7498e-06 | 4.1621e-06 | 3.3223e-06
TSO | - | 21 | 55 | 2025 | Winter | Qc_net, [MVAr] | 2 | 2 | 0.75896 | 0.75897 | 0.75897 | 0.75897 | 0.75897 | 0.75897 | 0.75896 | 0.75896 | 0.75895 | 0.75896 | 0.75895 | 0.75896 | 0.75896 | 0.75896 | 0.75896 | 0.75896 | 0.75897 | 0.75896 | 0.75897 | 0.75897 | 0.75897 | 0.75897 | 0.75897 | 0.75897
TSO | - | 22 | 68 | 2025 | Winter | Pc, [MW] | 2 | 2 | 6.4149 | 6.1975 | 5.8979 | 6.397 | 6.075 | 5.9919 | 6.7648 | 6.6289 | 6.416 | 6.9918 | 7.0407 | 6.9083 | 6.8468 | 6.9051 | 6.8894 | 6.2565 | 6.5073 | 6.8586 | 6.0948 | 6.6656 | 6.3179 | 5.8203 | 6.2737 | 6.3931
TSO | - | 22 | 68 | 2025 | Winter | Pc_flex, [MW] | 2 | 2 | 3.7946e-06 | 3.4344e-06 | 3.4441e-06 | 3.3329e-06 | 3.5449e-06 | 3.3403e-06 | 3.4383e-06 | 4.7489e-06 | 3.0807e-05 | 0.009835 | 1.3012e-05 | 9.6765e-06 | 1.1357e-05 | 1.0515e-05 | 1.0572e-05 | 9.556e-06 | 1.0886e-05 | 1.9853e-05 | 1.3702e-05 | 1.5895e-05 | 6.4334e-06 | 5.6337e-06 | 4.1007e-06 | 3.2783e-06
TSO | - | 22 | 68 | 2025 | Winter | Pc_net, [MW] | 2 | 2 | 6.4149 | 6.1975 | 5.8979 | 6.397 | 6.075 | 5.9919 | 6.7648 | 6.6289 | 6.416 | 6.982 | 7.0407 | 6.9083 | 6.8467 | 6.9051 | 6.8894 | 6.2565 | 6.5073 | 6.8586 | 6.0948 | 6.6656 | 6.3179 | 5.8202 | 6.2737 | 6.3931
TSO | - | 22 | 68 | 2025 | Winter | Qc, [MVAr] | 2 | 2 | 1.659 | 1.559 | 1.295 | 1.513 | 1.492 | 1.642 | 1.755 | 2.04 | 1.94 | 2.044 | 2.04 | 2.061 | 2.27 | 2.266 | 1.86 | 1.768 | 1.504 | 1.542 | 1.542 | 1.76 | 1.542 | 1.676 | 1.395 | 1.391
TSO | - | 22 | 68 | 2025 | Winter | Qc_flex, [MVAr] | 2 | 2 | 3.7946e-06 | 3.4344e-06 | 3.4441e-06 | 3.3329e-06 | 3.5449e-06 | 3.3403e-06 | 3.4383e-06 | 4.7489e-06 | 3.0807e-05 | 0.009835 | 1.3012e-05 | 9.6765e-06 | 1.1357e-05 | 1.0515e-05 | 1.0572e-05 | 9.556e-06 | 1.0886e-05 | 1.9853e-05 | 1.3702e-05 | 1.5895e-05 | 6.4334e-06 | 5.6337e-06 | 4.1007e-06 | 3.2783e-06
TSO | - | 22 | 68 | 2025 | Winter | Qc_net, [MVAr] | 2 | 2 | 1.659 | 1.559 | 1.295 | 1.513 | 1.492 | 1.642 | 1.755 | 2.04 | 1.94 | 2.044 | 2.04 | 2.061 | 2.27 | 2.266 | 1.86 | 1.768 | 1.504 | 1.542 | 1.542 | 1.76 | 1.542 | 1.676 | 1.395 | 1.391
TSO | - | 23 | 72 | 2025 | Winter | Pc, [MW] | 2 | 2 | 22.0693 | 13.0286 | 11.7204 | 11.9953 | 13.1512 | 13.4223 | 20.1105 | 29.1609 | 33.1451 | 37.915 | 31.1503 | 25.3219 | 27.025 | 29.4118 | 28.6778 | 28.1868 | 27.2191 | 35.8472 | 32.9625 | 34.3356 | 32.8323 | 30.3081 | 26.393 | 25.6059
TSO | - | 23 | 72 | 2025 | Winter | Pc_flex, [MW] | 2 | 2 | 4.028e-06 | 3.6266e-06 | 3.6135e-06 | 3.4751e-06 | 3.6965e-06 | 3.4461e-06 | 3.4221e-06 | 4.6339e-06 | 2.5391e-05 | 0.009833 | 1.3164e-05 | 9.5983e-06 | 1.1799e-05 | 1.0813e-05 | 1.1232e-05 | 1.037e-05 | 1.2382e-05 | 1.9557e-05 | 1.4018e-05 | 1.5988e-05 | 6.6567e-06 | 6.0121e-06 | 4.3269e-06 | 3.4293e-06
TSO | - | 23 | 72 | 2025 | Winter | Pc_net, [MW] | 2 | 2 | 22.0693 | 13.0286 | 11.7204 | 11.9953 | 13.1512 | 13.4223 | 20.1105 | 29.1609 | 33.1451 | 37.9052 | 31.1502 | 25.3219 | 27.025 | 29.4118 | 28.6778 | 28.1868 | 27.2191 | 35.8472 | 32.9625 | 34.3356 | 32.8323 | 30.3081 | 26.393 | 25.6059
TSO | - | 23 | 72 | 2025 | Winter | Qc, [MVAr] | 2 | 2 | 9.6571 | 7.9501 | 7.5071 | 6.9121 | 7.0161 | 7.2951 | 2.9561 | 0.58709 | 0.41207 | 0.91209 | 5.7911 | 4.9571 | 3.0831 | 4.9051 | 6.9511 | 8.1081 | 7.2371 | 1.1091 | 2.3151 | 2.3061 | 2.6351 | 5.1311 | 8.0571 | 7.0041
TSO | - | 23 | 72 | 2025 | Winter | Qc_flex, [MVAr] | 2 | 2 | 4.028e-06 | 3.6266e-06 | 3.6135e-06 | 3.4751e-06 | 3.6965e-06 | 3.4461e-06 | 3.4221e-06 | 4.6339e-06 | 2.5391e-05 | 0.009833 | 1.3164e-05 | 9.5983e-06 | 1.1799e-05 | 1.0813e-05 | 1.1232e-05 | 1.037e-05 | 1.2382e-05 | 1.9557e-05 | 1.4018e-05 | 1.5988e-05 | 6.6567e-06 | 6.0121e-06 | 4.3269e-06 | 3.4293e-06
TSO | - | 23 | 72 | 2025 | Winter | Qc_net, [MVAr] | 2 | 2 | 9.6571 | 7.9501 | 7.5071 | 6.9121 | 7.0161 | 7.2951 | 2.9561 | 0.58709 | 0.41207 | 0.91209 | 5.7911 | 4.9571 | 3.0831 | 4.9051 | 6.9511 | 8.1081 | 7.2371 | 1.1091 | 2.3151 | 2.3061 | 2.6351 | 5.1311 | 8.0571 | 7.0041
TSO | - | 24 | 103 | 2025 | Winter | Pc, [MW] | 2 | 2 | 5.7636 | 1.6358 | 2.617 | -0.42173 | 0.010003 | 2.8588 | 8.4981 | 21.587 | 30.7375 | 34.7707 | 30.566 | 28.3244 | 27.5062 | 24.8014 | 24.5862 | 17.3783 | 16.6535 | 23.1347 | 25.4859 | 22.7545 | 17.6331 | 18.7098 | 11.1636 | 6.4407
TSO | - | 24 | 103 | 2025 | Winter | Pc_flex, [MW] | 2 | 2 | 4.0041e-06 | 3.6071e-06 | 3.5968e-06 | 3.4601e-06 | 3.6807e-06 | 3.432e-06 | 3.4093e-06 | 4.6133e-06 | 2.5264e-05 | 0.0098346 | 1.309e-05 | 9.5578e-06 | 1.1712e-05 | 1.0738e-05 | 1.114e-05 | 1.0266e-05 | 1.2221e-05 | 1.9357e-05 | 1.3961e-05 | 1.592e-05 | 6.6221e-06 | 5.9751e-06 | 4.3018e-06 | 3.4124e-06
TSO | - | 24 | 103 | 2025 | Winter | Pc_net, [MW] | 2 | 2 | 5.7636 | 1.6357 | 2.617 | -0.42173 | 0.010002 | 2.8588 | 8.4981 | 21.587 | 30.7375 | 34.7609 | 30.566 | 28.3244 | 27.5062 | 24.8014 | 24.5862 | 17.3783 | 16.6535 | 23.1346 | 25.4859 | 22.7545 | 17.6331 | 18.7098 | 11.1636 | 6.4407
TSO | - | 24 | 103 | 2025 | Winter | Qc, [MVAr] | 2 | 2 | -18.9666 | -22.3325 | -21.7375 | -21.4505 | -21.3585 | -21.0785 | -5.9417 | 4.3312 | 8.0891 | 11.975 | 7.6731 | 6.4961 | 6.7601 | 7.0721 | 3.6702 | -2.0168 | -3.7227 | 5.2681 | 7.5161 | 5.5771 | 4.0712 | 1.8302 | -5.8647 | -7.5996
TSO | - | 24 | 103 | 2025 | Winter | Qc_flex, [MVAr] | 2 | 2 | 4.0041e-06 | 3.6071e-06 | 3.5968e-06 | 3.4601e-06 | 3.6807e-06 | 3.432e-06 | 3.4093e-06 | 4.6133e-06 | 2.5264e-05 | 0.0098346 | 1.309e-05 | 9.5578e-06 | 1.1712e-05 | 1.0738e-05 | 1.114e-05 | 1.0266e-05 | 1.2221e-05 | 1.9357e-05 | 1.3961e-05 | 1.592e-05 | 6.6221e-06 | 5.9751e-06 | 4.3018e-06 | 3.4124e-06
TSO | - | 24 | 103 | 2025 | Winter | Qc_net, [MVAr] | 2 | 2 | -18.9666 | -22.3325 | -21.7375 | -21.4505 | -21.3585 | -21.0785 | -5.9417 | 4.3312 | 8.0891 | 11.975 | 7.6731 | 6.4961 | 6.7601 | 7.0721 | 3.6702 | -2.0168 | -3.7227 | 5.2681 | 7.5161 | 5.5771 | 4.0712 | 1.8302 | -5.8647 | -7.5996
TSO | - | ADN_19 | 19 | 2025 | Winter | Pc, [MW] | 2 | 2 | 12.4496 | 11.6497 | 11.3915 | 11.1212 | 10.8756 | 10.9492 | 18.9978 | 20.0135 | 17.0176 | 12.1269 | 19.6589 | 20.3485 | 20.1922 | 19.9785 | 18.0513 | 17.2447 | 15.571 | 17.9552 | 16.6243 | 14.9331 | 14.9288 | 12.1384 | 13.153 | 13.8272
TSO | - | ADN_19 | 19 | 2025 | Winter | Pc_flex, [MW] | 2 | 2 | 0.44043 | 0.41898 | 0.48731 | 0.5253 | 0.54674 | 0.5398 | 1.4214 | 0.66767 | 2.7173 | 0.49261 | 0.079043 | 0.59746 | 0.85902 | 0.5371 | 0.61611 | 1.3146 | 2.9496 | 1.1558 | 1.5171 | 2.4262 | 1.6491 | 0.52265 | 0.52562 | 0.5021
TSO | - | ADN_19 | 19 | 2025 | Winter | Pc_net, [MW] | 2 | 2 | 12.89 | 12.0686 | 11.8788 | 11.6465 | 11.4223 | 11.489 | 20.4192 | 20.6812 | 19.7349 | 12.6195 | 19.5799 | 20.946 | 21.0513 | 20.5156 | 18.6674 | 18.5593 | 12.6213 | 19.1109 | 18.1414 | 17.3593 | 13.2796 | 12.6611 | 13.6786 | 13.3251
TSO | - | ADN_19 | 19 | 2025 | Winter | Qc, [MVAr] | 2 | 2 | 0.47756 | 0.49812 | 0.47552 | 0.53471 | 0.21163 | 0.049226 | 2.9511 | 3.6984 | 4.5902 | 3.4781 | 5.5767 | 3.4489 | 4.2592 | 4.0724 | 2.9626 | 2.7175 | 2.1425 | 3.2721 | 2.6917 | 2.3516 | 2.1237 | 1.8384 | 1.4607 | 0.77539
TSO | - | ADN_19 | 19 | 2025 | Winter | Qc_flex, [MVAr] | 2 | 2 | 0.44043 | 0.41898 | 0.48731 | 0.5253 | 0.54674 | 0.5398 | 1.4214 | 0.66767 | 2.7173 | 0.49261 | 0.079043 | 0.59746 | 0.85902 | 0.5371 | 0.61611 | 1.3146 | 2.9496 | 1.1558 | 1.5171 | 2.4262 | 1.6491 | 0.52265 | 0.52562 | 0.5021
TSO | - | ADN_19 | 19 | 2025 | Winter | Qc_net, [MVAr] | 2 | 2 | 1.5111 | -0.33023 | -0.67497 | -0.72404 | -1.1158 | -1.0999 | 2.5966 | 2.5208 | 5.6086 | 3.4781 | 7.2878 | 3.2532 | 3.0805 | 2.662 | 4.2752 | 4.2254 | 2.278 | 4.5274 | 3.8173 | 3.9642 | 2.4132 | 2.2928 | 2.1989 | -0.30091
TSO | - | ADN_29 | 29 | 2025 | Winter | Pc, [MW] | 2 | 2 | 7.1015 | 6.6866 | 6.3734 | 6.3667 | 6.1501 | 6.1872 | 6.369 | 6.5159 | 6.7632 | 6.6633 | 6.7073 | 6.5174 | 6.8124 | 6.5867 | 6.4717 | 6.5889 | 6.8707 | 7.1508 | 7.0808 | 6.7609 | 6.7294 | 6.4436 | 6.5582 | 6.5991
TSO | - | ADN_29 | 29 | 2025 | Winter | Pc_flex, [MW] | 2 | 2 | 1.5909 | 1.6248 | 1.738 | 1.7088 | 1.8972 | 1.7333 | 1.2103 | 1.2209 | 5.2498e-05 | 0.3637 | 0.42304 | 0.058098 | 0.38012 | 0.263 | 1.0878 | 0.91922 | 1.4957 | 0.26211 | 1.095 | 0.1815 | 0.03504 | 0.0368 | 1.0552 | 0.90073
TSO | - | ADN_29 | 29 | 2025 | Winter | Pc_net, [MW] | 2 | 2 | 8.6924 | 8.3113 | 8.1114 | 8.0755 | 8.0472 | 7.9205 | 7.5793 | 7.7367 | 6.7632 | 6.2996 | 6.2843 | 6.4593 | 6.4323 | 6.3237 | 7.5595 | 7.5081 | 8.3664 | 6.8887 | 8.1757 | 6.9424 | 6.7645 | 6.4804 | 7.6133 | 7.4998
TSO | - | ADN_29 | 29 | 2025 | Winter | Qc, [MVAr] | 2 | 2 | 0.75466 | 0.66225 | 0.48615 | 0.39463 | 0.39957 | 0.42712 | 0.4283 | 0.8579 | 0.9565 | 0.88525 | 0.96151 | 0.70844 | 0.86721 | 0.8168 | 0.63159 | 0.70885 | 0.84131 | 1.0699 | 0.89406 | 0.78961 | 0.7382 | 0.68843 | 0.60704 | 0.56873
TSO | - | ADN_29 | 29 | 2025 | Winter | Qc_flex, [MVAr] | 2 | 2 | 1.5909 | 1.6248 | 1.738 | 1.7088 | 1.8972 | 1.7333 | 1.2103 | 1.2209 | 5.2498e-05 | 0.3637 | 0.42304 | 0.058098 | 0.38012 | 0.263 | 1.0878 | 0.91922 | 1.4957 | 0.26211 | 1.095 | 0.1815 | 0.03504 | 0.0368 | 1.0552 | 0.90073
TSO | - | ADN_29 | 29 | 2025 | Winter | Qc_net, [MVAr] | 2 | 2 | 1.1082 | 0.94401 | 0.86704 | 0.86584 | 0.89568 | 0.86713 | 0.76145 | 1.2861 | 0.5612 | 0.40971 | 0.46634 | 0.36765 | 0.45623 | 0.4046 | 0.9619 | 1.0512 | 0.77997 | 0.73961 | 0.77511 | 0.5394 | 0.45764 | 0.63217 | 0.69056 | 0.67765
TSO | - | ADN_1 | 1 | 2025 | Winter | Pc, [MW] | Expected | - | 25.828 | 23.2411 | 22.162 | 22.004 | 21.9312 | 23.538 | 28.5827 | 30.0965 | 32.2778 | 34.9763 | 36.1201 | 37.6326 | 35.9305 | 34.1338 | 32.0188 | 31.333 | 31.7744 | 35.546 | 35.0187 | 34.2481 | 33.5762 | 30.9065 | 29.7361 | 27.6412
TSO | - | ADN_1 | 1 | 2025 | Winter | Pc_flex, [MW] | Expected | - | 0.37831 | 7.0275e-06 | 7.9602e-06 | 8.466e-06 | 9.2054e-06 | 7.6201e-06 | 1.8057 | 2.541 | 0.82849 | 1.3599 | 0.1585 | 0.43674 | 1.6618 | 0.25904 | 0.24042 | 0.41386 | 6.2139e-06 | 0.92443 | 0.69422 | 0.94994 | 0.84368 | 0.51051 | 0.58897 | 1.0326
TSO | - | ADN_1 | 1 | 2025 | Winter | Pc_net, [MW] | Expected | - | 26.2063 | 23.2411 | 22.162 | 22.004 | 21.9312 | 23.538 | 30.3884 | 32.6374 | 33.1063 | 36.3362 | 36.2786 | 37.1958 | 34.2688 | 34.3928 | 32.2592 | 31.7469 | 31.7744 | 34.6215 | 34.3245 | 33.2982 | 32.7325 | 30.396 | 29.1471 | 26.6087
TSO | - | ADN_1 | 1 | 2025 | Winter | Qc, [MVAr] | Expected | - | -4.2018 | -4.7992 | -5.042 | -4.9802 | -5.0769 | -4.4987 | -2.8612 | -2.1361 | -1.4062 | -0.28379 | -0.045947 | 0.4551 | -0.2596 | -1.1452 | -2.3567 | -2.3235 | -2.0054 | -0.54896 | -0.96601 | -1.4633 | -1.8608 | -2.5641 | -3.2412 | -3.656
TSO | - | ADN_1 | 1 | 2025 | Winter | Qc_flex, [MW] | Expected | - | 0.37831 | 7.0275e-06 | 7.9602e-06 | 8.466e-06 | 9.2054e-06 | 7.6201e-06 | 1.8057 | 2.541 | 0.82849 | 1.3599 | 0.1585 | 0.43674 | 1.6618 | 0.25904 | 0.24042 | 0.41386 | 6.2139e-06 | 0.92443 | 0.69422 | 0.94994 | 0.84368 | 0.51051 | 0.58897 | 1.0326
TSO | - | ADN_1 | 1 | 2025 | Winter | Qc_net, [MVAr] | Expected | - | -4.0422 | -5.2023 | -4.9072 | -4.565 | -4.6378 | -4.4987 | -2.8612 | -2.2034 | -1.4062 | -0.55413 | -0.59962 | -0.09075 | -0.54465 | -1.1212 | -2.3567 | -2.1412 | -2.0128 | -0.99583 | -1.223 | -0.96965 | -1.8608 | -2.2836 | -3.2412 | -3.656
TSO | - | 2 | 2 | 2025 | Winter | Pc, [MW] | Expected | - | 21.5773 | 20.4452 | 19.2015 | 18.9334 | 18.6259 | 19.9031 | 23.8074 | 26.2198 | 28.4612 | 28.9765 | 27.993 | 28.2124 | 28.4195 | 28.4857 | 27.0037 | 26.2446 | 26.7585 | 30.284 | 29.6163 | 28.7818 | 28.5886 | 26.5222 | 25.1507 | 23.5372
TSO | - | 2 | 2 | 2025 | Winter | Pc_flex, [MW] | Expected | - | 3.5904e-06 | 3.8e-06 | 3.5314e-06 | 3.3856e-06 | 3.4478e-06 | 3.5061e-06 | 3.7601e-06 | 5.1269e-06 | 5.669e-05 | 0.0033304 | 3.8619e-05 | 7.312e-05 | 3.9485e-05 | 3.0551e-05 | 2.655e-05 | 3.0767e-05 | 5.4429e-05 | 4.4624e-05 | 0.0062508 | 1.3604e-05 | 6.1966e-06 | 5.6646e-06 | 4.0476e-06 | 3.4661e-06
TSO | - | 2 | 2 | 2025 | Winter | Pc_net, [MW] | Expected | - | 21.5773 | 20.4452 | 19.2015 | 18.9334 | 18.6259 | 19.9031 | 23.8074 | 26.2197 | 28.4612 | 28.9732 | 27.993 | 28.2124 | 28.4194 | 28.4857 | 27.0037 | 26.2445 | 26.7584 | 30.2839 | 29.61 | 28.7817 | 28.5886 | 26.5222 | 25.1507 | 23.5372
TSO | - | 2 | 2 | 2025 | Winter | Qc, [MVAr] | Expected | - | -3.471 | -3.773 | -4.064 | -4.034 | -4.176 | -3.717 | -2.768 | -1.139 | -0.33503 | -0.051022 | -0.47003 | -0.34602 | -0.47903 | -0.48302 | -1.222 | -1.761 | -1.566 | -0.53402 | -0.77702 | -0.97702 | -1.535 | -1.993 | -2.674 | -3.01
TSO | - | 2 | 2 | 2025 | Winter | Qc_flex, [MW] | Expected | - | 3.5904e-06 | 3.8e-06 | 3.5314e-06 | 3.3856e-06 | 3.4478e-06 | 3.5061e-06 | 3.7601e-06 | 5.1269e-06 | 5.669e-05 | 0.0033304 | 3.8619e-05 | 7.312e-05 | 3.9485e-05 | 3.0551e-05 | 2.655e-05 | 3.0767e-05 | 5.4429e-05 | 4.4624e-05 | 0.0062508 | 1.3604e-05 | 6.1966e-06 | 5.6646e-06 | 4.0476e-06 | 3.4661e-06
TSO | - | 2 | 2 | 2025 | Winter | Qc_net, [MVAr] | Expected | - | -3.471 | -3.773 | -4.064 | -4.034 | -4.176 | -3.717 | -2.768 | -1.139 | -0.33503 | -0.051022 | -0.47003 | -0.34602 | -0.47902 | -0.48302 | -1.222 | -1.761 | -1.566 | -0.53402 | -0.77702 | -0.97702 | -1.535 | -1.993 | -2.674 | -3.01
TSO | - | 3 | 3 | 2025 | Winter | Pc, [MW] | Expected | - | 23.5202 | 22.2537 | 20.1014 | 21.1692 | 20.5027 | 20.8419 | 30.4017 | 31.1842 | 34.0816 | 34.2985 | 32.173 | 35.2591 | 33.5559 | 32.0857 | 31.2452 | 29.2669 | 28.6544 | 31.124 | 30.4458 | 30.604 | 30.1471 | 26.9475 | 25.1543 | 25.0313
TSO | - | 3 | 3 | 2025 | Winter | Pc_flex, [MW] | Expected | - | 3.6858e-06 | 3.9336e-06 | 3.6247e-06 | 3.4605e-06 | 3.519e-06 | 3.5823e-06 | 3.8396e-06 | 5.083e-06 | 3.6011e-05 | 0.0033323 | 3.5029e-05 | 0.00017782 | 4.1743e-05 | 3.9112e-05 | 3.1333e-05 | 3.8944e-05 | 0.002352 | 4.1867e-05 | 0.0038476 | 1.349e-05 | 6.3925e-06 | 5.9062e-06 | 4.1864e-06 | 3.6031e-06
TSO | - | 3 | 3 | 2025 | Winter | Pc_net, [MW] | Expected | - | 23.5202 | 22.2537 | 20.1014 | 21.1692 | 20.5027 | 20.8419 | 30.4017 | 31.1842 | 34.0815 | 34.2951 | 32.173 | 35.2589 | 33.5558 | 32.0857 | 31.2452 | 29.2669 | 28.6521 | 31.1239 | 30.4419 | 30.604 | 30.1471 | 26.9475 | 25.1543 | 25.0313
TSO | - | 3 | 3 | 2025 | Winter | Qc, [MVAr] | Expected | - | 3.6261 | 4.4921 | 4.4921 | 4.4921 | 4.4921 | 3.6391 | 1.6501 | 0.21208 | -1.2449 | -1.2449 | -0.10791 | -1.2979 | -1.2979 | -1.0049 | -0.12591 | 0.7531 | 1.0461 | 1.0461 | 1.0461 | 1.0462 | 1.0461 | 2.1831 | 3.3371 | 3.3371
TSO | - | 3 | 3 | 2025 | Winter | Qc_flex, [MW] | Expected | - | 3.6858e-06 | 3.9336e-06 | 3.6247e-06 | 3.4605e-06 | 3.519e-06 | 3.5823e-06 | 3.8396e-06 | 5.083e-06 | 3.6011e-05 | 0.0033323 | 3.5029e-05 | 0.00017782 | 4.1743e-05 | 3.9112e-05 | 3.1333e-05 | 3.8944e-05 | 0.002352 | 4.1867e-05 | 0.0038476 | 1.349e-05 | 6.3925e-06 | 5.9062e-06 | 4.1864e-06 | 3.6031e-06
TSO | - | 3 | 3 | 2025 | Winter | Qc_net, [MVAr] | Expected | - | 3.6261 | 4.4921 | 4.4921 | 4.4921 | 4.4921 | 3.6391 | 1.6501 | 0.21208 | -1.2449 | -1.2449 | -0.10791 | -1.2979 | -1.2979 | -1.0049 | -0.12591 | 0.7531 | 1.0461 | 1.0461 | 1.0461 | 1.0462 | 1.0461 | 2.1831 | 3.3371 | 3.3371
TSO | - | 4 | 4 | 2025 | Winter | Pc, [MW] | Expected | - | 71.8389 | 64.7823 | 60.5022 | 59.4004 | 60.1305 | 63.2207 | 76.3901 | 78.1771 | 82.506 | 85.8075 | 85.8765 | 85.2408 | 85.5085 | 85.4695 | 83.1115 | 81.6122 | 82.6938 | 95.5802 | 95.5456 | 95.3306 | 93.4922 | 88.2899 | 86.7457 | 79.1817
TSO | - | 4 | 4 | 2025 | Winter | Pc_flex, [MW] | Expected | - | 3.7679e-06 | 4.021e-06 | 3.698e-06 | 3.5171e-06 | 3.5759e-06 | 3.6409e-06 | 3.7162e-06 | 4.9529e-06 | 2.8033e-05 | 0.0033101 | 2.5317e-05 | 2.9279e-05 | 3.0411e-05 | 2.4235e-05 | 2.6249e-05 | 3.7415e-05 | 0.0030376 | 3.0243e-05 | 0.0033942 | 1.3361e-05 | 6.3886e-06 | 6.0372e-06 | 4.2662e-06 | 3.636e-06
TSO | - | 4 | 4 | 2025 | Winter | Pc_net, [MW] | Expected | - | 71.8389 | 64.7823 | 60.5022 | 59.4004 | 60.1305 | 63.2207 | 76.3901 | 78.1771 | 82.506 | 85.8042 | 85.8765 | 85.2408 | 85.5085 | 85.4695 | 83.1114 | 81.6122 | 82.6907 | 95.5802 | 95.5422 | 95.3306 | 93.4922 | 88.2899 | 86.7457 | 79.1817
TSO | - | 4 | 4 | 2025 | Winter | Qc, [MVAr] | Expected | - | 7.6793 | 5.9243 | 5.0713 | 4.9623 | 5.6403 | 7.0033 | 10.8652 | 13.2631 | 15.324 | 16.875 | 17.018 | 16.7121 | 16.783 | 16.6121 | 14.9861 | 14.2391 | 14.6932 | 20.027 | 19.998 | 19.388 | 17.9451 | 15.9591 | 13.0162 | 9.9862
TSO | - | 4 | 4 | 2025 | Winter | Qc_flex, [MW] | Expected | - | 3.7679e-06 | 4.021e-06 | 3.698e-06 | 3.5171e-06 | 3.5759e-06 | 3.6409e-06 | 3.7162e-06 | 4.9529e-06 | 2.8033e-05 | 0.0033101 | 2.5317e-05 | 2.9279e-05 | 3.0411e-05 | 2.4235e-05 | 2.6249e-05 | 3.7415e-05 | 0.0030376 | 3.0243e-05 | 0.0033942 | 1.3361e-05 | 6.3886e-06 | 6.0372e-06 | 4.2662e-06 | 3.636e-06
TSO | - | 4 | 4 | 2025 | Winter | Qc_net, [MVAr] | Expected | - | 7.6793 | 5.9243 | 5.0713 | 4.9623 | 5.6403 | 7.0033 | 10.8652 | 13.2631 | 15.324 | 16.875 | 17.018 | 16.7121 | 16.783 | 16.6121 | 14.9861 | 14.2391 | 14.6932 | 20.027 | 19.998 | 19.388 | 17.9451 | 15.9591 | 13.0162 | 9.9862
TSO | - | 5 | 5 | 2025 | Winter | Pc, [MW] | Expected | - | -5.6771 | -6.4227 | -7.313 | -7.3077 | -7.2485 | 9.0742 | 10.9119 | 12.0132 | 5.573 | -1.8723 | -2.812 | -2.8823 | -2.5661 | -3.385 | -3.1479 | -4.1921 | -4.4408 | -2.1573 | -2.6262 | -2.4895 | -2.367 | -2.5716 | -2.2146 | -3.9936
TSO | - | 5 | 5 | 2025 | Winter | Pc_flex, [MW] | Expected | - | 3.5982e-06 | 3.8121e-06 | 3.5373e-06 | 3.3901e-06 | 3.4522e-06 | 3.5422e-06 | 3.7936e-06 | 5.2087e-06 | 5.3425e-05 | 0.0033271 | 3.164e-05 | 5.2107e-05 | 3.4891e-05 | 2.7862e-05 | 2.5161e-05 | 2.9073e-05 | 6.5349e-05 | 4.0442e-05 | 0.0062883 | 1.3753e-05 | 6.299e-06 | 5.7468e-06 | 4.0931e-06 | 3.4901e-06
TSO | - | 5 | 5 | 2025 | Winter | Pc_net, [MW] | Expected | - | -5.6771 | -6.4227 | -7.313 | -7.3077 | -7.2485 | 9.0742 | 10.9119 | 12.0132 | 5.5729 | -1.8757 | -2.8121 | -2.8824 | -2.5661 | -3.385 | -3.1479 | -4.1922 | -4.4408 | -2.1573 | -2.6325 | -2.4895 | -2.367 | -2.5716 | -2.2146 | -3.9936
TSO | - | 5 | 5 | 2025 | Winter | Qc, [MVAr] | Expected | - | 0.36197 | 0.024974 | -0.45703 | -0.70003 | -0.52403 | 0.60997 | 1.846 | 2.1 | 1.675 | 0.92897 | 0.26696 | 0.31597 | 0.49796 | 0.24897 | 0.42397 | 0.30397 | 0.29697 | 0.34997 | 0.35997 | 0.44597 | 0.47697 | 0.56297 | 0.49497 | -0.057025
TSO | - | 5 | 5 | 2025 | Winter | Qc_flex, [MW] | Expected | - | 3.5982e-06 | 3.8121e-06 | 3.5373e-06 | 3.3901e-06 | 3.4522e-06 | 3.5422e-06 | 3.7936e-06 | 5.2087e-06 | 5.3425e-05 | 0.0033271 | 3.164e-05 | 5.2107e-05 | 3.4891e-05 | 2.7862e-05 | 2.5161e-05 | 2.9073e-05 | 6.5349e-05 | 4.0442e-05 | 0.0062883 | 1.3753e-05 | 6.299e-06 | 5.7468e-06 | 4.0931e-06 | 3.4901e-06
TSO | - | 5 | 5 | 2025 | Winter | Qc_net, [MVAr] | Expected | - | 0.36197 | 0.024975 | -0.45703 | -0.70003 | -0.52403 | 0.60997 | 1.846 | 2.1 | 1.675 | 0.92897 | 0.26696 | 0.31597 | 0.49797 | 0.24897 | 0.42397 | 0.30397 | 0.29698 | 0.34997 | 0.35997 | 0.44597 | 0.47697 | 0.56297 | 0.49497 | -0.057024
TSO | - | 6 | 8 | 2025 | Winter | Pc, [MW] | Expected | - | -0.00099952 | -0.00099946 | -0.00099942 | -0.00099938 | -0.00099938 | -0.00099941 | -0.00099951 | -0.00099968 | -0.00099978 | -0.00099978 | -0.00099967 | -0.00099958 | -0.00099954 | -0.00099953 | -0.0009995 | -0.00099953 | -0.00099966 | -0.00099976 | -0.0009999 | -0.00099991 | -0.00099982 | -0.00099972 | -0.00099965 | -0.00099958
TSO | - | 6 | 8 | 2025 | Winter | Pc_flex, [MW] | Expected | - | 0 | 0 | 0 | 0 | 0 | 0 | 0 | 0 | 0 | 0 | 0 | 0 | 0 | 0 | 0 | 0 | 0 | 0 | 0 | 0 | 0 | 0 | 0 | 0
TSO | - | 6 | 8 | 2025 | Winter | Pc_net, [MW] | Expected | - | -0.00099952 | -0.00099946 | -0.00099942 | -0.00099938 | -0.00099938 | -0.00099941 | -0.00099951 | -0.00099968 | -0.00099978 | -0.00099978 | -0.00099967 | -0.00099958 | -0.00099954 | -0.00099953 | -0.0009995 | -0.00099953 | -0.00099966 | -0.00099976 | -0.0009999 | -0.00099991 | -0.00099982 | -0.00099972 | -0.00099965 | -0.00099958
TSO | - | 6 | 8 | 2025 | Winter | Qc, [MVAr] | Expected | - | 99.039 | 99.395 | 99.829 | 99.799 | 99.357 | 98.572 | 96.285 | 94.515 | 93.778 | 71.175 | 48.871 | 48.582 | 48.893 | 49.122 | 49.399 | 74.462 | 95.005 | 93.394 | 93.521 | 93.758 | 94.708 | 95.475 | 96.586 | 97.918
TSO | - | 6 | 8 | 2025 | Winter | Qc_flex, [MW] | Expected | - | 0 | 0 | 0 | 0 | 0 | 0 | 0 | 0 | 0 | 0 | 0 | 0 | 0 | 0 | 0 | 0 | 0 | 0 | 0 | 0 | 0 | 0 | 0 | 0
TSO | - | 6 | 8 | 2025 | Winter | Qc_net, [MVAr] | Expected | - | 99.039 | 99.395 | 99.829 | 99.799 | 99.357 | 98.572 | 96.285 | 94.515 | 93.778 | 71.175 | 48.871 | 48.582 | 48.893 | 49.122 | 49.399 | 74.462 | 95.005 | 93.394 | 93.521 | 93.758 | 94.708 | 95.475 | 96.586 | 97.918
TSO | - | 7 | 9 | 2025 | Winter | Pc, [MW] | Expected | - | 29.0064 | 30.7447 | 31.6893 | 35.1147 | 36.4167 | 22.9908 | 9.4402 | -19.4217 | -33.5329 | -24.0388 | -11.251 | -8.3491 | -18.387 | -6.4522 | -7.535 | -9.5237 | -13.9519 | -20.3246 | -22.2844 | -24.3253 | -23.9776 | -13.7048 | 7.8994 | 25.8431
TSO | - | 7 | 9 | 2025 | Winter | Pc_flex, [MW] | Expected | - | 3.7734e-06 | 4.0296e-06 | 3.7015e-06 | 3.5214e-06 | 3.5795e-06 | 3.6447e-06 | 3.869e-06 | 5.023e-06 | 2.8543e-05 | 0.0033101 | 3.0665e-05 | 8.0846e-05 | 3.3992e-05 | 3.501e-05 | 3.0153e-05 | 3.9131e-05 | 0.0029512 | 3.4659e-05 | 0.0033981 | 1.33e-05 | 6.3799e-06 | 6.0196e-06 | 4.2724e-06 | 3.6845e-06
TSO | - | 7 | 9 | 2025 | Winter | Pc_net, [MW] | Expected | - | 29.0064 | 30.7447 | 31.6893 | 35.1147 | 36.4167 | 22.9908 | 9.4402 | -19.4217 | -33.5329 | -24.0421 | -11.251 | -8.3492 | -18.387 | -6.4523 | -7.535 | -9.5237 | -13.9549 | -20.3246 | -22.2878 | -24.3253 | -23.9776 | -13.7048 | 7.8994 | 25.8431
TSO | - | 7 | 9 | 2025 | Winter | Qc, [MVAr] | Expected | - | 13.2203 | 12.9593 | 13.3113 | 12.9992 | 11.5202 | 10.0372 | 4.3053 | 2.6793 | 5.1743 | 3.1713 | 2.1843 | -2.9297 | 2.2153 | 3.6353 | 5.7043 | 7.3773 | 7.9082 | 4.6713 | 4.5804 | 6.2624 | 8.7233 | 10.5463 | 10.6573 | 11.1403
TSO | - | 7 | 9 | 2025 | Winter | Qc_flex, [MW] | Expected | - | 3.7734e-06 | 4.0296e-06 | 3.7015e-06 | 3.5214e-06 | 3.5795e-06 | 3.6447e-06 | 3.869e-06 | 5.023e-06 | 2.8543e-05 | 0.0033101 | 3.0665e-05 | 8.0846e-05 | 3.3992e-05 | 3.501e-05 | 3.0153e-05 | 3.9131e-05 | 0.0029512 | 3.4659e-05 | 0.0033981 | 1.33e-05 | 6.3799e-06 | 6.0196e-06 | 4.2724e-06 | 3.6845e-06
TSO | - | 7 | 9 | 2025 | Winter | Qc_net, [MVAr] | Expected | - | 13.2203 | 12.9593 | 13.3113 | 12.9992 | 11.5202 | 10.0372 | 4.3053 | 2.6793 | 5.1743 | 3.1713 | 2.1843 | -2.9297 | 2.2153 | 3.6353 | 5.7043 | 7.3773 | 7.9082 | 4.6713 | 4.5804 | 6.2624 | 8.7233 | 10.5463 | 10.6573 | 11.1403
TSO | - | 8 | 10 | 2025 | Winter | Pc, [MW] | Expected | - | 32.8185 | 30.8141 | 29.0772 | 28.3334 | 27.1929 | 28.0455 | 34.8649 | 35.98 | 42.7249 | 46.1984 | 45.8669 | 46.8162 | 45.6578 | 45.6031 | 45.2732 | 43.6604 | 42.9629 | 49.0335 | 41.9246 | 41.2662 | 41.8587 | 39.3903 | 37.3483 | 34.3045
TSO | - | 8 | 10 | 2025 | Winter | Pc_flex, [MW] | Expected | - | 3.7395e-06 | 3.9883e-06 | 3.671e-06 | 3.4949e-06 | 3.5527e-06 | 3.6127e-06 | 3.7437e-06 | 4.9257e-06 | 2.8179e-05 | 0.0033134 | 2.7379e-05 | 3.8999e-05 | 3.1511e-05 | 2.7225e-05 | 2.73e-05 | 3.7052e-05 | 0.0030097 | 3.3377e-05 | 0.0033993 | 1.3277e-05 | 6.3745e-06 | 5.9856e-06 | 4.2366e-06 | 3.6261e-06
TSO | - | 8 | 10 | 2025 | Winter | Pc_net, [MW] | Expected | - | 32.8185 | 30.8141 | 29.0772 | 28.3333 | 27.1929 | 28.0455 | 34.8649 | 35.98 | 42.7248 | 46.1951 | 45.8668 | 46.8162 | 45.6578 | 45.6031 | 45.2732 | 43.6604 | 42.9599 | 49.0335 | 41.9212 | 41.2662 | 41.8587 | 39.3903 | 37.3483 | 34.3045
TSO | - | 8 | 10 | 2025 | Winter | Qc, [MVAr] | Expected | - | -14.826 | -15.959 | -16.09 | -16.129 | -15.946 | -15.26 | -8.791 | -2.706 | 0.089 | 1.291 | 0.068 | -0.573 | -1.155 | -0.886 | -3.119 | -5.676 | -5.72 | -0.658 | -0.919 | -1.194 | -2.773 | -5.639 | -8.563 | -10.388
TSO | - | 8 | 10 | 2025 | Winter | Qc_flex, [MW] | Expected | - | 3.7395e-06 | 3.9883e-06 | 3.671e-06 | 3.4949e-06 | 3.5527e-06 | 3.6127e-06 | 3.7437e-06 | 4.9257e-06 | 2.8179e-05 | 0.0033134 | 2.7379e-05 | 3.8999e-05 | 3.1511e-05 | 2.7225e-05 | 2.73e-05 | 3.7052e-05 | 0.0030097 | 3.3377e-05 | 0.0033993 | 1.3277e-05 | 6.3745e-06 | 5.9856e-06 | 4.2366e-06 | 3.6261e-06
TSO | - | 8 | 10 | 2025 | Winter | Qc_net, [MVAr] | Expected | - | -14.826 | -15.959 | -16.09 | -16.129 | -15.946 | -15.26 | -8.791 | -2.706 | 0.089 | 1.291 | 0.068 | -0.573 | -1.155 | -0.886 | -3.119 | -5.676 | -5.72 | -0.658 | -0.919 | -1.194 | -2.773 | -5.639 | -8.563 | -10.388
TSO | - | 9 | 12 | 2025 | Winter | Pc, [MW] | Expected | - | 204.2594 | 184.2414 | 173.0023 | 168.0246 | 160.27 | 175.1478 | 237.7196 | 260.9053 | 281.021 | 279.7312 | 292.4336 | 300.5162 | 290.2045 | 291.2069 | 273.621 | 264.216 | 267.8429 | 320.679 | 313.5066 | 310.8059 | 312.6331 | 291.7963 | 274.3117 | 243.181
TSO | - | 9 | 12 | 2025 | Winter | Pc_flex, [MW] | Expected | - | 3.7725e-06 | 4.0265e-06 | 3.7026e-06 | 3.5212e-06 | 3.5792e-06 | 3.6433e-06 | 3.7129e-06 | 4.9484e-06 | 2.7455e-05 | 0.0033074 | 2.4733e-05 | 2.8338e-05 | 2.9737e-05 | 2.38e-05 | 2.5764e-05 | 3.6938e-05 | 0.0030487 | 3.0041e-05 | 0.00339 | 1.3412e-05 | 6.419e-06 | 6.06e-06 | 4.278e-06 | 3.6422e-06
TSO | - | 9 | 12 | 2025 | Winter | Pc_net, [MW] | Expected | - | 204.2594 | 184.2414 | 173.0023 | 168.0246 | 160.27 | 175.1478 | 237.7196 | 260.9053 | 281.0209 | 279.7279 | 292.4335 | 300.5162 | 290.2045 | 291.2069 | 273.621 | 264.216 | 267.8399 | 320.679 | 313.5032 | 310.8059 | 312.6331 | 291.7963 | 274.3117 | 243.181
TSO | - | 9 | 12 | 2025 | Winter | Qc, [MVAr] | Expected | - | -32.1709 | -37.0979 | -35.1369 | -36.3799 | -36.4009 | -35.7149 | -15.906 | -0.64399 | 5.561 | 12.935 | 16.145 | 15.049 | 18.81 | 13.537 | 12.872 | 2.959 | 0.87301 | 20.45 | 21.344 | 22.629 | 12.316 | 0.92602 | -6.541 | -10.465
TSO | - | 9 | 12 | 2025 | Winter | Qc_flex, [MW] | Expected | - | 3.7725e-06 | 4.0265e-06 | 3.7026e-06 | 3.5212e-06 | 3.5792e-06 | 3.6433e-06 | 3.7129e-06 | 4.9484e-06 | 2.7455e-05 | 0.0033074 | 2.4733e-05 | 2.8338e-05 | 2.9737e-05 | 2.38e-05 | 2.5764e-05 | 3.6938e-05 | 0.0030487 | 3.0041e-05 | 0.00339 | 1.3412e-05 | 6.419e-06 | 6.06e-06 | 4.278e-06 | 3.6422e-06
TSO | - | 9 | 12 | 2025 | Winter | Qc_net, [MVAr] | Expected | - | -32.1709 | -37.0979 | -35.1369 | -36.3799 | -36.4009 | -35.7149 | -15.906 | -0.64399 | 5.561 | 12.935 | 16.145 | 15.049 | 18.81 | 13.537 | 12.872 | 2.959 | 0.87301 | 20.45 | 21.344 | 22.629 | 12.316 | 0.92602 | -6.541 | -10.465
TSO | - | 10 | 15 | 2025 | Winter | Pc, [MW] | Expected | - | 4.3584 | 4.2973 | 4.0705 | 4.0818 | 3.96 | 4.1087 | 5.1958 | 5.4289 | 5.8097 | 6.0848 | 5.6351 | 5.8341 | 5.8046 | 5.6981 | 5.4358 | 5.1047 | 5.0224 | 5.8029 | 5.7114 | 5.7883 | 5.6716 | 5.4392 | 5.1672 | 4.7326
TSO | - | 10 | 15 | 2025 | Winter | Pc_flex, [MW] | Expected | - | 3.7811e-06 | 4.037e-06 | 3.7109e-06 | 3.528e-06 | 3.5867e-06 | 3.6527e-06 | 3.7258e-06 | 4.9626e-06 | 2.7617e-05 | 0.0033081 | 2.5055e-05 | 2.9001e-05 | 3.0293e-05 | 2.4218e-05 | 2.6374e-05 | 3.7983e-05 | 0.0030535 | 2.9722e-05 | 0.0033809 | 1.3248e-05 | 6.3714e-06 | 6.0401e-06 | 4.275e-06 | 3.6467e-06
TSO | - | 10 | 15 | 2025 | Winter | Pc_net, [MW] | Expected | - | 4.3584 | 4.2973 | 4.0705 | 4.0818 | 3.96 | 4.1087 | 5.1958 | 5.4289 | 5.8096 | 6.0815 | 5.635 | 5.834 | 5.8046 | 5.6981 | 5.4358 | 5.1046 | 5.0193 | 5.8029 | 5.708 | 5.7883 | 5.6716 | 5.4392 | 5.1672 | 4.7326
TSO | - | 10 | 15 | 2025 | Winter | Qc, [MVAr] | Expected | - | -3.4099 | -3.4099 | -3.4099 | -3.4099 | -3.4099 | -3.4099 | -3.296 | -3.012 | -2.898 | -2.727 | -2.784 | -2.727 | -2.784 | -2.955 | -2.955 | -2.955 | -3.125 | -3.181 | -3.181 | -3.181 | -3.181 | -3.245 | -3.435 | -3.4349
TSO | - | 10 | 15 | 2025 | Winter | Qc_flex, [MW] | Expected | - | 3.7811e-06 | 4.037e-06 | 3.7109e-06 | 3.528e-06 | 3.5867e-06 | 3.6527e-06 | 3.7258e-06 | 4.9626e-06 | 2.7617e-05 | 0.0033081 | 2.5055e-05 | 2.9001e-05 | 3.0293e-05 | 2.4218e-05 | 2.6374e-05 | 3.7983e-05 | 0.0030535 | 2.9722e-05 | 0.0033809 | 1.3248e-05 | 6.3714e-06 | 6.0401e-06 | 4.275e-06 | 3.6467e-06
TSO | - | 10 | 15 | 2025 | Winter | Qc_net, [MVAr] | Expected | - | -3.4099 | -3.4099 | -3.4099 | -3.4099 | -3.4099 | -3.4099 | -3.296 | -3.012 | -2.898 | -2.727 | -2.784 | -2.727 | -2.784 | -2.955 | -2.955 | -2.955 | -3.125 | -3.181 | -3.181 | -3.181 | -3.181 | -3.245 | -3.435 | -3.4349
TSO | - | 11 | 16 | 2025 | Winter | Pc, [MW] | Expected | - | 31.9462 | 31.326 | 30.5081 | 30.4168 | 30.8335 | 34.0749 | 45.5343 | 49.1846 | 50.7318 | 47.7671 | 47.8829 | 48.149 | 45.7269 | 46.8773 | 44.1179 | 43.4718 | 43.4028 | 46.9643 | 45.2163 | 43.88 | 43.3307 | 38.3143 | 37.0698 | 33.6633
TSO | - | 11 | 16 | 2025 | Winter | Pc_flex, [MW] | Expected | - | 3.7082e-06 | 3.9588e-06 | 3.6458e-06 | 3.4766e-06 | 3.5354e-06 | 3.6001e-06 | 3.8468e-06 | 5.0625e-06 | 3.3341e-05 | 0.0033224 | 3.3361e-05 | 0.00011527 | 3.706e-05 | 3.6909e-05 | 3.0186e-05 | 3.8272e-05 | 0.0027559 | 3.9213e-05 | 0.0035314 | 1.3467e-05 | 6.3951e-06 | 5.9348e-06 | 4.2095e-06 | 3.6233e-06
TSO | - | 11 | 16 | 2025 | Winter | Pc_net, [MW] | Expected | - | 31.9462 | 31.326 | 30.5081 | 30.4168 | 30.8335 | 34.0749 | 45.5343 | 49.1846 | 50.7318 | 47.7638 | 47.8829 | 48.1489 | 45.7269 | 46.8772 | 44.1179 | 43.4717 | 43.4 | 46.9643 | 45.2128 | 43.88 | 43.3307 | 38.3143 | 37.0698 | 33.6633
TSO | - | 11 | 16 | 2025 | Winter | Qc, [MVAr] | Expected | - | 2.1262 | -1.2978 | -2.0778 | -0.91186 | -1.4898 | -0.24285 | 4.0581 | 7.2981 | 8.2621 | 6.8641 | 6.9741 | 7.0461 | 6.0671 | 5.9401 | 4.1801 | 3.9851 | 3.4841 | 4.9241 | 4.5482 | 3.8552 | 3.4062 | 1.9132 | 0.61316 | -0.90683
TSO | - | 11 | 16 | 2025 | Winter | Qc_flex, [MW] | Expected | - | 3.7082e-06 | 3.9588e-06 | 3.6458e-06 | 3.4766e-06 | 3.5354e-06 | 3.6001e-06 | 3.8468e-06 | 5.0625e-06 | 3.3341e-05 | 0.0033224 | 3.3361e-05 | 0.00011527 | 3.706e-05 | 3.6909e-05 | 3.0186e-05 | 3.8272e-05 | 0.0027559 | 3.9213e-05 | 0.0035314 | 1.3467e-05 | 6.3951e-06 | 5.9348e-06 | 4.2095e-06 | 3.6233e-06
TSO | - | 11 | 16 | 2025 | Winter | Qc_net, [MVAr] | Expected | - | 2.1262 | -1.2978 | -2.0778 | -0.91186 | -1.4898 | -0.24285 | 4.0581 | 7.2981 | 8.2621 | 6.8641 | 6.9741 | 7.0461 | 6.0671 | 5.9401 | 4.1801 | 3.9851 | 3.4841 | 4.9241 | 4.5482 | 3.8552 | 3.4062 | 1.9132 | 0.61316 | -0.90683
TSO | - | 12 | 17 | 2025 | Winter | Pc, [MW] | Expected | - | 7.9078 | 7.746 | 6.8544 | 7.0858 | 7.0751 | 7.7807 | 8.9971 | 9.9048 | 9.8875 | 10.2876 | 8.9815 | 9.4111 | 8.9392 | 8.7424 | 9.0185 | 9.361 | 10.1944 | 11.039 | 10.2997 | 10.886 | 11.0018 | 9.4942 | 8.8098 | 8.8639
TSO | - | 12 | 17 | 2025 | Winter | Pc_flex, [MW] | Expected | - | 3.692e-06 | 3.9406e-06 | 3.6314e-06 | 3.4652e-06 | 3.5243e-06 | 3.5889e-06 | 3.8406e-06 | 5.078e-06 | 3.4705e-05 | 0.0033264 | 3.3924e-05 | 0.00012814 | 3.8718e-05 | 3.7511e-05 | 3.0433e-05 | 3.824e-05 | 0.0026316 | 4.0905e-05 | 0.0036331 | 1.3485e-05 | 6.394e-06 | 5.9135e-06 | 4.194e-06 | 3.6083e-06
TSO | - | 12 | 17 | 2025 | Winter | Pc_net, [MW] | Expected | - | 7.9078 | 7.746 | 6.8544 | 7.0858 | 7.0751 | 7.7807 | 8.9971 | 9.9048 | 9.8874 | 10.2842 | 8.9815 | 9.411 | 8.9391 | 8.7424 | 9.0185 | 9.361 | 10.1918 | 11.039 | 10.2961 | 10.8859 | 11.0018 | 9.4942 | 8.8098 | 8.8639
TSO | - | 12 | 17 | 2025 | Winter | Qc, [MVAr] | Expected | - | -1.4489 | -1.4579 | -1.5929 | -1.4609 | -1.4659 | -1.3199 | -0.8999 | -0.50592 | -0.36891 | -0.46491 | -0.67391 | -0.50492 | -0.57792 | -0.56492 | -0.71491 | -0.7199 | -0.5789 | -0.49991 | -0.60287 | -0.66885 | -0.59887 | -0.77788 | -1.0189 | -1.1359
TSO | - | 12 | 17 | 2025 | Winter | Qc_flex, [MW] | Expected | - | 3.692e-06 | 3.9406e-06 | 3.6314e-06 | 3.4652e-06 | 3.5243e-06 | 3.5889e-06 | 3.8406e-06 | 5.078e-06 | 3.4705e-05 | 0.0033264 | 3.3924e-05 | 0.00012814 | 3.8718e-05 | 3.7511e-05 | 3.0433e-05 | 3.824e-05 | 0.0026316 | 4.0905e-05 | 0.0036331 | 1.3485e-05 | 6.394e-06 | 5.9135e-06 | 4.194e-06 | 3.6083e-06
TSO | - | 12 | 17 | 2025 | Winter | Qc_net, [MVAr] | Expected | - | -1.4489 | -1.4579 | -1.5929 | -1.4609 | -1.4659 | -1.3199 | -0.8999 | -0.50592 | -0.36891 | -0.46491 | -0.67391 | -0.50492 | -0.57792 | -0.56492 | -0.71491 | -0.7199 | -0.5789 | -0.49991 | -0.60287 | -0.66885 | -0.59887 | -0.77788 | -1.0189 | -1.1359
TSO | - | 13 | 18 | 2025 | Winter | Pc, [MW] | Expected | - | 0.76785 | 0.77353 | 0.75517 | 0.74697 | 0.77106 | 0.68659 | 1.0827 | 1.028 | 1.0253 | 1.2162 | 1.5036 | 1.3707 | 1.5431 | 1.5759 | 1.483 | 1.4569 | 1.5299 | 1.6211 | 1.5909 | 1.5781 | 1.5938 | 1.0663 | 0.94412 | 0.82066
TSO | - | 13 | 18 | 2025 | Winter | Pc_flex, [MW] | Expected | - | 3.7715e-06 | 4.0256e-06 | 3.702e-06 | 3.5204e-06 | 3.5792e-06 | 3.6445e-06 | 3.7193e-06 | 4.9574e-06 | 2.796e-05 | 0.0033096 | 2.5311e-05 | 2.9316e-05 | 3.0495e-05 | 2.4294e-05 | 2.6363e-05 | 3.7682e-05 | 0.0030432 | 3.0053e-05 | 0.0033888 | 1.3307e-05 | 6.3788e-06 | 6.0355e-06 | 4.2673e-06 | 3.6386e-06
TSO | - | 13 | 18 | 2025 | Winter | Pc_net, [MW] | Expected | - | 0.76785 | 0.77352 | 0.75517 | 0.74697 | 0.77106 | 0.68659 | 1.0827 | 1.028 | 1.0253 | 1.2129 | 1.5036 | 1.3707 | 1.543 | 1.5759 | 1.483 | 1.4569 | 1.5268 | 1.621 | 1.5875 | 1.5781 | 1.5938 | 1.0663 | 0.94412 | 0.82065
TSO | - | 13 | 18 | 2025 | Winter | Qc, [MVAr] | Expected | - | -1.0337 | -1.0337 | -1.0337 | -1.0337 | -0.9797 | -1.0097 | -0.91981 | -0.8899 | -0.88995 | -0.98795 | -0.91295 | -0.88792 | -0.89493 | -0.94492 | -0.9179 | -0.91586 | -0.94181 | -0.94193 | -0.94193 | -0.91291 | -0.90987 | -0.98885 | -0.98879 | -0.98876
TSO | - | 13 | 18 | 2025 | Winter | Qc_flex, [MW] | Expected | - | 3.7715e-06 | 4.0256e-06 | 3.702e-06 | 3.5204e-06 | 3.5792e-06 | 3.6445e-06 | 3.7193e-06 | 4.9574e-06 | 2.796e-05 | 0.0033096 | 2.5311e-05 | 2.9316e-05 | 3.0495e-05 | 2.4294e-05 | 2.6363e-05 | 3.7682e-05 | 0.0030432 | 3.0053e-05 | 0.0033888 | 1.3307e-05 | 6.3788e-06 | 6.0355e-06 | 4.2673e-06 | 3.6386e-06
TSO | - | 13 | 18 | 2025 | Winter | Qc_net, [MVAr] | Expected | - | -1.0337 | -1.0337 | -1.0337 | -1.0337 | -0.9797 | -1.0097 | -0.91981 | -0.8899 | -0.88995 | -0.98795 | -0.91295 | -0.88792 | -0.89493 | -0.94492 | -0.9179 | -0.91586 | -0.94181 | -0.94193 | -0.94193 | -0.91291 | -0.90987 | -0.98885 | -0.98879 | -0.98876
TSO | - | 14 | 20 | 2025 | Winter | Pc, [MW] | Expected | - | 4.2798 | 4.2956 | 4.2446 | 4.1668 | 4.5311 | 4.2108 | 4.3359 | 3.3751 | 2.8907 | 2.5583 | 3.0311 | 3.4376 | 3.8009 | 4.2083 | 4.1096 | 3.6126 | 3.5896 | 3.9669 | 3.9381 | 3.7927 | 3.9022 | 4.3806 | 4.4407 | 4.1304
TSO | - | 14 | 20 | 2025 | Winter | Pc_flex, [MW] | Expected | - | 3.3267e-06 | 3.3531e-06 | 3.2449e-06 | 3.172e-06 | 3.2579e-06 | 3.1921e-06 | 3.5322e-06 | 4.6195e-06 | 4.7304e-05 | 0.0032663 | 0.0030592 | 3.3153e-05 | 2.5917e-05 | 2.1214e-05 | 3.0178e-05 | 3.3478e-05 | 1.8065e-05 | 5.2198e-05 | 0.003393 | 1.6802e-05 | 5.6615e-06 | 5.3383e-06 | 3.9013e-06 | 3.0341e-06
TSO | - | 14 | 20 | 2025 | Winter | Pc_net, [MW] | Expected | - | 4.2798 | 4.2956 | 4.2446 | 4.1668 | 4.5311 | 4.2108 | 4.3359 | 3.3751 | 2.8907 | 2.5551 | 3.0281 | 3.4376 | 3.8008 | 4.2083 | 4.1096 | 3.6126 | 3.5896 | 3.9669 | 3.9347 | 3.7927 | 3.9021 | 4.3806 | 4.4407 | 4.1304
TSO | - | 14 | 20 | 2025 | Winter | Qc, [MVAr] | Expected | - | -0.15399 | -0.15389 | -0.15378 | -0.1537 | -0.1522 | -0.15213 | -0.15399 | -0.15399 | -0.154 | -0.15399 | -0.154 | -0.72199 | -0.91199 | -0.91199 | -0.154 | -0.154 | -0.34899 | -0.934 | -0.93399 | -0.93399 | -0.17599 | -0.17599 | -0.17599 | -0.17596
TSO | - | 14 | 20 | 2025 | Winter | Qc_flex, [MW] | Expected | - | 3.3267e-06 | 3.3531e-06 | 3.2449e-06 | 3.172e-06 | 3.2579e-06 | 3.1921e-06 | 3.5322e-06 | 4.6195e-06 | 4.7304e-05 | 0.0032663 | 0.0030592 | 3.3153e-05 | 2.5917e-05 | 2.1214e-05 | 3.0178e-05 | 3.3478e-05 | 1.8065e-05 | 5.2198e-05 | 0.003393 | 1.6802e-05 | 5.6615e-06 | 5.3383e-06 | 3.9013e-06 | 3.0341e-06
TSO | - | 14 | 20 | 2025 | Winter | Qc_net, [MVAr] | Expected | - | -0.15399 | -0.15389 | -0.15378 | -0.1537 | -0.1522 | -0.15213 | -0.15399 | -0.15399 | -0.154 | -0.15399 | -0.154 | -0.722 | -0.912 | -0.912 | -0.15401 | -0.15401 | -0.349 | -0.934 | -0.934 | -0.934 | -0.17599 | -0.17599 | -0.17599 | -0.17596
TSO | - | 15 | 21 | 2025 | Winter | Pc, [MW] | Expected | - | 7.2974 | 6.8907 | 6.4218 | 6.3203 | 6.1212 | 6.6065 | 9.8275 | 11.0167 | 11.7154 | 11.8319 | 11.2335 | 11.7591 | 11.9131 | 11.9494 | 10.7244 | 10.0572 | 10.3923 | 12.3608 | 11.5756 | 11.3257 | 11.1698 | 10.3016 | 9.336 | 8.4293
TSO | - | 15 | 21 | 2025 | Winter | Pc_flex, [MW] | Expected | - | 3.2228e-06 | 3.265e-06 | 3.199e-06 | 3.146e-06 | 3.2434e-06 | 3.1479e-06 | 3.4128e-06 | 4.4486e-06 | 4.8855e-05 | 0.0032585 | 0.003152 | 2.5369e-05 | 2.1445e-05 | 1.7692e-05 | 2.3003e-05 | 2.3784e-05 | 1.4525e-05 | 4.4779e-05 | 0.0033536 | 1.6277e-05 | 5.371e-06 | 5.0543e-06 | 3.7388e-06 | 2.9262e-06
TSO | - | 15 | 21 | 2025 | Winter | Pc_net, [MW] | Expected | - | 7.2974 | 6.8907 | 6.4218 | 6.3203 | 6.1212 | 6.6065 | 9.8275 | 11.0167 | 11.7154 | 11.8286 | 11.2304 | 11.7591 | 11.913 | 11.9494 | 10.7244 | 10.0571 | 10.3922 | 12.3607 | 11.5723 | 11.3257 | 11.1698 | 10.3016 | 9.336 | 8.4293
TSO | - | 15 | 21 | 2025 | Winter | Qc, [MVAr] | Expected | - | -1.636 | -1.6359 | -1.6357 | -1.6356 | -1.6342 | -1.6341 | -1.235 | -0.26699 | -0.076995 | -0.076993 | -0.076996 | -0.076994 | -0.076995 | -0.076994 | -0.272 | -0.857 | -0.85699 | -0.857 | -0.85699 | -0.85699 | -0.85699 | -0.85699 | -1.614 | -1.614
TSO | - | 15 | 21 | 2025 | Winter | Qc_flex, [MW] | Expected | - | 3.2228e-06 | 3.265e-06 | 3.199e-06 | 3.146e-06 | 3.2434e-06 | 3.1479e-06 | 3.4128e-06 | 4.4486e-06 | 4.8855e-05 | 0.0032585 | 0.003152 | 2.5369e-05 | 2.1445e-05 | 1.7692e-05 | 2.3003e-05 | 2.3784e-05 | 1.4525e-05 | 4.4779e-05 | 0.0033536 | 1.6277e-05 | 5.371e-06 | 5.0543e-06 | 3.7388e-06 | 2.9262e-06
TSO | - | 15 | 21 | 2025 | Winter | Qc_net, [MVAr] | Expected | - | -1.636 | -1.6359 | -1.6357 | -1.6356 | -1.6342 | -1.6341 | -1.235 | -0.26699 | -0.076997 | -0.076995 | -0.077004 | -0.076999 | -0.077001 | -0.077 | -0.27201 | -0.85701 | -0.85699 | -0.857 | -0.857 | -0.857 | -0.85699 | -0.85699 | -1.614 | -1.614
TSO | - | 16 | 26 | 2025 | Winter | Pc, [MW] | Expected | - | 24.7233 | 22.4929 | 21.2253 | 20.8382 | 20.2992 | 20.9754 | 26.107 | 27.3965 | 30.4964 | 31.3857 | 31.0505 | 31.1335 | 30.7973 | 30.7892 | 30.0478 | 29.4781 | 28.285 | 30.9759 | 31.8763 | 31.6126 | 31.9176 | 30.0875 | 29.7256 | 27.352
TSO | - | 16 | 26 | 2025 | Winter | Pc_flex, [MW] | Expected | - | 3.743e-06 | 3.9921e-06 | 3.6742e-06 | 3.4978e-06 | 3.5561e-06 | 3.6209e-06 | 3.7179e-06 | 4.9676e-06 | 3.0078e-05 | 0.0033149 | 2.6755e-05 | 3.2325e-05 | 3.2088e-05 | 2.5348e-05 | 2.6822e-05 | 3.8055e-05 | 0.0029731 | 3.1994e-05 | 0.0034418 | 1.354e-05 | 6.4171e-06 | 6.0201e-06 | 4.248e-06 | 3.6178e-06
TSO | - | 16 | 26 | 2025 | Winter | Pc_net, [MW] | Expected | - | 24.7233 | 22.4929 | 21.2253 | 20.8382 | 20.2992 | 20.9754 | 26.107 | 27.3965 | 30.4964 | 31.3824 | 31.0505 | 31.1335 | 30.7973 | 30.7892 | 30.0478 | 29.4781 | 28.2821 | 30.9759 | 31.8729 | 31.6126 | 31.9176 | 30.0875 | 29.7256 | 27.352
TSO | - | 16 | 26 | 2025 | Winter | Qc, [MVAr] | Expected | - | 0.77281 | 0.54482 | 0.32582 | 0.33882 | -0.16118 | 0.074821 | 1.6508 | 3.0747 | 4.3767 | 5.1307 | 5.0627 | 5.0017 | 4.8817 | 4.6457 | 4.2837 | 3.3708 | 3.1948 | 3.6977 | 3.8858 | 3.6838 | 3.3868 | 2.9868 | 2.1558 | 1.4158
TSO | - | 16 | 26 | 2025 | Winter | Qc_flex, [MW] | Expected | - | 3.743e-06 | 3.9921e-06 | 3.6742e-06 | 3.4978e-06 | 3.5561e-06 | 3.6209e-06 | 3.7179e-06 | 4.9676e-06 | 3.0078e-05 | 0.0033149 | 2.6755e-05 | 3.2325e-05 | 3.2088e-05 | 2.5348e-05 | 2.6822e-05 | 3.8055e-05 | 0.0029731 | 3.1994e-05 | 0.0034418 | 1.354e-05 | 6.4171e-06 | 6.0201e-06 | 4.248e-06 | 3.6178e-06
TSO | - | 16 | 26 | 2025 | Winter | Qc_net, [MVAr] | Expected | - | 0.77281 | 0.54482 | 0.32582 | 0.33882 | -0.16118 | 0.074821 | 1.6508 | 3.0747 | 4.3767 | 5.1307 | 5.0627 | 5.0017 | 4.8817 | 4.6457 | 4.2837 | 3.3708 | 3.1948 | 3.6977 | 3.8858 | 3.6838 | 3.3868 | 2.9868 | 2.1558 | 1.4158
TSO | - | 17 | 30 | 2025 | Winter | Pc, [MW] | Expected | - | 11.8108 | 11.225 | 11.0747 | 11.0136 | 10.9194 | 11.3709 | 14.6369 | 15.3047 | 15.8385 | 15.4014 | 15.3024 | 16.1059 | 16.0114 | 16.2852 | 15.675 | 15.3959 | 15.1009 | 15.8406 | 15.2568 | 14.6433 | 14.8767 | 13.8313 | 12.8219 | 12.4771
TSO | - | 17 | 30 | 2025 | Winter | Pc_flex, [MW] | Expected | - | 3.5464e-06 | 3.7767e-06 | 3.513e-06 | 3.3702e-06 | 3.4333e-06 | 3.4833e-06 | 3.7595e-06 | 5.1308e-06 | 4.0781e-05 | 0.0033504 | 3.2531e-05 | 0.00016346 | 4.5547e-05 | 3.9067e-05 | 2.8463e-05 | 3.0955e-05 | 9.3491e-05 | 4.7688e-05 | 0.0061045 | 1.2961e-05 | 6.2677e-06 | 5.6675e-06 | 4.0353e-06 | 3.4732e-06
TSO | - | 17 | 30 | 2025 | Winter | Pc_net, [MW] | Expected | - | 11.8108 | 11.225 | 11.0747 | 11.0136 | 10.9194 | 11.3709 | 14.6369 | 15.3047 | 15.8385 | 15.398 | 15.3023 | 16.1058 | 16.0113 | 16.2852 | 15.675 | 15.3959 | 15.1008 | 15.8406 | 15.2507 | 14.6433 | 14.8767 | 13.8313 | 12.8219 | 12.4771
TSO | - | 17 | 30 | 2025 | Winter | Qc, [MVAr] | Expected | - | -1.647 | -1.89 | -1.934 | -1.916 | -1.817 | -1.587 | -0.23798 | 0.58602 | 0.99702 | 0.57802 | 0.67402 | 1.048 | 1.19 | 1.181 | 0.53202 | 0.28202 | 0.28702 | 0.32602 | -0.071979 | -0.50798 | -0.13498 | -0.54798 | -1.453 | -1.515
TSO | - | 17 | 30 | 2025 | Winter | Qc_flex, [MW] | Expected | - | 3.5464e-06 | 3.7767e-06 | 3.513e-06 | 3.3702e-06 | 3.4333e-06 | 3.4833e-06 | 3.7595e-06 | 5.1308e-06 | 4.0781e-05 | 0.0033504 | 3.2531e-05 | 0.00016346 | 4.5547e-05 | 3.9067e-05 | 2.8463e-05 | 3.0955e-05 | 9.3491e-05 | 4.7688e-05 | 0.0061045 | 1.2961e-05 | 6.2677e-06 | 5.6675e-06 | 4.0353e-06 | 3.4732e-06
TSO | - | 17 | 30 | 2025 | Winter | Qc_net, [MVAr] | Expected | - | -1.647 | -1.89 | -1.934 | -1.916 | -1.817 | -1.587 | -0.23798 | 0.58602 | 0.99702 | 0.57802 | 0.67402 | 1.048 | 1.19 | 1.181 | 0.53202 | 0.28202 | 0.28702 | 0.32602 | -0.07198 | -0.50798 | -0.13498 | -0.54798 | -1.453 | -1.515
TSO | - | 18 | 35 | 2025 | Winter | Pc, [MW] | Expected | - | 19.5423 | 18.6695 | 17.4621 | 17.156 | 16.9346 | 19.274 | 26.8575 | 29.3031 | 30.0396 | 30.6174 | 27.5253 | 29.3278 | 28.6991 | 27.916 | 25.875 | 25.51 | 26.1951 | 29.1183 | 27.592 | 27.1851 | 27.0756 | 24.9343 | 23.3756 | 21.5168
TSO | - | 18 | 35 | 2025 | Winter | Pc_flex, [MW] | Expected | - | 3.6314e-06 | 3.8664e-06 | 3.5765e-06 | 3.4211e-06 | 3.482e-06 | 3.5443e-06 | 3.8076e-06 | 5.1155e-06 | 4.0898e-05 | 0.0033371 | 3.5174e-05 | 0.00013264 | 4.2492e-05 | 3.6455e-05 | 2.9338e-05 | 3.5246e-05 | 0.00015865 | 4.4838e-05 | 0.0060819 | 1.3481e-05 | 6.333e-06 | 5.8073e-06 | 4.1271e-06 | 3.5413e-06
TSO | - | 18 | 35 | 2025 | Winter | Pc_net, [MW] | Expected | - | 19.5423 | 18.6695 | 17.4621 | 17.156 | 16.9346 | 19.274 | 26.8575 | 29.3031 | 30.0396 | 30.6141 | 27.5253 | 29.3276 | 28.699 | 27.9159 | 25.875 | 25.5099 | 26.1949 | 29.1182 | 27.5859 | 27.1851 | 27.0756 | 24.9343 | 23.3756 | 21.5168
TSO | - | 18 | 35 | 2025 | Winter | Qc, [MVAr] | Expected | - | 3.4468 | 4.2508 | 4.2508 | 4.2508 | 4.2508 | 4.2508 | 2.1052 | 0.2283 | -0.040658 | -1.1122 | -0.30868 | -0.84455 | -1.1127 | -1.1126 | -0.040595 | 0.77588 | 1.0487 | 1.0476 | 1.0488 | 1.3168 | 2.1218 | 2.1218 | 3.1938 | 3.1938
TSO | - | 18 | 35 | 2025 | Winter | Qc_flex, [MW] | Expected | - | 3.6314e-06 | 3.8664e-06 | 3.5765e-06 | 3.4211e-06 | 3.482e-06 | 3.5443e-06 | 3.8076e-06 | 5.1155e-06 | 4.0898e-05 | 0.0033371 | 3.5174e-05 | 0.00013264 | 4.2492e-05 | 3.6455e-05 | 2.9338e-05 | 3.5246e-05 | 0.00015865 | 4.4838e-05 | 0.0060819 | 1.3481e-05 | 6.333e-06 | 5.8073e-06 | 4.1271e-06 | 3.5413e-06
TSO | - | 18 | 35 | 2025 | Winter | Qc_net, [MVAr] | Expected | - | 3.4468 | 4.2508 | 4.2508 | 4.2508 | 4.2508 | 4.2508 | 2.1052 | 0.2283 | -0.040658 | -1.1122 | -0.30868 | -0.84455 | -1.1127 | -1.1126 | -0.040595 | 0.77588 | 1.0487 | 1.0476 | 1.0488 | 1.3168 | 2.1218 | 2.1218 | 3.1938 | 3.1938
TSO | - | 19 | 36 | 2025 | Winter | Pc, [MW] | Expected | - | 0.20595 | 2.0698 | -0.17127 | 0.13288 | 0.28056 | 0.03139 | 0.18012 | -0.19158 | -0.33477 | 0.0098641 | -0.06506 | 0.34292 | -0.32929 | -0.65283 | -0.04394 | -0.092238 | 0.38606 | 0.089722 | -0.13753 | 0.40219 | -0.063038 | 0.12497 | 0.084042 | 0.034905
TSO | - | 19 | 36 | 2025 | Winter | Pc_flex, [MW] | Expected | - | 3.6291e-06 | 3.8599e-06 | 3.5723e-06 | 3.4178e-06 | 3.4791e-06 | 3.542e-06 | 3.8037e-06 | 5.127e-06 | 4.2948e-05 | 0.0033342 | 3.6024e-05 | 0.00011641 | 4.3076e-05 | 3.569e-05 | 2.9341e-05 | 3.5356e-05 | 0.00012504 | 4.5461e-05 | 0.0061313 | 1.3556e-05 | 6.319e-06 | 5.796e-06 | 4.1215e-06 | 3.5318e-06
TSO | - | 19 | 36 | 2025 | Winter | Pc_net, [MW] | Expected | - | 0.20595 | 2.0698 | -0.17128 | 0.13288 | 0.28056 | 0.031388 | 0.18012 | -0.19159 | -0.33481 | 0.006531 | -0.065095 | 0.3428 | -0.32933 | -0.65286 | -0.043966 | -0.092271 | 0.38593 | 0.089677 | -0.14366 | 0.40218 | -0.063044 | 0.12497 | 0.084039 | 0.034903
TSO | - | 19 | 36 | 2025 | Winter | Qc, [MVAr] | Expected | - | 1.5839 | 1.01 | 1.409 | 1.5499 | 1.545 | 1.413 | 1.8699 | 1.7589 | 2.3479 | 1.9629 | 1.5059 | 1.4199 | 1.7569 | 1.2349 | 1.3179 | 1.3259 | 1.749 | 1.6079 | 1.5309 | 1.795 | 1.869 | 1.438 | 1.162 | 1.399
TSO | - | 19 | 36 | 2025 | Winter | Qc_flex, [MW] | Expected | - | 3.6291e-06 | 3.8599e-06 | 3.5723e-06 | 3.4178e-06 | 3.4791e-06 | 3.542e-06 | 3.8037e-06 | 5.127e-06 | 4.2948e-05 | 0.0033342 | 3.6024e-05 | 0.00011641 | 4.3076e-05 | 3.569e-05 | 2.9341e-05 | 3.5356e-05 | 0.00012504 | 4.5461e-05 | 0.0061313 | 1.3556e-05 | 6.319e-06 | 5.796e-06 | 4.1215e-06 | 3.5318e-06
TSO | - | 19 | 36 | 2025 | Winter | Qc_net, [MVAr] | Expected | - | 1.5839 | 1.01 | 1.409 | 1.55 | 1.545 | 1.413 | 1.8699 | 1.7589 | 2.3479 | 1.9629 | 1.5059 | 1.4199 | 1.7569 | 1.2349 | 1.3179 | 1.3259 | 1.749 | 1.6079 | 1.5309 | 1.795 | 1.869 | 1.438 | 1.162 | 1.399
TSO | - | 20 | 42 | 2025 | Winter | Pc, [MW] | Expected | - | 16.6335 | 15.5387 | 14.6395 | 14.4556 | 14.5123 | 15.2694 | 19.7134 | 20.8761 | 21.8086 | 22.253 | 21.6489 | 22.286 | 22.1707 | 21.3757 | 20.7588 | 19.5112 | 19.3441 | 23.1425 | 22.9017 | 22.9021 | 22.4638 | 21.2943 | 20.5767 | 18.3135
TSO | - | 20 | 42 | 2025 | Winter | Pc_flex, [MW] | Expected | - | 3.6563e-06 | 3.8861e-06 | 3.5919e-06 | 3.4324e-06 | 3.4928e-06 | 3.5685e-06 | 3.7315e-06 | 5.0495e-06 | 3.7199e-05 | 0.0033229 | 2.796e-05 | 3.6814e-05 | 3.2312e-05 | 2.5375e-05 | 2.5021e-05 | 3.1315e-05 | 0.00012053 | 3.6075e-05 | 0.0062788 | 1.393e-05 | 6.4224e-06 | 5.9061e-06 | 4.1714e-06 | 3.5436e-06
TSO | - | 20 | 42 | 2025 | Winter | Pc_net, [MW] | Expected | - | 16.6335 | 15.5387 | 14.6395 | 14.4556 | 14.5123 | 15.2694 | 19.7134 | 20.8761 | 21.8086 | 22.2497 | 21.6488 | 22.286 | 22.1706 | 21.3757 | 20.7588 | 19.5111 | 19.344 | 23.1425 | 22.8954 | 22.9021 | 22.4638 | 21.2943 | 20.5767 | 18.3135
TSO | - | 20 | 42 | 2025 | Winter | Qc, [MVAr] | Expected | - | -2.1901 | -2.9251 | -3.0511 | -3.0511 | -3.0511 | -2.8821 | -1.4591 | -0.67408 | 0.25691 | 0.82993 | -0.34208 | -0.26007 | 0.11592 | 0.038926 | -0.19507 | -1.0941 | -1.4591 | -0.57107 | -0.51606 | -0.21106 | -0.086056 | -0.76206 | -1.2851 | -1.6121
TSO | - | 20 | 42 | 2025 | Winter | Qc_flex, [MW] | Expected | - | 3.6563e-06 | 3.8861e-06 | 3.5919e-06 | 3.4324e-06 | 3.4928e-06 | 3.5685e-06 | 3.7315e-06 | 5.0495e-06 | 3.7199e-05 | 0.0033229 | 2.796e-05 | 3.6814e-05 | 3.2312e-05 | 2.5375e-05 | 2.5021e-05 | 3.1315e-05 | 0.00012053 | 3.6075e-05 | 0.0062788 | 1.393e-05 | 6.4224e-06 | 5.9061e-06 | 4.1714e-06 | 3.5436e-06
TSO | - | 20 | 42 | 2025 | Winter | Qc_net, [MVAr] | Expected | - | -2.1901 | -2.9251 | -3.0511 | -3.0511 | -3.0511 | -2.8821 | -1.4591 | -0.67408 | 0.25691 | 0.82993 | -0.34208 | -0.26007 | 0.11592 | 0.038927 | -0.19507 | -1.0941 | -1.4591 | -0.57107 | -0.51606 | -0.21106 | -0.086056 | -0.76206 | -1.2851 | -1.6121
TSO | - | 21 | 55 | 2025 | Winter | Pc, [MW] | Expected | - | 3.1037 | 3.1251 | 3.0558 | 3.0248 | 2.9231 | 2.8534 | 4.3846 | 5.4331 | 5.6681 | 5.9465 | 5.9027 | 5.9184 | 5.9649 | 6.0702 | 5.7256 | 5.6015 | 5.4955 | 6.004 | 6.0129 | 5.9649 | 6.0239 | 5.8379 | 5.0198 | 4.5201
TSO | - | 21 | 55 | 2025 | Winter | Pc_flex, [MW] | Expected | - | 3.6532e-06 | 3.8829e-06 | 3.5906e-06 | 3.4314e-06 | 3.4914e-06 | 3.5545e-06 | 3.7419e-06 | 5.0461e-06 | 3.8524e-05 | 0.003326 | 3.1543e-05 | 4.8676e-05 | 3.6425e-05 | 2.8881e-05 | 2.7103e-05 | 3.4733e-05 | 0.00013901 | 3.8753e-05 | 0.0062249 | 1.377e-05 | 6.3692e-06 | 5.8658e-06 | 4.1506e-06 | 3.5409e-06
TSO | - | 21 | 55 | 2025 | Winter | Pc_net, [MW] | Expected | - | 3.1037 | 3.1251 | 3.0558 | 3.0248 | 2.9231 | 2.8534 | 4.3846 | 5.4331 | 5.6681 | 5.9432 | 5.9027 | 5.9183 | 5.9649 | 6.0702 | 5.7256 | 5.6015 | 5.4953 | 6.004 | 6.0067 | 5.9649 | 6.0239 | 5.8379 | 5.0198 | 4.5201
TSO | - | 21 | 55 | 2025 | Winter | Qc, [MVAr] | Expected | - | 0.75896 | 0.75897 | 0.75897 | 0.75897 | 0.75897 | 0.75897 | 0.75896 | 0.75896 | 0.75895 | 0.75896 | 0.75895 | 0.75896 | 0.75895 | 0.75896 | 0.75896 | 0.75896 | 0.75897 | 0.75896 | 0.75896 | 0.75897 | 0.75897 | 0.75897 | 0.75897 | 0.75897
TSO | - | 21 | 55 | 2025 | Winter | Qc_flex, [MW] | Expected | - | 3.6532e-06 | 3.8829e-06 | 3.5906e-06 | 3.4314e-06 | 3.4914e-06 | 3.5545e-06 | 3.7419e-06 | 5.0461e-06 | 3.8524e-05 | 0.003326 | 3.1543e-05 | 4.8676e-05 | 3.6425e-05 | 2.8881e-05 | 2.7103e-05 | 3.4733e-05 | 0.00013901 | 3.8753e-05 | 0.0062249 | 1.377e-05 | 6.3692e-06 | 5.8658e-06 | 4.1506e-06 | 3.5409e-06
TSO | - | 21 | 55 | 2025 | Winter | Qc_net, [MVAr] | Expected | - | 0.75896 | 0.75897 | 0.75897 | 0.75897 | 0.75897 | 0.75897 | 0.75896 | 0.75896 | 0.75895 | 0.75896 | 0.75895 | 0.75896 | 0.75896 | 0.75896 | 0.75896 | 0.75896 | 0.75897 | 0.75896 | 0.75897 | 0.75897 | 0.75897 | 0.75897 | 0.75897 | 0.75897
TSO | - | 22 | 68 | 2025 | Winter | Pc, [MW] | Expected | - | 6.4149 | 6.1975 | 5.8979 | 6.397 | 6.075 | 5.9919 | 6.7648 | 6.6289 | 6.416 | 6.9918 | 7.0407 | 6.9083 | 6.8468 | 6.9051 | 6.8894 | 6.2565 | 6.5073 | 6.8586 | 6.0948 | 6.6656 | 6.3179 | 5.8203 | 6.2737 | 6.3931
TSO | - | 22 | 68 | 2025 | Winter | Pc_flex, [MW] | Expected | - | 3.5967e-06 | 3.8103e-06 | 3.5359e-06 | 3.3891e-06 | 3.4511e-06 | 3.5407e-06 | 3.7923e-06 | 5.2072e-06 | 5.3472e-05 | 0.0033274 | 3.163e-05 | 5.187e-05 | 3.4761e-05 | 2.7778e-05 | 2.5082e-05 | 2.8902e-05 | 6.4666e-05 | 4.043e-05 | 0.0062894 | 1.3759e-05 | 6.2974e-06 | 5.7425e-06 | 4.0911e-06 | 3.4886e-06
TSO | - | 22 | 68 | 2025 | Winter | Pc_net, [MW] | Expected | - | 6.4149 | 6.1975 | 5.8979 | 6.397 | 6.075 | 5.9919 | 6.7648 | 6.6289 | 6.416 | 6.9885 | 7.0406 | 6.9083 | 6.8467 | 6.9051 | 6.8894 | 6.2565 | 6.5072 | 6.8585 | 6.0885 | 6.6656 | 6.3179 | 5.8202 | 6.2737 | 6.3931
TSO | - | 22 | 68 | 2025 | Winter | Qc, [MVAr] | Expected | - | 1.659 | 1.559 | 1.295 | 1.513 | 1.492 | 1.642 | 1.755 | 2.04 | 1.94 | 2.044 | 2.04 | 2.061 | 2.27 | 2.266 | 1.86 | 1.768 | 1.504 | 1.542 | 1.542 | 1.76 | 1.542 | 1.676 | 1.395 | 1.391
TSO | - | 22 | 68 | 2025 | Winter | Qc_flex, [MW] | Expected | - | 3.5967e-06 | 3.8103e-06 | 3.5359e-06 | 3.3891e-06 | 3.4511e-06 | 3.5407e-06 | 3.7923e-06 | 5.2072e-06 | 5.3472e-05 | 0.0033274 | 3.163e-05 | 5.187e-05 | 3.4761e-05 | 2.7778e-05 | 2.5082e-05 | 2.8902e-05 | 6.4666e-05 | 4.043e-05 | 0.0062894 | 1.3759e-05 | 6.2974e-06 | 5.7425e-06 | 4.0911e-06 | 3.4886e-06
TSO | - | 22 | 68 | 2025 | Winter | Qc_net, [MVAr] | Expected | - | 1.659 | 1.559 | 1.295 | 1.513 | 1.492 | 1.642 | 1.755 | 2.04 | 1.94 | 2.044 | 2.04 | 2.061 | 2.27 | 2.266 | 1.86 | 1.768 | 1.504 | 1.542 | 1.542 | 1.76 | 1.542 | 1.676 | 1.395 | 1.391
TSO | - | 23 | 72 | 2025 | Winter | Pc, [MW] | Expected | - | 22.0692 | 13.0286 | 11.7204 | 11.9953 | 13.1513 | 13.4223 | 20.1106 | 29.1609 | 33.1451 | 37.915 | 31.1502 | 25.3219 | 27.0251 | 29.4119 | 28.6778 | 28.1868 | 27.219 | 35.8472 | 32.9624 | 34.3356 | 32.8323 | 30.3081 | 26.393 | 25.6059
TSO | - | 23 | 72 | 2025 | Winter | Pc_flex, [MW] | Expected | - | 3.778e-06 | 4.0323e-06 | 3.7072e-06 | 3.5252e-06 | 3.5838e-06 | 3.6493e-06 | 3.7208e-06 | 4.9606e-06 | 2.7669e-05 | 0.0033082 | 2.4953e-05 | 2.8631e-05 | 3.0081e-05 | 2.4058e-05 | 2.6172e-05 | 3.7701e-05 | 0.0030515 | 2.9885e-05 | 0.003384 | 1.3304e-05 | 6.3875e-06 | 6.0466e-06 | 4.2753e-06 | 3.6449e-06
TSO | - | 23 | 72 | 2025 | Winter | Pc_net, [MW] | Expected | - | 22.0692 | 13.0286 | 11.7203 | 11.9953 | 13.1513 | 13.4223 | 20.1106 | 29.1609 | 33.1451 | 37.9117 | 31.1502 | 25.3218 | 27.025 | 29.4118 | 28.6778 | 28.1868 | 27.216 | 35.8472 | 32.959 | 34.3356 | 32.8323 | 30.3081 | 26.393 | 25.6059
TSO | - | 23 | 72 | 2025 | Winter | Qc, [MVAr] | Expected | - | 9.6571 | 7.9501 | 7.5071 | 6.9121 | 7.0161 | 7.2951 | 2.9561 | 0.58709 | 0.41207 | 0.91209 | 5.7911 | 4.9571 | 3.0831 | 4.9051 | 6.9511 | 8.1081 | 7.2371 | 1.1091 | 2.3151 | 2.3061 | 2.6351 | 5.1311 | 8.0571 | 7.0041
TSO | - | 23 | 72 | 2025 | Winter | Qc_flex, [MW] | Expected | - | 3.778e-06 | 4.0323e-06 | 3.7072e-06 | 3.5252e-06 | 3.5838e-06 | 3.6493e-06 | 3.7208e-06 | 4.9606e-06 | 2.7669e-05 | 0.0033082 | 2.4953e-05 | 2.8631e-05 | 3.0081e-05 | 2.4058e-05 | 2.6172e-05 | 3.7701e-05 | 0.0030515 | 2.9885e-05 | 0.003384 | 1.3304e-05 | 6.3875e-06 | 6.0466e-06 | 4.2753e-06 | 3.6449e-06
TSO | - | 23 | 72 | 2025 | Winter | Qc_net, [MVAr] | Expected | - | 9.6571 | 7.9501 | 7.5071 | 6.9121 | 7.0161 | 7.2951 | 2.9561 | 0.58709 | 0.41207 | 0.91209 | 5.7911 | 4.9571 | 3.0831 | 4.9051 | 6.9511 | 8.1081 | 7.2371 | 1.1091 | 2.3151 | 2.3061 | 2.6351 | 5.1311 | 8.0571 | 7.0041
TSO | - | 24 | 103 | 2025 | Winter | Pc, [MW] | Expected | - | 5.7636 | 1.6358 | 2.617 | -0.42173 | 0.010002 | 2.8588 | 8.4981 | 21.587 | 30.7375 | 34.7707 | 30.566 | 28.3244 | 27.5062 | 24.8014 | 24.5862 | 17.3783 | 16.6535 | 23.1347 | 25.4859 | 22.7545 | 17.6331 | 18.7098 | 11.1636 | 6.4407
TSO | - | 24 | 103 | 2025 | Winter | Pc_flex, [MW] | Expected | - | 3.7629e-06 | 4.0154e-06 | 3.694e-06 | 3.5136e-06 | 3.5724e-06 | 3.6373e-06 | 3.7137e-06 | 4.9539e-06 | 2.838e-05 | 0.0033113 | 2.5597e-05 | 2.9705e-05 | 3.0744e-05 | 2.4393e-05 | 2.639e-05 | 3.7471e-05 | 0.0030305 | 3.0397e-05 | 0.0033983 | 1.336e-05 | 6.3848e-06 | 6.0327e-06 | 4.2607e-06 | 3.6314e-06
TSO | - | 24 | 103 | 2025 | Winter | Pc_net, [MW] | Expected | - | 5.7636 | 1.6357 | 2.617 | -0.42173 | 0.010001 | 2.8588 | 8.4981 | 21.587 | 30.7375 | 34.7674 | 30.566 | 28.3244 | 27.5061 | 24.8014 | 24.5862 | 17.3783 | 16.6505 | 23.1346 | 25.4825 | 22.7545 | 17.6331 | 18.7098 | 11.1636 | 6.4407
TSO | - | 24 | 103 | 2025 | Winter | Qc, [MVAr] | Expected | - | -18.9666 | -22.3325 | -21.7375 | -21.4505 | -21.3585 | -21.0785 | -5.9417 | 4.3312 | 8.0891 | 11.9751 | 7.6731 | 6.4961 | 6.7601 | 7.0721 | 3.6702 | -2.0168 | -3.7227 | 5.2681 | 7.5161 | 5.5771 | 4.0712 | 1.8302 | -5.8647 | -7.5996
TSO | - | 24 | 103 | 2025 | Winter | Qc_flex, [MW] | Expected | - | 3.7629e-06 | 4.0154e-06 | 3.694e-06 | 3.5136e-06 | 3.5724e-06 | 3.6373e-06 | 3.7137e-06 | 4.9539e-06 | 2.838e-05 | 0.0033113 | 2.5597e-05 | 2.9705e-05 | 3.0744e-05 | 2.4393e-05 | 2.639e-05 | 3.7471e-05 | 0.0030305 | 3.0397e-05 | 0.0033983 | 1.336e-05 | 6.3848e-06 | 6.0327e-06 | 4.2607e-06 | 3.6314e-06
TSO | - | 24 | 103 | 2025 | Winter | Qc_net, [MVAr] | Expected | - | -18.9666 | -22.3325 | -21.7375 | -21.4505 | -21.3585 | -21.0785 | -5.9417 | 4.3312 | 8.0891 | 11.9751 | 7.6731 | 6.4961 | 6.7601 | 7.0721 | 3.6702 | -2.0168 | -3.7227 | 5.2681 | 7.5161 | 5.5771 | 4.0712 | 1.8302 | -5.8647 | -7.5996
TSO | - | ADN_19 | 19 | 2025 | Winter | Pc, [MW] | Expected | - | 12.4496 | 11.6497 | 11.3915 | 11.1212 | 10.8756 | 10.9492 | 18.9978 | 20.0135 | 17.0176 | 12.1269 | 19.6589 | 20.3485 | 20.1922 | 19.9785 | 18.0513 | 17.2447 | 15.571 | 17.9552 | 16.6243 | 14.9331 | 14.9288 | 12.1384 | 13.153 | 13.8272
TSO | - | ADN_19 | 19 | 2025 | Winter | Pc_flex, [MW] | Expected | - | 0.43152 | 0.42397 | 0.47474 | 0.51433 | 0.52498 | 0.52728 | 1.4263 | 0.66965 | 2.7611 | 0.51988 | 0.068327 | 0.59993 | 0.85683 | 0.5293 | 0.60698 | 1.3027 | 2.9609 | 1.1429 | 1.4615 | 2.4273 | 1.6167 | 0.53206 | 0.52016 | 0.5101
TSO | - | ADN_19 | 19 | 2025 | Winter | Pc_net, [MW] | Expected | - | 12.8811 | 12.0736 | 11.8662 | 11.6356 | 11.4005 | 11.4765 | 20.4241 | 20.6831 | 19.7787 | 12.6468 | 19.5906 | 20.9485 | 21.0491 | 20.5078 | 18.6582 | 18.5474 | 12.61 | 19.0981 | 18.0858 | 17.3604 | 13.312 | 12.6705 | 13.6731 | 13.3171
TSO | - | ADN_19 | 19 | 2025 | Winter | Qc, [MVAr] | Expected | - | 0.47756 | 0.49812 | 0.47552 | 0.53471 | 0.21163 | 0.049226 | 2.9511 | 3.6984 | 4.5902 | 3.4781 | 5.5767 | 3.4489 | 4.2592 | 4.0724 | 2.9626 | 2.7175 | 2.1425 | 3.2721 | 2.6917 | 2.3516 | 2.1237 | 1.8384 | 1.4607 | 0.77539
TSO | - | ADN_19 | 19 | 2025 | Winter | Qc_flex, [MW] | Expected | - | 0.43152 | 0.42397 | 0.47474 | 0.51433 | 0.52498 | 0.52728 | 1.4263 | 0.66965 | 2.7611 | 0.51988 | 0.068327 | 0.59993 | 0.85683 | 0.5293 | 0.60698 | 1.3027 | 2.9609 | 1.1429 | 1.4615 | 2.4273 | 1.6167 | 0.53206 | 0.52016 | 0.5101
TSO | - | ADN_19 | 19 | 2025 | Winter | Qc_net, [MVAr] | Expected | - | 1.4963 | -0.33251 | -0.66705 | -0.71578 | -1.0998 | -1.0952 | 2.5966 | 2.5244 | 5.6035 | 3.4781 | 7.2806 | 3.2544 | 3.0859 | 2.6678 | 4.2701 | 4.2228 | 2.2735 | 4.5189 | 3.8065 | 3.9518 | 2.4089 | 2.2871 | 2.1892 | -0.29113
TSO | - | ADN_29 | 29 | 2025 | Winter | Pc, [MW] | Expected | - | 7.1015 | 6.6866 | 6.3734 | 6.3667 | 6.1501 | 6.1872 | 6.369 | 6.5159 | 6.7632 | 6.6633 | 6.7073 | 6.5174 | 6.8124 | 6.5867 | 6.4717 | 6.5889 | 6.8707 | 7.1508 | 7.0808 | 6.7609 | 6.7294 | 6.4436 | 6.5582 | 6.5991
TSO | - | ADN_29 | 29 | 2025 | Winter | Pc_flex, [MW] | Expected | - | 1.5819 | 1.6297 | 1.7255 | 1.6979 | 1.8755 | 1.7209 | 1.2151 | 1.2227 | 0.032689 | 0.30784 | 0.41238 | 0.053112 | 0.37141 | 0.25921 | 1.0787 | 0.90748 | 1.4749 | 0.25776 | 1.0402 | 0.18234 | 0.0594 | 0.045954 | 1.0496 | 0.87446
TSO | - | ADN_29 | 29 | 2025 | Winter | Pc_net, [MW] | Expected | - | 8.6834 | 8.3163 | 8.0989 | 8.0646 | 8.0255 | 7.9081 | 7.5841 | 7.7386 | 6.7958 | 6.3555 | 6.295 | 6.4643 | 6.441 | 6.3275 | 7.5504 | 7.4964 | 8.3456 | 6.8931 | 8.1209 | 6.9433 | 6.7888 | 6.4895 | 7.6078 | 7.4735
TSO | - | ADN_29 | 29 | 2025 | Winter | Qc, [MVAr] | Expected | - | 0.75466 | 0.66225 | 0.48615 | 0.39463 | 0.39957 | 0.42712 | 0.4283 | 0.8579 | 0.9565 | 0.88525 | 0.96151 | 0.70844 | 0.86721 | 0.8168 | 0.63159 | 0.70885 | 0.84131 | 1.0699 | 0.89406 | 0.78961 | 0.7382 | 0.68843 | 0.60704 | 0.56873
TSO | - | ADN_29 | 29 | 2025 | Winter | Qc_flex, [MW] | Expected | - | 1.5819 | 1.6297 | 1.7255 | 1.6979 | 1.8755 | 1.7209 | 1.2151 | 1.2227 | 0.032689 | 0.30784 | 0.41238 | 0.053112 | 0.37141 | 0.25921 | 1.0787 | 0.90748 | 1.4749 | 0.25776 | 1.0402 | 0.18234 | 0.0594 | 0.045954 | 1.0496 | 0.87446
TSO | - | ADN_29 | 29 | 2025 | Winter | Qc_net, [MVAr] | Expected | - | 1.0933 | 0.94612 | 0.85943 | 0.85776 | 0.88005 | 0.86292 | 0.76129 | 1.2823 | 0.56537 | 0.42389 | 0.47349 | 0.36889 | 0.46167 | 0.4104 | 0.95679 | 1.0485 | 0.78532 | 0.74821 | 0.78696 | 0.55161 | 0.46095 | 0.63711 | 0.68093 | 0.66892
DSO | 29 | 1 | 3 | 2025 | Winter | Pc, [MW] | 0 | 0 | 5.3835 | 5.2945 | 5.1089 | 5.1322 | 4.9103 | 4.9346 | 4.9282 | 4.9329 | 4.9714 | 4.7785 | 4.8048 | 4.6624 | 4.907 | 4.8055 | 4.9128 | 4.9808 | 4.9751 | 5.062 | 4.9934 | 4.7487 | 4.7984 | 4.6968 | 4.9247 | 5.0934
DSO | 29 | 1 | 3 | 2025 | Winter | Pc_flex, [MW] | 0 | 0 | 0.8321 | 0.89166 | 1.0016 | 1.0782 | 1.1469 | 1.258 | 1.209 | 1.3584 | 1.2627 | 1.749 | 1.7558 | 1.5723 | 1.5613 | 1.512 | 1.2516 | 1.1586 | 0.99558 | 1.1114 | 0.69386 | 0.79089 | 0.83889 | 0.90171 | 0.69701 | 0.7504
DSO | 29 | 1 | 3 | 2025 | Winter | Pc_net, [MW] | 0 | 0 | 6.1893 | 5.8782 | 5.6474 | 5.687 | 5.5606 | 5.4 | 5.1144 | 5.2381 | 4.4707 | 4.1034 | 4.0553 | 4.1898 | 4.176 | 4.0832 | 5.0811 | 5.0381 | 5.7133 | 4.2704 | 5.4881 | 4.5245 | 4.4406 | 4.2223 | 5.1267 | 5.0315
DSO | 29 | 1 | 3 | 2025 | Winter | Qc, [MVAr] | 0 | 0 | 0.56659 | 0.58476 | 0.43714 | 0.3718 | 0.38628 | 0.40517 | 0.33961 | 0.52245 | 0.60928 | 0.50629 | 0.58326 | 0.31071 | 0.59153 | 0.61227 | 0.46864 | 0.50429 | 0.60451 | 0.59469 | 0.49749 | 0.50779 | 0.51633 | 0.54595 | 0.47704 | 0.47779
DSO | 29 | 1 | 3 | 2025 | Winter | Qc_flex, [MVAr] | 0 | 0 | 0.8321 | 0.89166 | 1.0016 | 1.0782 | 1.1469 | 1.258 | 1.209 | 1.3584 | 1.2627 | 1.749 | 1.7558 | 1.5723 | 1.5613 | 1.512 | 1.2516 | 1.1586 | 0.99558 | 1.1114 | 0.69386 | 0.79089 | 0.83889 | 0.90171 | 0.69701 | 0.7504
DSO | 29 | 1 | 3 | 2025 | Winter | Qc_net, [MVAr] | 0 | 0 | 0.71537 | 0.6193 | 0.56028 | 0.56098 | 0.58057 | 0.57543 | 0.51138 | 0.90765 | 0.39906 | 0.31811 | 0.36084 | 0.26922 | 0.3538 | 0.32379 | 0.66875 | 0.74857 | 0.45822 | 0.51805 | 0.4404 | 0.37941 | 0.32931 | 0.49384 | 0.45751 | 0.46889
DSO | 29 | 2 | 6 | 2025 | Winter | Pc, [MW] | 0 | 0 | 1.4814 | 1.4048 | 1.3736 | 1.2561 | 1.3232 | 1.3711 | 1.5754 | 1.7253 | 1.9552 | 1.9625 | 2.0018 | 1.9192 | 1.8565 | 1.9079 | 1.8926 | 1.8907 | 2.0496 | 2.5361 | 2.308 | 2.1628 | 2.0692 | 1.8716 | 1.8449 | 1.6424
DSO | 29 | 2 | 6 | 2025 | Winter | Pc_flex, [MW] | 0 | 0 | 0.40299 | 0.43121 | 0.48356 | 0.5202 | 0.55374 | 0.60476 | 0.57912 | 0.65737 | 0.61141 | 0.84747 | 0.85341 | 0.76895 | 0.72954 | 0.72125 | 0.63071 | 0.57676 | 0.53636 | 0.54261 | 0.34434 | 0.38542 | 0.40734 | 0.43659 | 0.33994 | 0.35699
DSO | 29 | 2 | 6 | 2025 | Winter | Pc_net, [MW] | 0 | 0 | 1.8768 | 1.8229 | 1.8375 | 1.7639 | 1.8512 | 1.8951 | 1.8591 | 1.8895 | 1.7197 | 1.6335 | 1.6226 | 1.6541 | 1.6487 | 1.6287 | 1.8577 | 1.8469 | 2.0167 | 2.0016 | 2.0207 | 1.8137 | 1.7436 | 1.6632 | 1.871 | 1.8324
DSO | 29 | 2 | 6 | 2025 | Winter | Qc, [MVAr] | 0 | 0 | -0.25733 | -0.25146 | -0.25186 | -0.27546 | -0.26249 | -0.25367 | -0.12722 | 0.043424 | 0.061279 | 0.072801 | 0.10142 | 0.0028583 | -0.056069 | -0.098231 | -0.071451 | -0.099088 | -0.094836 | 0.11427 | 0.051338 | -0.032709 | -0.1032 | -0.15748 | -0.1718 | -0.22194
DSO | 29 | 2 | 6 | 2025 | Winter | Qc_flex, [MVAr] | 0 | 0 | 0.40299 | 0.43121 | 0.48356 | 0.5202 | 0.55374 | 0.60476 | 0.57912 | 0.65737 | 0.61141 | 0.84747 | 0.85341 | 0.76895 | 0.72954 | 0.72125 | 0.63071 | 0.57676 | 0.53636 | 0.54261 | 0.34434 | 0.38542 | 0.40734 | 0.43659 | 0.33994 | 0.35699
DSO | 29 | 2 | 6 | 2025 | Winter | Qc_net, [MVAr] | 0 | 0 | -0.10236 | -0.10566 | -0.105 | -0.10515 | -0.095772 | -0.092557 | -0.092345 | 0.0078652 | -0.10311 | -0.12053 | -0.10852 | -0.13541 | -0.12604 | -0.13689 | -0.054078 | -0.038058 | -0.11001 | -0.044858 | -0.063487 | -0.11102 | -0.13691 | -0.10499 | -0.12047 | -0.1299
DSO | 29 | 1 | 3 | 2025 | Winter | Pc, [MW] | 0 | 1 | 5.5603 | 5.2699 | 5.051 | 5.0908 | 4.9743 | 4.7455 | 4.301 | 4.2157 | 4.3275 | 4.268 | 4.1445 | 4.2375 | 4.2342 | 4.1335 | 4.0721 | 4.0336 | 3.9837 | 3.9321 | 3.9674 | 3.9428 | 3.9115 | 3.8463 | 4.0457 | 4.2809
DSO | 29 | 1 | 3 | 2025 | Winter | Pc_flex, [MW] | 0 | 1 | 0.832 | 0.89031 | 0.99843 | 1.074 | 1.1433 | 1.2483 | 1.19 | 1.3432 | 1.2691 | 1.8641 | 1.845 | 1.6866 | 1.6167 | 1.561 | 1.1689 | 1.0639 | 0.99881 | 1.1204 | 0.69569 | 0.7959 | 0.84126 | 0.90323 | 0.69111 | 0.73474
DSO | 29 | 1 | 3 | 2025 | Winter | Pc_net, [MW] | 0 | 1 | 6.3887 | 6.1578 | 6.047 | 6.1627 | 6.1153 | 5.9917 | 5.4882 | 5.556 | 3.086 | 2.4136 | 2.3082 | 2.561 | 2.6327 | 2.5869 | 5.2374 | 5.0935 | 4.6514 | 2.8331 | 4.2716 | 3.1744 | 3.1053 | 2.9777 | 4.7295 | 5.0114
DSO | 29 | 1 | 3 | 2025 | Winter | Qc, [MVAr] | 0 | 1 | 0.51869 | 0.43197 | 0.34641 | 0.35328 | 0.34347 | 0.29642 | 0.23311 | 0.56075 | 0.59111 | 0.51407 | 0.57676 | 0.48153 | 0.59319 | 0.56863 | 0.38188 | 0.49549 | 0.58704 | 0.56526 | 0.4352 | 0.44753 | 0.44495 | 0.38529 | 0.32052 | 0.33136
DSO | 29 | 1 | 3 | 2025 | Winter | Qc_flex, [MVAr] | 0 | 1 | 0.832 | 0.89031 | 0.99843 | 1.074 | 1.1433 | 1.2483 | 1.19 | 1.3432 | 1.2691 | 1.8641 | 1.845 | 1.6866 | 1.6167 | 1.561 | 1.1689 | 1.0639 | 0.99881 | 1.1204 | 0.69569 | 0.7959 | 0.84126 | 0.90323 | 0.69111 | 0.73474
DSO | 29 | 1 | 3 | 2025 | Winter | Qc_net, [MVAr] | 0 | 1 | 0.89684 | 0.84199 | 0.80209 | 0.85203 | 0.87999 | 0.88896 | 0.78788 | 1.2104 | -0.0035101 | -0.17281 | -0.11398 | -0.1655 | -0.025262 | -0.031596 | 0.93763 | 0.99802 | 0.11025 | 0.14773 | 0.10981 | 0.08779 | 0.067307 | 0.43096 | 0.60389 | 0.65199
DSO | 29 | 2 | 6 | 2025 | Winter | Pc, [MW] | 0 | 1 | 1.5693 | 1.465 | 1.416 | 1.3056 | 1.3515 | 1.4119 | 1.5658 | 1.725 | 1.9796 | 2.1124 | 2.153 | 2.111 | 2.0426 | 1.992 | 1.89 | 1.9157 | 2.069 | 2.4784 | 2.3708 | 2.2586 | 2.151 | 1.9504 | 1.877 | 1.6974
DSO | 29 | 2 | 6 | 2025 | Winter | Pc_flex, [MW] | 0 | 1 | 0.41839 | 0.4474 | 0.50318 | 0.54278 | 0.58013 | 0.63319 | 0.60417 | 0.6777 | 0.59588 | 0.67994 | 0.68532 | 0.64151 | 0.61985 | 0.60399 | 0.71267 | 0.6484 | 0.48002 | 0.42907 | 0.33581 | 0.37589 | 0.39938 | 0.43028 | 0.34532 | 0.36933
DSO | 29 | 2 | 6 | 2025 | Winter | Pc_net, [MW] | 0 | 1 | 1.1502 | 1.0168 | 0.91182 | 0.76173 | 0.77028 | 0.77764 | 0.96081 | 1.0466 | 2.5764 | 2.7936 | 2.8396 | 2.7537 | 2.6636 | 2.597 | 1.177 | 1.2673 | 2.5498 | 2.9088 | 2.7076 | 2.6356 | 2.5514 | 2.3815 | 1.7432 | 1.3284
DSO | 29 | 2 | 6 | 2025 | Winter | Qc, [MVAr] | 0 | 1 | -0.23407 | -0.24939 | -0.23541 | -0.27222 | -0.25408 | -0.23338 | -0.18003 | -0.076258 | -0.029537 | 0.0019526 | -0.0050198 | -0.049843 | -0.081133 | -0.10355 | -0.12777 | -0.11087 | -0.084285 | 0.066902 | 0.023976 | -0.042596 | -0.10285 | -0.13617 | -0.16808 | -0.21029
DSO | 29 | 2 | 6 | 2025 | Winter | Qc_flex, [MVAr] | 0 | 1 | 0.41839 | 0.4474 | 0.50318 | 0.54278 | 0.58013 | 0.63319 | 0.60417 | 0.6777 | 0.59588 | 0.67994 | 0.68532 | 0.64151 | 0.61985 | 0.60399 | 0.71267 | 0.6484 | 0.48002 | 0.42907 | 0.33581 | 0.37589 | 0.39938 | 0.43028 | 0.34532 | 0.36933
DSO | 29 | 2 | 6 | 2025 | Winter | Qc_net, [MVAr] | 0 | 1 | -0.43545 | -0.46493 | -0.47713 | -0.53256 | -0.53117 | -0.53594 | -0.46821 | -0.4013 | 0.26779 | 0.34184 | 0.33753 | 0.27041 | 0.22792 | 0.19727 | -0.41043 | -0.36799 | 0.15355 | 0.28093 | 0.19045 | 0.14336 | 0.093907 | -0.062787 | -0.33431 | -0.38768
DSO | 29 | 1 | 3 | 2025 | Winter | Pc, [MW] | 0 | 2 | 5.4069 | 5.3044 | 5.1163 | 5.14 | 4.9258 | 4.932 | 4.8923 | 4.8811 | 4.9245 | 4.7393 | 4.7558 | 4.6279 | 4.857 | 4.7553 | 4.8581 | 4.9156 | 4.9026 | 4.9808 | 4.922 | 4.6938 | 4.7381 | 4.6402 | 4.8705 | 5.0457
DSO | 29 | 1 | 3 | 2025 | Winter | Pc_flex, [MW] | 0 | 2 | 0.83218 | 0.89163 | 1.0009 | 1.079 | 1.1463 | 1.2556 | 1.2057 | 1.3542 | 1.2646 | 1.7869 | 1.7877 | 1.6066 | 1.5824 | 1.5331 | 1.2344 | 1.1405 | 0.99129 | 1.093 | 0.69346 | 0.79142 | 0.83963 | 0.90269 | 0.69449 | 0.74834
DSO | 29 | 1 | 3 | 2025 | Winter | Pc_net, [MW] | 0 | 2 | 6.2029 | 5.8913 | 5.6934 | 5.6572 | 5.6192 | 5.4886 | 5.1594 | 5.3165 | 4.3218 | 3.8786 | 3.8212 | 3.982 | 3.9642 | 3.8566 | 5.1207 | 5.0625 | 5.8585 | 4.3914 | 5.5237 | 4.4489 | 4.3102 | 4.0264 | 5.1768 | 5.0429
DSO | 29 | 1 | 3 | 2025 | Winter | Qc, [MVAr] | 0 | 2 | 0.70501 | 0.51439 | 0.42056 | 0.3832 | 0.42805 | 0.25969 | 0.13452 | 0.30805 | 0.22477 | 0.26692 | 0.19419 | 0.32228 | 0.40861 | 0.4251 | 0.30278 | 0.3319 | 0.3555 | 0.37357 | 0.3329 | 0.33882 | 0.39397 | 0.43442 | 0.34144 | 0.38197
DSO | 29 | 1 | 3 | 2025 | Winter | Qc_flex, [MVAr] | 0 | 2 | 0.83218 | 0.89163 | 1.0009 | 1.079 | 1.1463 | 1.2556 | 1.2057 | 1.3542 | 1.2646 | 1.7869 | 1.7877 | 1.6066 | 1.5824 | 1.5331 | 1.2344 | 1.1405 | 0.99129 | 1.093 | 0.69346 | 0.79142 | 0.83963 | 0.90269 | 0.69449 | 0.74834
DSO | 29 | 1 | 3 | 2025 | Winter | Qc_net, [MVAr] | 0 | 2 | 0.50943 | 0.42503 | 0.37263 | 0.37776 | 0.40293 | 0.40312 | 0.35786 | 0.81313 | 0.2885 | 0.20641 | 0.25976 | 0.1456 | 0.23735 | 0.20206 | 0.5465 | 0.63991 | 0.25278 | 0.43228 | 0.29084 | 0.25517 | 0.19627 | 0.39175 | 0.28533 | 0.30119
DSO | 29 | 2 | 6 | 2025 | Winter | Pc, [MW] | 0 | 2 | 1.6622 | 1.5785 | 1.4825 | 1.4569 | 1.4214 | 1.5032 | 1.7074 | 1.8773 | 2.0895 | 2.3483 | 2.3428 | 2.3549 | 2.2846 | 2.0772 | 1.8347 | 1.9218 | 2.0835 | 2.4053 | 2.434 | 2.305 | 2.227 | 2.0579 | 1.9363 | 1.7939
DSO | 29 | 2 | 6 | 2025 | Winter | Pc_flex, [MW] | 0 | 2 | 0.40325 | 0.43138 | 0.48358 | 0.52033 | 0.55384 | 0.60548 | 0.58064 | 0.66142 | 0.60802 | 0.85589 | 0.85062 | 0.78788 | 0.74764 | 0.68529 | 0.60213 | 0.56255 | 0.55012 | 0.53943 | 0.34445 | 0.38533 | 0.40686 | 0.43505 | 0.34074 | 0.35785
DSO | 29 | 2 | 6 | 2025 | Winter | Pc_net, [MW] | 0 | 2 | 1.981 | 1.9284 | 1.9104 | 1.9126 | 1.9118 | 1.9259 | 1.9341 | 1.9307 | 1.9902 | 1.9801 | 1.9785 | 1.9836 | 1.9823 | 1.977 | 1.9381 | 1.9428 | 1.9902 | 2.0026 | 2.1048 | 2.0108 | 1.9957 | 1.9809 | 1.9409 | 1.9413
DSO | 29 | 2 | 6 | 2025 | Winter | Qc, [MVAr] | 0 | 2 | -0.23709 | -0.24991 | -0.24139 | -0.27112 | -0.25783 | -0.23495 | -0.1789 | -0.076741 | -0.043385 | -0.01648 | -0.025148 | -0.069598 | -0.099565 | -0.12413 | -0.14653 | -0.13031 | -0.09778 | 0.051038 | 0.0093509 | -0.053436 | -0.11174 | -0.14457 | -0.17339 | -0.20891
DSO | 29 | 2 | 6 | 2025 | Winter | Qc_flex, [MVAr] | 0 | 2 | 0.40325 | 0.43138 | 0.48358 | 0.52033 | 0.55384 | 0.60548 | 0.58064 | 0.66142 | 0.60802 | 0.85589 | 0.85062 | 0.78788 | 0.74764 | 0.68529 | 0.60213 | 0.56255 | 0.55012 | 0.53943 | 0.34445 | 0.38533 | 0.40686 | 0.43505 | 0.34074 | 0.35785
DSO | 29 | 2 | 6 | 2025 | Winter | Qc_net, [MVAr] | 0 | 2 | -0.13551 | -0.13537 | -0.13309 | -0.13407 | -0.13083 | -0.12762 | -0.12781 | -0.096793 | -0.13315 | -0.13766 | -0.13471 | -0.14341 | -0.14027 | -0.14333 | -0.11807 | -0.11139 | -0.13199 | -0.10487 | -0.10991 | -0.13224 | -0.1447 | -0.13445 | -0.13791 | -0.14239
DSO | 29 | 1 | 3 | 2025 | Winter | Pc, [MW] | Expected | - | 5.4502 | 5.2896 | 5.0921 | 5.121 | 4.9368 | 4.8707 | 4.7072 | 4.6766 | 4.7411 | 4.5953 | 4.5684 | 4.5093 | 4.6661 | 4.5648 | 4.6143 | 4.6434 | 4.6205 | 4.6583 | 4.6276 | 4.4618 | 4.4827 | 4.3944 | 4.6136 | 4.8067
DSO | 29 | 1 | 3 | 2025 | Winter | Pc_flex, [MW] | Expected | - | 0.83209 | 0.8912 | 1.0003 | 1.0771 | 1.1455 | 1.254 | 1.2016 | 1.3519 | 1.2655 | 1.8 | 1.7962 | 1.6218 | 1.5868 | 1.5354 | 1.2183 | 1.121 | 0.99523 | 1.1082 | 0.69433 | 0.79274 | 0.83993 | 0.90254 | 0.6942 | 0.74449
DSO | 29 | 1 | 3 | 2025 | Winter | Pc_net, [MW] | Expected | - | 6.2603 | 5.9758 | 5.796 | 5.8356 | 5.7651 | 5.6268 | 5.254 | 5.3702 | 3.9595 | 3.4652 | 3.3949 | 3.5776 | 3.5909 | 3.5089 | 5.1464 | 5.0647 | 5.4077 | 3.8317 | 5.0945 | 4.0493 | 3.952 | 3.7421 | 5.011 | 5.0286
DSO | 29 | 1 | 3 | 2025 | Winter | Qc, [MVAr] | Expected | - | 0.59676 | 0.51037 | 0.40137 | 0.36943 | 0.38593 | 0.32043 | 0.23574 | 0.46375 | 0.47505 | 0.42909 | 0.4514 | 0.37151 | 0.53111 | 0.53533 | 0.38443 | 0.44389 | 0.51568 | 0.51117 | 0.42186 | 0.43138 | 0.45175 | 0.45522 | 0.37967 | 0.39704
DSO | 29 | 1 | 3 | 2025 | Winter | Qc_flex, [MW] | Expected | - | 0.83209 | 0.8912 | 1.0003 | 1.0771 | 1.1455 | 1.254 | 1.2016 | 1.3519 | 1.2655 | 1.8 | 1.7962 | 1.6218 | 1.5868 | 1.5354 | 1.2183 | 1.121 | 0.99523 | 1.1082 | 0.69433 | 0.79274 | 0.83993 | 0.90254 | 0.6942 | 0.74449
DSO | 29 | 1 | 3 | 2025 | Winter | Qc_net, [MVAr] | Expected | - | 0.70721 | 0.62877 | 0.57833 | 0.59692 | 0.62117 | 0.6225 | 0.55237 | 0.97706 | 0.22802 | 0.11724 | 0.16887 | 0.083103 | 0.18863 | 0.16475 | 0.71763 | 0.7955 | 0.27375 | 0.36602 | 0.28035 | 0.24079 | 0.19763 | 0.43885 | 0.44891 | 0.47402
DSO | 29 | 2 | 6 | 2025 | Winter | Pc, [MW] | Expected | - | 1.571 | 1.4828 | 1.424 | 1.3396 | 1.3654 | 1.4287 | 1.6162 | 1.7758 | 2.0081 | 2.1411 | 2.1659 | 2.1284 | 2.0612 | 1.9924 | 1.8724 | 1.9094 | 2.0674 | 2.4732 | 2.3709 | 2.2421 | 2.1491 | 1.96 | 1.8861 | 1.7113
DSO | 29 | 2 | 6 | 2025 | Winter | Pc_flex, [MW] | Expected | - | 0.40821 | 0.43667 | 0.49011 | 0.52777 | 0.56257 | 0.61448 | 0.58798 | 0.6655 | 0.6051 | 0.79443 | 0.79645 | 0.73278 | 0.69901 | 0.67018 | 0.6485 | 0.5959 | 0.52216 | 0.5037 | 0.34153 | 0.38222 | 0.40453 | 0.43397 | 0.342 | 0.36139
DSO | 29 | 2 | 6 | 2025 | Winter | Pc_net, [MW] | Expected | - | 1.6693 | 1.5894 | 1.5532 | 1.4794 | 1.5111 | 1.5329 | 1.5847 | 1.6223 | 2.0954 | 2.1357 | 2.1469 | 2.1305 | 2.0982 | 2.0676 | 1.6576 | 1.6857 | 2.1856 | 2.3043 | 2.2777 | 2.1534 | 2.0969 | 2.0085 | 1.8517 | 1.7007
DSO | 29 | 2 | 6 | 2025 | Winter | Qc, [MVAr] | Expected | - | -0.24283 | -0.25025 | -0.24289 | -0.27293 | -0.25813 | -0.24067 | -0.16205 | -0.036525 | -0.0038809 | 0.019425 | 0.023749 | -0.038861 | -0.078922 | -0.10864 | -0.11525 | -0.11342 | -0.0923 | 0.077405 | 0.028222 | -0.042914 | -0.10593 | -0.14607 | -0.17109 | -0.21371
DSO | 29 | 2 | 6 | 2025 | Winter | Qc_flex, [MW] | Expected | - | 0.40821 | 0.43667 | 0.49011 | 0.52777 | 0.56257 | 0.61448 | 0.58798 | 0.6655 | 0.6051 | 0.79443 | 0.79645 | 0.73278 | 0.69901 | 0.67018 | 0.6485 | 0.5959 | 0.52216 | 0.5037 | 0.34153 | 0.38222 | 0.40453 | 0.43397 | 0.342 | 0.36139
DSO | 29 | 2 | 6 | 2025 | Winter | Qc_net, [MVAr] | Expected | - | -0.22444 | -0.23532 | -0.23841 | -0.25726 | -0.25259 | -0.25204 | -0.22945 | -0.16341 | 0.01051 | 0.027883 | 0.031433 | -0.0028001 | -0.012798 | -0.027649 | -0.1942 | -0.17248 | -0.029484 | 0.043732 | 0.0056831 | -0.033302 | -0.062567 | -0.10074 | -0.19757 | -0.21999
DSO | 1 | 3 | 14 | 2025 | Winter | Pc, [MW] | 0 | 0 | 4.4261 | 4.2159 | 4.017 | 4.0053 | 3.9305 | 4.1781 | 5.6485 | 5.9631 | 6.3509 | 6.5922 | 6.5507 | 6.8897 | 6.5697 | 6.2147 | 5.5795 | 5.4747 | 5.5475 | 6.2251 | 5.9366 | 5.9694 | 5.8683 | 5.448 | 5.1336 | 4.704
DSO | 1 | 3 | 14 | 2025 | Winter | Pc_flex, [MW] | 0 | 0 | 1.1468 | 1.2728 | 1.4315 | 1.5442 | 1.6504 | 1.8014 | 1.6401 | 1.8507 | 1.6953 | 1.9522 | 1.9657 | 1.8543 | 1.7706 | 2.1509 | 2.0275 | 1.8447 | 1.7252 | 1.2207 | 0.95536 | 1.0694 | 1.1362 | 1.2241 | 0.97693 | 1.0507
DSO | 1 | 3 | 14 | 2025 | Winter | Pc_net, [MW] | 0 | 0 | 5.5028 | 2.9421 | 2.5843 | 2.46 | 2.2789 | 2.3755 | 7.2893 | 7.8149 | 7.9037 | 7.8802 | 7.8649 | 7.8911 | 7.8946 | 4.0635 | 3.5513 | 3.6294 | 3.822 | 7.4469 | 6.8929 | 7.0398 | 7.0056 | 6.673 | 4.9911 | 3.6526
DSO | 1 | 3 | 14 | 2025 | Winter | Qc, [MVAr] | 0 | 0 | -0.73447 | -0.70644 | -0.73464 | -0.73556 | -0.74212 | -0.73338 | -0.69898 | -0.75726 | -0.75979 | -0.63444 | -0.63154 | -0.68283 | -0.68833 | -0.72207 | -0.74938 | -0.76776 | -0.74616 | -0.56015 | -0.54461 | -0.66436 | -0.67583 | -0.69498 | -0.67754 | -0.70805
DSO | 1 | 3 | 14 | 2025 | Winter | Qc_flex, [MVAr] | 0 | 0 | 1.1468 | 1.2728 | 1.4315 | 1.5442 | 1.6504 | 1.8014 | 1.6401 | 1.8507 | 1.6953 | 1.9522 | 1.9657 | 1.8543 | 1.7706 | 2.1509 | 2.0275 | 1.8447 | 1.7252 | 1.2207 | 0.95536 | 1.0694 | 1.1362 | 1.2241 | 0.97693 | 1.0507
DSO | 1 | 3 | 14 | 2025 | Winter | Qc_net, [MVAr] | 0 | 0 | -0.16339 | -1.3174 | -0.6232 | 0.0014589 | 0.04286 | 0.12479 | 0.12071 | 0.16799 | 0.086931 | 0.33245 | -1.6022 | 0.22924 | 0.19284 | -1.5813 | -1.5544 | -1.5007 | -1.4287 | -1.166 | -1.0161 | -1.1967 | -1.2413 | -1.3053 | -1.1519 | -1.2124
DSO | 1 | 4 | 17 | 2025 | Winter | Pc, [MW] | 0 | 0 | 0.33409 | 0.2728 | 0.24134 | 0.23242 | 0.33331 | 0.49794 | 0.91087 | 1.0078 | 0.9979 | 0.8551 | 0.77343 | 0.63488 | 0.83563 | 0.91024 | 0.95149 | 0.9775 | 1.1322 | 1.665 | 1.4368 | 1.1834 | 1.1579 | 1.0023 | 0.88511 | 0.78805
DSO | 1 | 4 | 17 | 2025 | Winter | Pc_flex, [MW] | 0 | 0 | 0.2774 | 0.29663 | 0.33362 | 0.35988 | 0.38466 | 0.4198 | 0.40056 | 0.44933 | 0.40754 | 0.5986 | 0.45438 | 0.42533 | 0.41098 | 0.40045 | 0.37525 | 0.34167 | 0.31827 | 0.28448 | 0.22265 | 0.24922 | 0.2648 | 0.28528 | 0.22222 | 0.24485
DSO | 1 | 4 | 17 | 2025 | Winter | Pc_net, [MW] | 0 | 0 | 0.05511 | -0.025435 | -0.093911 | -0.12909 | -0.052986 | 0.076505 | 0.50874 | 0.55685 | 0.58886 | 0.25494 | 1.2288 | 1.0611 | 1.2477 | 1.3116 | 1.3276 | 1.3198 | 1.4513 | 1.9508 | 1.6607 | 1.4336 | 1.4237 | 1.2883 | 1.0421 | 0.54178
DSO | 1 | 4 | 17 | 2025 | Winter | Qc, [MVAr] | 0 | 0 | -0.7026 | -0.71619 | -0.71994 | -0.72749 | -0.72495 | -0.65764 | -0.59243 | -0.56169 | -0.56348 | -0.59061 | -0.62751 | -0.68104 | -0.68955 | -0.71262 | -0.70869 | -0.70293 | -0.59116 | -0.37764 | -0.44623 | -0.54817 | -0.6019 | -0.62734 | -0.65124 | -0.65034
DSO | 1 | 4 | 17 | 2025 | Winter | Qc_flex, [MVAr] | 0 | 0 | 0.2774 | 0.29663 | 0.33362 | 0.35988 | 0.38466 | 0.4198 | 0.40056 | 0.44933 | 0.40754 | 0.5986 | 0.45438 | 0.42533 | 0.41098 | 0.40045 | 0.37525 | 0.34167 | 0.31827 | 0.28448 | 0.22265 | 0.24922 | 0.2648 | 0.28528 | 0.22222 | 0.24485
DSO | 1 | 4 | 17 | 2025 | Winter | Qc_net, [MVAr] | 0 | 0 | -0.835 | -0.85771 | -0.87939 | -0.89907 | -0.90775 | -0.85686 | -0.78296 | -0.77713 | -0.76056 | -0.81616 | -0.39946 | -0.46766 | -0.48341 | -0.51179 | -0.52053 | -0.5318 | -0.43158 | -0.23453 | -0.3343 | -0.42322 | -0.46921 | -0.48457 | -0.75458 | -0.76512
DSO | 1 | 5 | 20 | 2025 | Winter | Pc, [MW] | 0 | 0 | 3.6056 | 3.3044 | 3.0228 | 2.9902 | 2.9707 | 3.1559 | 3.7837 | 3.8623 | 4.2807 | 4.7053 | 5.0103 | 5.1881 | 5.1274 | 4.8713 | 4.6995 | 4.5913 | 4.7317 | 5.4328 | 5.3956 | 5.311 | 5.2128 | 4.8468 | 4.5776 | 4.1786
DSO | 1 | 5 | 20 | 2025 | Winter | Pc_flex, [MW] | 0 | 0 | 0.95967 | 1.0262 | 1.1542 | 1.245 | 1.3307 | 1.4524 | 1.3858 | 1.5545 | 1.41 | 2.0708 | 1.5719 | 1.4715 | 1.422 | 1.3852 | 1.2983 | 1.182 | 1.1012 | 0.98406 | 0.77029 | 0.86211 | 0.91622 | 0.98676 | 0.7691 | 0.84714
DSO | 1 | 5 | 20 | 2025 | Winter | Pc_net, [MW] | 0 | 0 | 2.6442 | 2.2764 | 1.8668 | 1.7434 | 1.6383 | 1.7017 | 2.3961 | 2.306 | 2.869 | 2.6328 | 6.5837 | 6.6611 | 6.5509 | 6.258 | 5.9992 | 5.7746 | 5.8342 | 6.4185 | 6.1674 | 6.1745 | 6.1305 | 5.8348 | 5.0753 | 3.3297
DSO | 1 | 5 | 20 | 2025 | Winter | Qc, [MVAr] | 0 | 0 | -0.69646 | -0.74476 | -0.78529 | -0.78858 | -0.78756 | -0.68695 | -0.62091 | -0.62494 | -0.55268 | -0.42005 | -0.31993 | -0.33436 | -0.35969 | -0.41961 | -0.47988 | -0.51371 | -0.48898 | -0.30021 | -0.30438 | -0.3607 | -0.41774 | -0.47047 | -0.52622 | -0.56048
DSO | 1 | 5 | 20 | 2025 | Winter | Qc_flex, [MVAr] | 0 | 0 | 0.95967 | 1.0262 | 1.1542 | 1.245 | 1.3307 | 1.4524 | 1.3858 | 1.5545 | 1.41 | 2.0708 | 1.5719 | 1.4715 | 1.422 | 1.3852 | 1.2983 | 1.182 | 1.1012 | 0.98406 | 0.77029 | 0.86211 | 0.91622 | 0.98676 | 0.7691 | 0.84714
DSO | 1 | 5 | 20 | 2025 | Winter | Qc_net, [MVAr] | 0 | 0 | -1.1581 | -1.2387 | -1.3397 | -1.3849 | -1.4224 | -1.3798 | -1.2822 | -1.3715 | -1.2364 | -1.2005 | 0.46743 | 0.40276 | 0.35264 | 0.27434 | 0.17058 | 0.078459 | 0.062814 | 0.19315 | 0.081987 | 0.071498 | 0.041498 | 0.023986 | -0.81704 | -0.96533
DSO | 1 | 6 | 22 | 2025 | Winter | Pc, [MW] | 0 | 0 | 5.918 | 5.5815 | 5.3572 | 5.461 | 5.4238 | 5.8264 | 6.7079 | 7.8251 | 8.1591 | 8.3914 | 8.1309 | 8.3741 | 8.3322 | 8.3388 | 7.781 | 7.8261 | 7.3733 | 7.8373 | 7.4499 | 7.0668 | 6.9551 | 6.6187 | 6.358 | 6.0276
DSO | 1 | 6 | 22 | 2025 | Winter | Pc_flex, [MW] | 0 | 0 | 1.3802 | 1.4692 | 1.6477 | 1.7722 | 1.8865 | 2.0599 | 1.9636 | 2.2166 | 2.0304 | 2.3167 | 3.0444 | 2.7834 | 2.6683 | 2.5756 | 1.9289 | 1.7555 | 2.0657 | 1.8485 | 1.1733 | 1.313 | 1.3882 | 1.49 | 1.1841 | 1.2326
DSO | 1 | 6 | 22 | 2025 | Winter | Pc_net, [MW] | 0 | 0 | 6.5706 | 7.0453 | 7.0003 | 7.229 | 7.3061 | 7.8814 | 8.6598 | 10.0354 | 10.1844 | 10.7017 | 5.0876 | 5.5921 | 5.6663 | 5.7662 | 9.7063 | 9.5783 | 5.3108 | 5.9916 | 6.2808 | 5.757 | 5.5699 | 5.1317 | 5.1787 | 5.9008
DSO | 1 | 6 | 22 | 2025 | Winter | Qc, [MVAr] | 0 | 0 | 0.94081 | 0.84688 | 0.6238 | 0.69415 | 0.60952 | 0.61692 | 0.71523 | 0.84218 | 0.82914 | 0.9151 | 0.89097 | 0.79132 | 0.93664 | 0.97598 | 0.63608 | 0.80336 | 1.0032 | 1.2942 | 1.1937 | 1.1924 | 1.0956 | 1.0232 | 0.87363 | 0.88667
DSO | 1 | 6 | 22 | 2025 | Winter | Qc_flex, [MVAr] | 0 | 0 | 1.3802 | 1.4692 | 1.6477 | 1.7722 | 1.8865 | 2.0599 | 1.9636 | 2.2166 | 2.0304 | 2.3167 | 3.0444 | 2.7834 | 2.6683 | 2.5756 | 1.9289 | 1.7555 | 2.0657 | 1.8485 | 1.1733 | 1.313 | 1.3882 | 1.49 | 1.1841 | 1.2326
DSO | 1 | 6 | 22 | 2025 | Winter | Qc_net, [MVAr] | 0 | 0 | 1.6088 | 1.5719 | 1.4294 | 1.5555 | 1.5276 | 1.6308 | 1.6817 | 1.941 | -0.17437 | -0.23223 | -0.26955 | -0.29596 | -0.11308 | -0.043274 | -0.31407 | 1.672 | 0.20009 | 0.58419 | 0.64559 | 1.5361 | 0.43343 | 1.7405 | 1.43 | 1.4738
DSO | 1 | 7 | 24 | 2025 | Winter | Pc, [MW] | 0 | 0 | 3.1174 | 2.898 | 2.8043 | 2.7004 | 2.7091 | 2.903 | 3.3488 | 3.4884 | 4.0142 | 4.5194 | 4.6313 | 4.9352 | 4.8596 | 4.5916 | 4.357 | 3.9948 | 3.9868 | 4.4087 | 4.3583 | 4.3081 | 4.2779 | 3.8329 | 3.6077 | 3.3665
DSO | 1 | 7 | 24 | 2025 | Winter | Pc_flex, [MW] | 0 | 0 | 0.81878 | 0.87594 | 0.98212 | 1.0568 | 1.1249 | 1.2283 | 1.171 | 1.3217 | 1.2441 | 1.834 | 1.8152 | 1.6594 | 1.5906 | 1.2349 | 1.2637 | 1.0955 | 0.97529 | 1.1023 | 0.69964 | 0.783 | 0.82767 | 0.88858 | 0.68008 | 0.72317
DSO | 1 | 7 | 24 | 2025 | Winter | Pc_net, [MW] | 0 | 0 | 3.9308 | 3.7718 | 3.7847 | 3.7554 | 3.8321 | 4.1287 | 4.5062 | 4.6662 | 3.4277 | 2.6958 | 2.822 | 3.2819 | 3.2794 | 5.4189 | 4.2841 | 4.2315 | 4.912 | 3.3154 | 3.6726 | 3.5394 | 3.4654 | 2.9651 | 4.2573 | 4.0859
DSO | 1 | 7 | 24 | 2025 | Winter | Qc, [MVAr] | 0 | 0 | -0.48609 | -0.47799 | -0.50228 | -0.50864 | -0.5508 | -0.46881 | -0.36232 | -0.087448 | 0.092099 | 0.07674 | 0.074666 | -0.042117 | 0.0069068 | 0.035007 | -0.070272 | -0.19146 | -0.15473 | -0.19016 | -0.26338 | -0.2401 | -0.30534 | -0.3791 | -0.42686 | -0.39895
DSO | 1 | 7 | 24 | 2025 | Winter | Qc_flex, [MVAr] | 0 | 0 | 0.81878 | 0.87594 | 0.98212 | 1.0568 | 1.1249 | 1.2283 | 1.171 | 1.3217 | 1.2441 | 1.834 | 1.8152 | 1.6594 | 1.5906 | 1.2349 | 1.2637 | 1.0955 | 0.97529 | 1.1023 | 0.69964 | 0.783 | 0.82767 | 0.88858 | 0.68008 | 0.72317
DSO | 1 | 7 | 24 | 2025 | Winter | Qc_net, [MVAr] | 0 | 0 | -0.13992 | -0.054553 | -0.038439 | -0.056542 | -0.063927 | 0.10527 | -0.25134 | -0.32058 | 0.6157 | 0.084833 | -0.57551 | -0.67536 | -0.60385 | 0.12849 | 0.46031 | -0.6413 | -0.39319 | -0.59127 | -0.57165 | -0.60492 | -0.66574 | -0.78007 | -0.12831 | -0.070505
DSO | 1 | 8 | 26 | 2025 | Winter | Pc, [MW] | 0 | 0 | 2.1078 | 2.0203 | 1.9491 | 1.9087 | 1.9514 | 2.2574 | 3.6496 | 4.0872 | 4.3044 | 4.2996 | 4.4104 | 4.3906 | 4.1523 | 4.0508 | 3.5991 | 3.3176 | 3.4038 | 3.779 | 3.5897 | 3.4177 | 3.3497 | 3.0656 | 2.7057 | 2.4386
DSO | 1 | 8 | 26 | 2025 | Winter | Pc_flex, [MW] | 0 | 0 | 0.73171 | 0.78292 | 0.87793 | 0.9445 | 1.0054 | 1.0978 | 1.0969 | 1.2305 | 1.116 | 1.2346 | 1.2442 | 1.1648 | 1.4217 | 1.0965 | 1.2938 | 1.1774 | 0.87174 | 0.9852 | 0.62534 | 0.69985 | 0.73978 | 0.79422 | 0.63093 | 0.64621
DSO | 1 | 8 | 26 | 2025 | Winter | Pc_net, [MW] | 0 | 0 | 2.8249 | 2.7989 | 2.8235 | 2.8494 | 2.9529 | 3.3497 | 2.5721 | 2.8648 | 3.204 | 5.5178 | 5.6387 | 5.533 | 2.7529 | 5.1376 | 2.3131 | 2.1478 | 4.2627 | 2.807 | 2.9862 | 2.738 | 2.6296 | 2.2946 | 2.138 | 3.0797
DSO | 1 | 8 | 26 | 2025 | Winter | Qc, [MVAr] | 0 | 0 | -1.6448 | -1.6743 | -1.643 | -1.6807 | -1.6457 | -1.6338 | -1.4399 | -1.419 | -1.3903 | -1.3435 | -1.2688 | -1.3484 | -1.4351 | -1.5174 | -1.5305 | -1.4814 | -1.4719 | -1.4655 | -1.525 | -1.5895 | -1.619 | -1.6442 | -1.6411 | -1.6217
DSO | 1 | 8 | 26 | 2025 | Winter | Qc_flex, [MVAr] | 0 | 0 | 0.73171 | 0.78292 | 0.87793 | 0.9445 | 1.0054 | 1.0978 | 1.0969 | 1.2305 | 1.116 | 1.2346 | 1.2442 | 1.1648 | 1.4217 | 1.0965 | 1.2938 | 1.1774 | 0.87174 | 0.9852 | 0.62534 | 0.69985 | 0.73978 | 0.79422 | 0.63093 | 0.64621
DSO | 1 | 8 | 26 | 2025 | Winter | Qc_net, [MVAr] | 0 | 0 | -1.8909 | -1.2978 | -1.2305 | -1.5287 | -1.5428 | -2.0761 | -1.9228 | -1.9776 | -0.87299 | -0.74199 | -0.66211 | -1.8833 | -1.967 | -0.99191 | -1.1058 | -1.9272 | -1.0606 | -1.7732 | -1.7769 | -1.9129 | -1.3492 | -2.0166 | -1.8533 | -1.3231
DSO | 1 | 9 | 28 | 2025 | Winter | Pc, [MW] | 0 | 0 | 2.0352 | 2.04 | 2.0243 | 2.0172 | 1.9941 | 1.9784 | 1.9982 | 1.9086 | 1.9063 | 1.9139 | 1.9039 | 1.9075 | 1.9181 | 1.9418 | 1.9453 | 1.9444 | 1.9205 | 1.9522 | 1.9264 | 1.9155 | 1.9288 | 1.914 | 2.0003 | 2.0231
DSO | 1 | 9 | 28 | 2025 | Winter | Pc_flex, [MW] | 0 | 0 | 0.31627 | 0.33835 | 0.37937 | 0.40822 | 0.43451 | 0.47445 | 0.45233 | 0.51045 | 0.46756 | 0.70289 | 0.70113 | 0.64097 | 0.61443 | 0.59316 | 0.44412 | 0.40435 | 0.47557 | 0.42573 | 0.27023 | 0.30242 | 0.3197 | 0.3432 | 0.26271 | 0.27934
DSO | 1 | 9 | 28 | 2025 | Winter | Pc_net, [MW] | 0 | 0 | 2.3469 | 2.3766 | 2.4022 | 2.4239 | 2.4271 | 2.4508 | 2.4442 | 2.4096 | 2.3659 | 1.3722 | 1.2069 | 1.271 | 1.3117 | 1.3645 | 2.383 | 2.3424 | 1.4787 | 1.5354 | 1.6727 | 1.6272 | 1.6234 | 1.5906 | 2.2432 | 2.2988
DSO | 1 | 9 | 28 | 2025 | Winter | Qc, [MVAr] | 0 | 0 | -0.055313 | -0.055313 | -0.055313 | -0.055313 | -0.055313 | -0.055313 | -0.055313 | -0.055313 | -0.055313 | -0.055313 | -0.055313 | -0.055313 | -0.055313 | -0.055313 | -0.055313 | -0.055313 | -0.055313 | -0.055313 | -0.055313 | -0.055313 | -0.055313 | -0.055313 | -0.055313 | -0.055313
DSO | 1 | 9 | 28 | 2025 | Winter | Qc_flex, [MVAr] | 0 | 0 | 0.31627 | 0.33835 | 0.37937 | 0.40822 | 0.43451 | 0.47445 | 0.45233 | 0.51045 | 0.46756 | 0.70289 | 0.70113 | 0.64097 | 0.61443 | 0.59316 | 0.44412 | 0.40435 | 0.47557 | 0.42573 | 0.27023 | 0.30242 | 0.3197 | 0.3432 | 0.26271 | 0.27934
DSO | 1 | 9 | 28 | 2025 | Winter | Qc_net, [MVAr] | 0 | 0 | 0.080797 | 0.10404 | 0.11839 | 0.12262 | 0.13619 | 0.16328 | 0.14693 | 0.18056 | -0.24704 | -0.29196 | -0.30652 | -0.29553 | -0.2861 | -0.26514 | -0.12926 | 0.12572 | -0.19437 | -0.19203 | -0.15315 | -0.17609 | -0.17437 | 0.070624 | 0.057879 | 0.066065
DSO | 1 | 10 | 30 | 2025 | Winter | Pc, [MW] | 0 | 0 | 2.5168 | 2.3207 | 2.1729 | 2.1176 | 2.0569 | 2.1481 | 2.3988 | 2.4334 | 2.8866 | 3.4117 | 3.7325 | 3.8416 | 3.5833 | 3.2606 | 3.0655 | 3.0051 | 3.0705 | 3.4934 | 3.5281 | 3.4722 | 3.3453 | 3.0925 | 2.9814 | 2.6408
DSO | 1 | 10 | 30 | 2025 | Winter | Pc_flex, [MW] | 0 | 0 | 0.67018 | 0.71665 | 0.806 | 0.86945 | 0.92932 | 1.0142 | 0.96774 | 1.0856 | 0.98458 | 1.0892 | 1.0977 | 1.0276 | 0.99317 | 0.96725 | 1.1415 | 1.0387 | 0.76917 | 0.6871 | 0.53795 | 0.60197 | 0.63997 | 0.68893 | 0.53616 | 0.56999
DSO | 1 | 10 | 30 | 2025 | Winter | Pc_net, [MW] | 0 | 0 | 1.847 | 1.604 | 1.3664 | 1.2474 | 1.1267 | 1.133 | 1.4304 | 1.347 | 1.9029 | 4.5025 | 4.8318 | 4.8709 | 4.5781 | 4.2294 | 1.9289 | 1.9745 | 3.8412 | 4.182 | 4.0675 | 4.0757 | 3.9868 | 3.7828 | 3.5188 | 3.2115
DSO | 1 | 10 | 30 | 2025 | Winter | Qc, [MVAr] | 0 | 0 | -0.65041 | -0.66805 | -0.66713 | -0.66655 | -0.66959 | -0.6337 | -0.50608 | -0.44369 | -0.32664 | -0.23478 | -0.25905 | -0.22658 | -0.25869 | -0.32383 | -0.37866 | -0.38382 | -0.38755 | -0.28059 | -0.3137 | -0.37172 | -0.42449 | -0.50852 | -0.60275 | -0.62091
DSO | 1 | 10 | 30 | 2025 | Winter | Qc_flex, [MVAr] | 0 | 0 | 0.67018 | 0.71665 | 0.806 | 0.86945 | 0.92932 | 1.0142 | 0.96774 | 1.0856 | 0.98458 | 1.0892 | 1.0977 | 1.0276 | 0.99317 | 0.96725 | 1.1415 | 1.0387 | 0.76917 | 0.6871 | 0.53795 | 0.60197 | 0.63997 | 0.68893 | 0.53616 | 0.56999
DSO | 1 | 10 | 30 | 2025 | Winter | Qc_net, [MVAr] | 0 | 0 | -0.97271 | -1.0127 | -1.054 | -1.083 | -1.113 | -1.1179 | -0.96749 | -0.96464 | 0.15006 | 0.31047 | 0.29052 | 0.28787 | 0.23835 | 0.16012 | -0.83191 | -0.79638 | -0.0034049 | 0.062785 | -0.045617 | -0.072173 | -0.1058 | -0.85262 | -0.87044 | -0.45495
DSO | 1 | 3 | 14 | 2025 | Winter | Pc, [MW] | 0 | 1 | 4.5024 | 4.2894 | 4.0876 | 4.065 | 3.984 | 4.2089 | 5.5649 | 5.8524 | 6.2497 | 6.5535 | 6.5719 | 6.8921 | 6.5786 | 6.217 | 5.6233 | 5.4964 | 5.5446 | 6.2331 | 5.9894 | 6.0159 | 5.9211 | 5.5036 | 5.2049 | 4.7723
DSO | 1 | 3 | 14 | 2025 | Winter | Pc_flex, [MW] | 0 | 1 | 1.1715 | 1.2594 | 1.4144 | 1.5223 | 1.6177 | 1.7626 | 1.662 | 1.8723 | 1.7172 | 2.2039 | 2.1991 | 2.0908 | 1.9732 | 1.88 | 1.7455 | 1.574 | 1.4573 | 1.3258 | 0.96668 | 1.0816 | 1.1456 | 1.2322 | 0.97001 | 1.0355
DSO | 1 | 3 | 14 | 2025 | Winter | Pc_net, [MW] | 0 | 1 | 4.4523 | 4.0233 | 3.825 | 3.8389 | 3.8958 | 4.176 | 5.9428 | 6.3247 | 6.3726 | 6.5121 | 6.4598 | 6.5725 | 6.3289 | 6.2525 | 5.7553 | 5.6963 | 5.7714 | 6.2734 | 5.9951 | 6.0196 | 5.9841 | 5.5946 | 5.1974 | 4.6495
DSO | 1 | 3 | 14 | 2025 | Winter | Qc, [MVAr] | 0 | 1 | -0.65473 | -0.71402 | -0.74508 | -0.73562 | -0.73191 | -0.62234 | -0.017791 | 0.20622 | 0.30851 | 0.26471 | 0.10966 | 0.27295 | 0.14381 | -0.030938 | -0.33654 | -0.34881 | -0.28944 | -0.14681 | -0.26962 | -0.22239 | -0.28841 | -0.40617 | -0.54984 | -0.60203
DSO | 1 | 3 | 14 | 2025 | Winter | Qc_flex, [MVAr] | 0 | 1 | 1.1715 | 1.2594 | 1.4144 | 1.5223 | 1.6177 | 1.7626 | 1.662 | 1.8723 | 1.7172 | 2.2039 | 2.1991 | 2.0908 | 1.9732 | 1.88 | 1.7455 | 1.574 | 1.4573 | 1.3258 | 0.96668 | 1.0816 | 1.1456 | 1.2322 | 0.97001 | 1.0355
DSO | 1 | 3 | 14 | 2025 | Winter | Qc_net, [MVAr] | 0 | 1 | -0.59147 | -0.76229 | -0.67215 | -0.60656 | -0.60148 | -0.58243 | -0.13628 | -0.00044763 | 0.17636 | 0.12993 | -0.0070735 | 0.15114 | 0.093454 | -0.036756 | -0.35628 | -0.32384 | -0.2486 | -0.1913 | -0.27476 | -0.041928 | -0.19656 | -0.25745 | -0.51076 | -0.56088
DSO | 1 | 4 | 17 | 2025 | Winter | Pc, [MW] | 0 | 1 | 0.72796 | 0.51025 | 0.51045 | 0.44445 | 0.18978 | 0.38169 | 0.72657 | 0.87009 | 1.229 | 1.4191 | 1.572 | 1.6544 | 1.2691 | 0.95318 | 0.76504 | 0.73433 | 1.0062 | 1.6164 | 1.58 | 1.3993 | 1.3224 | 1.1742 | 0.86552 | 0.60959
DSO | 1 | 4 | 17 | 2025 | Winter | Pc_flex, [MW] | 0 | 1 | 0.2719 | 0.29104 | 0.32657 | 0.35151 | 0.37455 | 0.40897 | 0.38908 | 0.43799 | 0.40021 | 0.50702 | 0.50788 | 0.47249 | 0.45742 | 0.44514 | 0.41904 | 0.37945 | 0.35414 | 0.32196 | 0.22579 | 0.25258 | 0.26753 | 0.28757 | 0.22605 | 0.2403
DSO | 1 | 4 | 17 | 2025 | Winter | Pc_net, [MW] | 0 | 1 | 0.73347 | 0.51108 | 0.51755 | 0.45783 | 0.21195 | 0.40425 | 0.76852 | 0.92119 | 1.2579 | 1.4078 | 1.5591 | 1.6384 | 1.2474 | 0.93149 | 0.74175 | 0.72122 | 0.99173 | 1.578 | 1.5664 | 1.3886 | 1.3182 | 1.1755 | 0.86477 | 0.60882
DSO | 1 | 4 | 17 | 2025 | Winter | Qc, [MVAr] | 0 | 1 | -0.73331 | -0.74073 | -0.75828 | -0.75708 | -0.75639 | -0.69749 | -0.60131 | -0.54791 | -0.55509 | -0.55988 | -0.61506 | -0.67872 | -0.66314 | -0.68439 | -0.67779 | -0.68331 | -0.574 | -0.33452 | -0.42975 | -0.55584 | -0.60662 | -0.64357 | -0.67099 | -0.67582
DSO | 1 | 4 | 17 | 2025 | Winter | Qc_flex, [MVAr] | 0 | 1 | 0.2719 | 0.29104 | 0.32657 | 0.35151 | 0.37455 | 0.40897 | 0.38908 | 0.43799 | 0.40021 | 0.50702 | 0.50788 | 0.47249 | 0.45742 | 0.44514 | 0.41904 | 0.37945 | 0.35414 | 0.32196 | 0.22579 | 0.25258 | 0.26753 | 0.28757 | 0.22605 | 0.2403
DSO | 1 | 4 | 17 | 2025 | Winter | Qc_net, [MVAr] | 0 | 1 | -0.72954 | -0.74404 | -0.75417 | -0.74718 | -0.74552 | -0.69517 | -0.60753 | -0.55843 | -0.56354 | -0.56631 | -0.62262 | -0.68356 | -0.66694 | -0.68203 | -0.67773 | -0.68004 | -0.57274 | -0.34315 | -0.43296 | -0.54624 | -0.60271 | -0.63583 | -0.66954 | -0.67507
DSO | 1 | 5 | 20 | 2025 | Winter | Pc, [MW] | 0 | 1 | 3.7007 | 3.3408 | 3.0875 | 3.0796 | 3.0593 | 3.2498 | 3.8592 | 3.9563 | 4.4807 | 4.7757 | 5.0253 | 5.0613 | 5.1285 | 5.0564 | 4.9868 | 4.8567 | 5.0009 | 5.8492 | 5.7732 | 5.5417 | 5.3457 | 4.937 | 4.752 | 4.4139
DSO | 1 | 5 | 20 | 2025 | Winter | Pc_flex, [MW] | 0 | 1 | 0.93845 | 1.0034 | 1.1242 | 1.2083 | 1.2828 | 1.4024 | 1.3362 | 1.5065 | 1.3851 | 1.801 | 1.8353 | 1.7184 | 1.619 | 1.5504 | 1.4479 | 1.2998 | 1.2228 | 1.1599 | 0.7845 | 0.87646 | 0.92722 | 0.99533 | 0.78241 | 0.83154
DSO | 1 | 5 | 20 | 2025 | Winter | Pc_net, [MW] | 0 | 1 | 3.8012 | 3.4636 | 3.2994 | 3.3586 | 3.4795 | 3.6494 | 4.2559 | 4.3961 | 4.5722 | 4.5897 | 4.6842 | 4.663 | 4.8663 | 4.915 | 4.8937 | 4.8555 | 4.9465 | 5.4758 | 5.5561 | 5.3636 | 5.2209 | 4.8848 | 4.7261 | 4.3929
DSO | 1 | 5 | 20 | 2025 | Winter | Qc, [MVAr] | 0 | 1 | -0.6989 | -0.74303 | -0.78131 | -0.79367 | -0.78971 | -0.68096 | -0.59127 | -0.57109 | -0.54023 | -0.43373 | -0.36705 | -0.34688 | -0.39728 | -0.46434 | -0.5024 | -0.55187 | -0.5146 | -0.33541 | -0.34578 | -0.38663 | -0.41797 | -0.48524 | -0.53975 | -0.5715
DSO | 1 | 5 | 20 | 2025 | Winter | Qc_flex, [MVAr] | 0 | 1 | 0.93845 | 1.0034 | 1.1242 | 1.2083 | 1.2828 | 1.4024 | 1.3362 | 1.5065 | 1.3851 | 1.801 | 1.8353 | 1.7184 | 1.619 | 1.5504 | 1.4479 | 1.2998 | 1.2228 | 1.1599 | 0.7845 | 0.87646 | 0.92722 | 0.99533 | 0.78241 | 0.83154
DSO | 1 | 5 | 20 | 2025 | Winter | Qc_net, [MVAr] | 0 | 1 | -0.63541 | -0.75042 | -0.70282 | -0.67879 | -0.66861 | -0.61561 | -0.62406 | -0.63407 | -0.61687 | -0.47472 | -0.45121 | -0.43167 | -0.50525 | -0.47538 | -0.52037 | -0.53732 | -0.50494 | -0.41546 | -0.38745 | -0.31051 | -0.3987 | -0.42298 | -0.5283 | -0.56132
DSO | 1 | 6 | 22 | 2025 | Winter | Pc, [MW] | 0 | 1 | 7.0501 | 6.6874 | 6.3614 | 6.4018 | 6.2589 | 6.5317 | 7.0711 | 7.2674 | 7.4989 | 7.9104 | 7.8468 | 8.2951 | 8.1729 | 7.9331 | 7.4024 | 7.4843 | 7.257 | 7.9886 | 7.8102 | 7.4686 | 7.228 | 6.8396 | 6.9826 | 6.9055
DSO | 1 | 6 | 22 | 2025 | Winter | Pc_flex, [MW] | 0 | 1 | 1.4072 | 1.5165 | 1.7052 | 1.838 | 1.9604 | 2.1368 | 1.9854 | 2.2302 | 2.0486 | 2.4862 | 2.4975 | 2.3536 | 2.2715 | 2.1887 | 2.096 | 1.8784 | 1.7458 | 1.5772 | 1.1596 | 1.3002 | 1.3755 | 1.48 | 1.1686 | 1.2474
DSO | 1 | 6 | 22 | 2025 | Winter | Pc_net, [MW] | 0 | 1 | 6.8633 | 6.0146 | 5.6141 | 5.6306 | 5.5474 | 5.8653 | 7.7327 | 8.3624 | 7.949 | 8.6741 | 8.3365 | 8.6204 | 8.1187 | 8.3273 | 7.5449 | 7.7751 | 7.5325 | 8.0758 | 7.7436 | 7.2747 | 7.108 | 6.6665 | 6.7826 | 6.4857
DSO | 1 | 6 | 22 | 2025 | Winter | Qc, [MVAr] | 0 | 1 | 0.57176 | 0.44894 | 0.38387 | 0.47718 | 0.37744 | 0.45015 | 0.65278 | 1.0527 | 1.0389 | 1.3995 | 1.1876 | 1.3985 | 1.1981 | 1.0328 | 0.72389 | 0.87367 | 0.70542 | 0.88553 | 0.81695 | 0.60896 | 0.47475 | 0.46669 | 0.46814 | 0.53037
DSO | 1 | 6 | 22 | 2025 | Winter | Qc_flex, [MVAr] | 0 | 1 | 1.4072 | 1.5165 | 1.7052 | 1.838 | 1.9604 | 2.1368 | 1.9854 | 2.2302 | 2.0486 | 2.4862 | 2.4975 | 2.3536 | 2.2715 | 2.1887 | 2.096 | 1.8784 | 1.7458 | 1.5772 | 1.1596 | 1.3002 | 1.3755 | 1.48 | 1.1686 | 1.2474
DSO | 1 | 6 | 22 | 2025 | Winter | Qc_net, [MVAr] | 0 | 1 | 0.6074 | 0.32844 | 0.43507 | 0.61895 | 0.50956 | 0.4307 | 0.42875 | 0.67593 | 0.88124 | 1.1654 | 1.0621 | 1.2952 | 1.3185 | 1.0591 | 0.68863 | 0.91338 | 0.77328 | 0.86224 | 0.829 | 0.89445 | 0.64441 | 0.70333 | 0.51427 | 0.58346
DSO | 1 | 7 | 24 | 2025 | Winter | Pc, [MW] | 0 | 1 | 3.1375 | 2.9005 | 2.8211 | 2.7178 | 2.7221 | 2.9182 | 3.3142 | 3.5013 | 4.0283 | 4.5924 | 4.6065 | 4.9412 | 4.8475 | 4.5457 | 4.4152 | 4.025 | 3.9491 | 4.4658 | 4.4489 | 4.4213 | 4.355 | 3.8726 | 3.6417 | 3.4484
DSO | 1 | 7 | 24 | 2025 | Winter | Pc_flex, [MW] | 0 | 1 | 0.83503 | 0.90114 | 1.0111 | 1.0894 | 1.1597 | 1.2629 | 1.1844 | 1.3311 | 1.2238 | 1.4537 | 1.5085 | 1.4102 | 1.4278 | 1.3141 | 1.236 | 1.1263 | 1.0605 | 0.98961 | 0.6922 | 0.77624 | 0.82143 | 0.88254 | 0.69626 | 0.74257
DSO | 1 | 7 | 24 | 2025 | Winter | Pc_net, [MW] | 0 | 1 | 3.1052 | 2.6157 | 2.5444 | 2.4314 | 2.4972 | 2.749 | 3.6315 | 4.069 | 4.2099 | 5.1156 | 4.7993 | 5.0905 | 4.5332 | 4.6994 | 4.5264 | 4.1278 | 4.0137 | 4.3574 | 4.3982 | 4.2919 | 4.2619 | 3.7692 | 3.5484 | 3.2428
DSO | 1 | 7 | 24 | 2025 | Winter | Qc, [MVAr] | 0 | 1 | -0.51819 | -0.52256 | -0.4973 | -0.52533 | -0.53239 | -0.50508 | -0.47631 | -0.40539 | -0.36966 | -0.3253 | -0.27475 | -0.27297 | -0.26229 | -0.29618 | -0.34955 | -0.38512 | -0.37748 | -0.36835 | -0.36267 | -0.36299 | -0.3735 | -0.417 | -0.46655 | -0.49779
DSO | 1 | 7 | 24 | 2025 | Winter | Qc_flex, [MVAr] | 0 | 1 | 0.83503 | 0.90114 | 1.0111 | 1.0894 | 1.1597 | 1.2629 | 1.1844 | 1.3311 | 1.2238 | 1.4537 | 1.5085 | 1.4102 | 1.4278 | 1.3141 | 1.236 | 1.1263 | 1.0605 | 0.98961 | 0.6922 | 0.77624 | 0.82143 | 0.88254 | 0.69626 | 0.74257
DSO | 1 | 7 | 24 | 2025 | Winter | Qc_net, [MVAr] | 0 | 1 | -0.51304 | -0.58149 | -0.49049 | -0.46312 | -0.46829 | -0.51159 | -0.55193 | -0.57058 | -0.41805 | -0.43549 | -0.33676 | -0.31408 | -0.20419 | -0.27659 | -0.35174 | -0.35427 | -0.34542 | -0.38319 | -0.35683 | -0.24573 | -0.30923 | -0.32434 | -0.45707 | -0.48297
DSO | 1 | 8 | 26 | 2025 | Winter | Pc, [MW] | 0 | 1 | 2.501 | 2.4016 | 2.2881 | 2.2374 | 2.2181 | 2.419 | 2.8468 | 2.9625 | 3.3143 | 3.7794 | 4.2476 | 4.4071 | 3.9836 | 3.6892 | 3.4788 | 3.2782 | 3.1762 | 3.3992 | 3.4216 | 3.4579 | 3.3956 | 3.118 | 2.916 | 2.6318
DSO | 1 | 8 | 26 | 2025 | Winter | Pc_flex, [MW] | 0 | 1 | 0.7455 | 0.80411 | 0.90172 | 0.97091 | 1.0329 | 1.1246 | 1.0577 | 1.1888 | 1.0944 | 1.3053 | 1.3429 | 1.2626 | 1.3038 | 1.1865 | 1.1175 | 1.0114 | 0.95386 | 0.89643 | 0.61879 | 0.69411 | 0.73445 | 0.78915 | 0.62201 | 0.66364
DSO | 1 | 8 | 26 | 2025 | Winter | Pc_net, [MW] | 0 | 1 | 2.4913 | 2.1862 | 2.0888 | 2.044 | 2.0836 | 2.3449 | 3.1442 | 3.4812 | 3.459 | 4.2046 | 4.429 | 4.5206 | 3.6131 | 3.7701 | 3.5208 | 3.3457 | 3.2091 | 3.2689 | 3.3786 | 3.3425 | 3.3049 | 3.0259 | 2.8428 | 2.4607
DSO | 1 | 8 | 26 | 2025 | Winter | Qc, [MVAr] | 0 | 1 | -1.6433 | -1.672 | -1.649 | -1.6794 | -1.646 | -1.6232 | -1.4186 | -1.3644 | -1.3274 | -1.3065 | -1.2352 | -1.2814 | -1.3623 | -1.4408 | -1.4854 | -1.4695 | -1.4601 | -1.4498 | -1.5067 | -1.5642 | -1.5924 | -1.619 | -1.6286 | -1.6183
DSO | 1 | 8 | 26 | 2025 | Winter | Qc_flex, [MVAr] | 0 | 1 | 0.7455 | 0.80411 | 0.90172 | 0.97091 | 1.0329 | 1.1246 | 1.0577 | 1.1888 | 1.0944 | 1.3053 | 1.3429 | 1.2626 | 1.3038 | 1.1865 | 1.1175 | 1.0114 | 0.95386 | 0.89643 | 0.61879 | 0.69411 | 0.73445 | 0.78915 | 0.62201 | 0.66364
DSO | 1 | 8 | 26 | 2025 | Winter | Qc_net, [MVAr] | 0 | 1 | -1.6394 | -1.7197 | -1.6455 | -1.6295 | -1.5953 | -1.6314 | -1.4789 | -1.4971 | -1.3657 | -1.3927 | -1.2838 | -1.3131 | -1.3175 | -1.4241 | -1.4869 | -1.4441 | -1.4348 | -1.4624 | -1.5018 | -1.4688 | -1.5405 | -1.5443 | -1.6212 | -1.6068
DSO | 1 | 9 | 28 | 2025 | Winter | Pc, [MW] | 0 | 1 | 2.0353 | 2.04 | 2.0243 | 2.0172 | 1.9941 | 1.9785 | 1.9983 | 1.9087 | 1.9063 | 1.914 | 1.9039 | 1.9075 | 1.9181 | 1.9417 | 1.9453 | 1.9444 | 1.9205 | 1.9521 | 1.9264 | 1.9154 | 1.9287 | 1.914 | 2.0004 | 2.0232
DSO | 1 | 9 | 28 | 2025 | Winter | Pc_flex, [MW] | 0 | 1 | 0.32202 | 0.34605 | 0.38828 | 0.41791 | 0.44497 | 0.48473 | 0.45933 | 0.5154 | 0.47333 | 0.57755 | 0.60338 | 0.56163 | 0.56558 | 0.52145 | 0.49058 | 0.44494 | 0.41548 | 0.37598 | 0.26666 | 0.29873 | 0.31652 | 0.34038 | 0.26782 | 0.28555
DSO | 1 | 9 | 28 | 2025 | Winter | Pc_net, [MW] | 0 | 1 | 2.0324 | 1.9927 | 1.9812 | 1.9794 | 1.9712 | 1.9759 | 2.0686 | 2.0533 | 1.9544 | 2.0041 | 1.8987 | 1.8973 | 1.7991 | 1.9418 | 1.9374 | 1.9433 | 1.9195 | 1.9335 | 1.9328 | 1.9112 | 1.9301 | 1.912 | 1.9918 | 1.9878
DSO | 1 | 9 | 28 | 2025 | Winter | Qc, [MVAr] | 0 | 1 | -0.055313 | -0.055313 | -0.055313 | -0.055313 | -0.055313 | -0.055313 | -0.055313 | -0.055313 | -0.055313 | -0.055313 | -0.055313 | -0.055313 | -0.055313 | -0.055313 | -0.055313 | -0.055313 | -0.055313 | -0.055313 | -0.055313 | -0.055313 | -0.055313 | -0.055313 | -0.055313 | -0.055313
DSO | 1 | 9 | 28 | 2025 | Winter | Qc_flex, [MVAr] | 0 | 1 | 0.32202 | 0.34605 | 0.38828 | 0.41791 | 0.44497 | 0.48473 | 0.45933 | 0.5154 | 0.47333 | 0.57755 | 0.60338 | 0.56163 | 0.56558 | 0.52145 | 0.49058 | 0.44494 | 0.41548 | 0.37598 | 0.26666 | 0.29873 | 0.31652 | 0.34038 | 0.26782 | 0.28555
DSO | 1 | 9 | 28 | 2025 | Winter | Qc_net, [MVAr] | 0 | 1 | -0.055751 | -0.066852 | -0.057648 | -0.047373 | -0.047529 | -0.061322 | -0.066393 | -0.081485 | -0.061605 | -0.069072 | -0.060645 | -0.058116 | -0.045976 | -0.050387 | -0.055352 | -0.050152 | -0.050212 | -0.057563 | -0.054501 | -0.035869 | -0.04578 | -0.041183 | -0.054547 | -0.053993
DSO | 1 | 10 | 30 | 2025 | Winter | Pc, [MW] | 0 | 1 | 2.4645 | 2.2621 | 2.106 | 2.0529 | 1.9785 | 2.0617 | 2.2885 | 2.3538 | 2.8285 | 3.4071 | 3.831 | 3.9202 | 3.5095 | 3.1553 | 2.9647 | 2.8761 | 2.8777 | 3.2469 | 3.3181 | 3.3114 | 3.2 | 2.9954 | 2.8805 | 2.5457
DSO | 1 | 10 | 30 | 2025 | Winter | Pc_flex, [MW] | 0 | 1 | 0.65663 | 0.70512 | 0.79037 | 0.85043 | 0.90453 | 0.987 | 0.93513 | 1.0526 | 0.96589 | 1.23 | 1.2628 | 1.1809 | 1.1284 | 1.0665 | 0.9976 | 0.89994 | 0.83817 | 0.77072 | 0.54564 | 0.61077 | 0.64656 | 0.69466 | 0.5469 | 0.5818
DSO | 1 | 10 | 30 | 2025 | Winter | Pc_net, [MW] | 0 | 1 | 2.4909 | 2.2128 | 2.0944 | 2.0684 | 2.05 | 2.1499 | 2.5197 | 2.6591 | 2.9373 | 3.385 | 3.6515 | 3.7072 | 3.324 | 3.136 | 2.9656 | 2.9168 | 2.9202 | 3.1827 | 3.2739 | 3.2542 | 3.1705 | 2.9948 | 2.8566 | 2.5064
DSO | 1 | 10 | 30 | 2025 | Winter | Qc, [MVAr] | 0 | 1 | -0.62685 | -0.64717 | -0.6498 | -0.65494 | -0.66688 | -0.66056 | -0.64321 | -0.67912 | -0.63072 | -0.5796 | -0.55717 | -0.56597 | -0.60376 | -0.62322 | -0.64146 | -0.63472 | -0.61665 | -0.50101 | -0.48254 | -0.53182 | -0.56961 | -0.57682 | -0.55392 | -0.60352
DSO | 1 | 10 | 30 | 2025 | Winter | Qc_flex, [MVAr] | 0 | 1 | 0.65663 | 0.70512 | 0.79037 | 0.85043 | 0.90453 | 0.987 | 0.93513 | 1.0526 | 0.96589 | 1.23 | 1.2628 | 1.1809 | 1.1284 | 1.0665 | 0.9976 | 0.89994 | 0.83817 | 0.77072 | 0.54564 | 0.61077 | 0.64656 | 0.69466 | 0.5469 | 0.5818
DSO | 1 | 10 | 30 | 2025 | Winter | Qc_net, [MVAr] | 0 | 1 | -0.61403 | -0.67389 | -0.63359 | -0.60751 | -0.61612 | -0.64656 | -0.6757 | -0.73515 | -0.66099 | -0.61685 | -0.60969 | -0.60643 | -0.61938 | -0.61977 | -0.64673 | -0.62082 | -0.60135 | -0.52334 | -0.48908 | -0.46869 | -0.53968 | -0.52823 | -0.55054 | -0.59861
DSO | 1 | 3 | 14 | 2025 | Winter | Pc, [MW] | 0 | 2 | 4.7782 | 4.5507 | 4.3289 | 4.2912 | 4.2062 | 4.3836 | 5.4638 | 5.6081 | 6.0498 | 6.5199 | 6.609 | 6.9037 | 6.6545 | 6.2279 | 5.6817 | 5.5326 | 5.5725 | 6.3197 | 6.1934 | 6.1561 | 6.0617 | 5.6174 | 5.4211 | 4.9816
DSO | 1 | 3 | 14 | 2025 | Winter | Pc_flex, [MW] | 0 | 2 | 1.1516 | 1.2344 | 1.3835 | 1.489 | 1.5842 | 1.7314 | 1.672 | 1.8842 | 1.7292 | 2.3264 | 2.3253 | 2.2034 | 2.0964 | 1.9654 | 1.7642 | 1.5822 | 1.4795 | 1.4299 | 0.9731 | 1.0898 | 1.152 | 1.2334 | 0.96493 | 1.019
DSO | 1 | 3 | 14 | 2025 | Winter | Pc_net, [MW] | 0 | 2 | 5.3217 | 5.0094 | 4.8986 | 4.9178 | 4.9357 | 5.1291 | 5.5975 | 5.7221 | 5.7671 | 5.9364 | 5.9491 | 6.0242 | 5.8613 | 5.8418 | 5.7144 | 5.6825 | 5.6888 | 5.9172 | 5.9562 | 5.8484 | 5.8125 | 5.6526 | 5.5597 | 5.3581
DSO | 1 | 3 | 14 | 2025 | Winter | Qc, [MVAr] | 0 | 2 | -0.75079 | -0.71216 | -0.73247 | -0.73415 | -0.74351 | -0.73918 | -0.76415 | -0.79919 | -0.8184 | -0.71096 | -0.67577 | -0.74686 | -0.73767 | -0.74548 | -0.74946 | -0.76318 | -0.75177 | -0.5796 | -0.5622 | -0.67106 | -0.67207 | -0.68726 | -0.67462 | -0.70933
DSO | 1 | 3 | 14 | 2025 | Winter | Qc_flex, [MVAr] | 0 | 2 | 1.1516 | 1.2344 | 1.3835 | 1.489 | 1.5842 | 1.7314 | 1.672 | 1.8842 | 1.7292 | 2.3264 | 2.3253 | 2.2034 | 2.0964 | 1.9654 | 1.7642 | 1.5822 | 1.4795 | 1.4299 | 0.9731 | 1.0898 | 1.152 | 1.2334 | 0.96493 | 1.019
DSO | 1 | 3 | 14 | 2025 | Winter | Qc_net, [MVAr] | 0 | 2 | -0.75918 | -0.80751 | -0.76 | -0.73583 | -0.73978 | -0.75557 | -0.74287 | -0.73196 | -0.6975 | -0.68406 | -0.68661 | -0.67058 | -0.66405 | -0.69162 | -0.7321 | -0.71462 | -0.70966 | -0.68766 | -0.6861 | -0.6456 | -0.70961 | -0.70926 | -0.74954 | -0.74909
DSO | 1 | 4 | 17 | 2025 | Winter | Pc, [MW] | 0 | 2 | 0.6846 | 0.50883 | 0.44027 | 0.40838 | 0.29346 | 0.37655 | 0.60538 | 0.68758 | 0.94281 | 1.1566 | 1.273 | 1.2587 | 1.3265 | 1.072 | 1.0133 | 0.94161 | 1.1111 | 1.6377 | 1.623 | 1.4076 | 1.268 | 1.0387 | 0.89363 | 0.75649
DSO | 1 | 4 | 17 | 2025 | Winter | Pc_flex, [MW] | 0 | 2 | 0.26829 | 0.28644 | 0.32075 | 0.34525 | 0.3672 | 0.40106 | 0.38249 | 0.43213 | 0.3998 | 0.5291 | 0.55623 | 0.50678 | 0.50951 | 0.45105 | 0.42292 | 0.37309 | 0.38331 | 0.35982 | 0.2284 | 0.25562 | 0.27012 | 0.28924 | 0.22612 | 0.23832
DSO | 1 | 4 | 17 | 2025 | Winter | Pc_net, [MW] | 0 | 2 | 0.81424 | 0.6871 | 0.69391 | 0.66382 | 0.62337 | 0.70926 | 0.90027 | 0.96387 | 0.98671 | 1.0678 | 1.0692 | 1.0975 | 1.0257 | 1.0203 | 0.9687 | 0.9548 | 0.95906 | 1.2844 | 1.3958 | 1.1607 | 1.0325 | 0.93035 | 0.89136 | 0.81389
DSO | 1 | 4 | 17 | 2025 | Winter | Qc, [MVAr] | 0 | 2 | -0.67547 | -0.69275 | -0.68245 | -0.69955 | -0.69799 | -0.62288 | -0.58029 | -0.56479 | -0.56785 | -0.63852 | -0.65632 | -0.68998 | -0.7223 | -0.74189 | -0.74652 | -0.71931 | -0.60778 | -0.41207 | -0.46731 | -0.53786 | -0.58855 | -0.60527 | -0.63131 | -0.62598
DSO | 1 | 4 | 17 | 2025 | Winter | Qc_flex, [MVAr] | 0 | 2 | 0.26829 | 0.28644 | 0.32075 | 0.34525 | 0.3672 | 0.40106 | 0.38249 | 0.43213 | 0.3998 | 0.5291 | 0.55623 | 0.50678 | 0.50951 | 0.45105 | 0.42292 | 0.37309 | 0.38331 | 0.35982 | 0.2284 | 0.25562 | 0.27012 | 0.28924 | 0.22612 | 0.23832
DSO | 1 | 4 | 17 | 2025 | Winter | Qc_net, [MVAr] | 0 | 2 | -0.66106 | -0.68595 | -0.6616 | -0.65353 | -0.65416 | -0.65303 | -0.63981 | -0.63403 | -0.61868 | -0.62004 | -0.62422 | -0.62103 | -0.62518 | -0.63956 | -0.65922 | -0.64847 | -0.62907 | -0.5341 | -0.55804 | -0.59068 | -0.62699 | -0.62938 | -0.64885 | -0.64734
DSO | 1 | 5 | 20 | 2025 | Winter | Pc, [MW] | 0 | 2 | 3.5798 | 3.2927 | 3.0129 | 3.0105 | 2.9975 | 3.2493 | 4.0671 | 4.1966 | 4.4582 | 4.7359 | 4.9137 | 5.0252 | 4.975 | 4.7933 | 4.7324 | 4.6634 | 4.8643 | 5.6386 | 5.5309 | 5.392 | 5.338 | 4.9509 | 4.6763 | 4.3154
DSO | 1 | 5 | 20 | 2025 | Winter | Pc_flex, [MW] | 0 | 2 | 0.92451 | 0.98909 | 1.1093 | 1.1931 | 1.27 | 1.388 | 1.3362 | 1.5113 | 1.3867 | 1.8057 | 1.8475 | 1.7332 | 1.6661 | 1.5825 | 1.4868 | 1.3448 | 1.3013 | 1.2444 | 0.79005 | 0.88419 | 0.93448 | 1.0013 | 0.78985 | 0.82876
DSO | 1 | 5 | 20 | 2025 | Winter | Pc_net, [MW] | 0 | 2 | 4.3313 | 4.224 | 4.1099 | 4.1723 | 4.2131 | 4.2888 | 4.4404 | 4.4699 | 4.4892 | 4.525 | 4.5377 | 4.5645 | 4.5297 | 4.5117 | 4.4735 | 4.4635 | 4.47 | 4.4687 | 4.7421 | 4.5284 | 4.5351 | 4.486 | 4.4499 | 4.3742
DSO | 1 | 5 | 20 | 2025 | Winter | Qc, [MVAr] | 0 | 2 | -0.68275 | -0.73045 | -0.77193 | -0.79552 | -0.78854 | -0.68715 | -0.63554 | -0.65878 | -0.63111 | -0.50805 | -0.41236 | -0.36609 | -0.41689 | -0.51387 | -0.57646 | -0.59803 | -0.56981 | -0.42937 | -0.42023 | -0.43571 | -0.45778 | -0.50299 | -0.56023 | -0.59629
DSO | 1 | 5 | 20 | 2025 | Winter | Qc_flex, [MVAr] | 0 | 2 | 0.92451 | 0.98909 | 1.1093 | 1.1931 | 1.27 | 1.388 | 1.3362 | 1.5113 | 1.3867 | 1.8057 | 1.8475 | 1.7332 | 1.6661 | 1.5825 | 1.4868 | 1.3448 | 1.3013 | 1.2444 | 0.79005 | 0.88419 | 0.93448 | 1.0013 | 0.78985 | 0.82876
DSO | 1 | 5 | 20 | 2025 | Winter | Qc_net, [MVAr] | 0 | 2 | -0.56385 | -0.56281 | -0.54455 | -0.54455 | -0.54859 | -0.56168 | -0.57646 | -0.57705 | -0.57399 | -0.57013 | -0.57112 | -0.56859 | -0.56276 | -0.56395 | -0.5673 | -0.56443 | -0.57258 | -0.61666 | -0.63884 | -0.57693 | -0.58275 | -0.57532 | -0.57837 | -0.57168
DSO | 1 | 6 | 22 | 2025 | Winter | Pc, [MW] | 0 | 2 | 6.9237 | 6.584 | 6.2928 | 6.3028 | 6.1753 | 6.4473 | 7.0052 | 7.2722 | 7.5361 | 7.9547 | 7.9022 | 8.2527 | 8.1725 | 7.9645 | 7.4439 | 7.5008 | 7.3024 | 7.9969 | 7.8008 | 7.5769 | 7.3651 | 7.0028 | 7.0308 | 6.9013
DSO | 1 | 6 | 22 | 2025 | Winter | Pc_flex, [MW] | 0 | 2 | 1.4113 | 1.5238 | 1.7133 | 1.8465 | 1.9686 | 2.136 | 1.9948 | 2.2457 | 2.0502 | 2.494 | 2.4555 | 2.2953 | 2.2604 | 2.2099 | 2.0654 | 1.9028 | 1.7339 | 1.5549 | 1.1508 | 1.2874 | 1.3654 | 1.4707 | 1.1548 | 1.2445
DSO | 1 | 6 | 22 | 2025 | Winter | Pc_net, [MW] | 0 | 2 | 6.6291 | 5.3392 | 4.9717 | 5.048 | 5.1431 | 5.9501 | 7.4393 | 7.822 | 7.9038 | 8.4698 | 8.4662 | 8.7305 | 8.1174 | 8.1261 | 7.7565 | 7.6726 | 7.6662 | 8.2021 | 8.1309 | 7.9609 | 7.8749 | 7.4677 | 7.221 | 6.5876
DSO | 1 | 6 | 22 | 2025 | Winter | Qc, [MVAr] | 0 | 2 | 0.95455 | 0.84795 | 0.64259 | 0.70852 | 0.61224 | 0.61007 | 0.73571 | 0.85144 | 0.78781 | 0.99026 | 0.90743 | 0.87295 | 0.93258 | 0.91064 | 0.54416 | 0.76667 | 0.92281 | 1.2306 | 1.1556 | 1.0666 | 0.96587 | 0.88646 | 0.83334 | 0.86489
DSO | 1 | 6 | 22 | 2025 | Winter | Qc_flex, [MVAr] | 0 | 2 | 1.4113 | 1.5238 | 1.7133 | 1.8465 | 1.9686 | 2.136 | 1.9948 | 2.2457 | 2.0502 | 2.494 | 2.4555 | 2.2953 | 2.2604 | 2.2099 | 2.0654 | 1.9028 | 1.7339 | 1.5549 | 1.1508 | 1.2874 | 1.3654 | 1.4707 | 1.1548 | 1.2445
DSO | 1 | 6 | 22 | 2025 | Winter | Qc_net, [MVAr] | 0 | 2 | 0.62861 | 0.33036 | 0.49708 | 0.61706 | 0.606 | 0.5913 | 0.752 | 0.81705 | 0.96265 | 1.0374 | 1.0363 | 1.1168 | 1.1264 | 1.0041 | 0.81572 | 0.88199 | 0.91255 | 1.0967 | 1.1608 | 1.2937 | 0.97903 | 0.92666 | 0.7348 | 0.68762
DSO | 1 | 7 | 24 | 2025 | Winter | Pc, [MW] | 0 | 2 | 2.9105 | 2.6959 | 2.6587 | 2.5933 | 2.6031 | 2.9037 | 3.5647 | 4.1424 | 4.6929 | 4.9585 | 4.8695 | 4.9223 | 4.8462 | 4.707 | 4.501 | 4.3309 | 4.4758 | 4.831 | 4.681 | 4.633 | 4.312 | 3.5251 | 3.4668 | 3.2722
DSO | 1 | 7 | 24 | 2025 | Winter | Pc_flex, [MW] | 0 | 2 | 0.84958 | 0.90882 | 1.0221 | 1.1026 | 1.1784 | 1.2862 | 1.1877 | 1.332 | 1.2229 | 1.3828 | 1.3935 | 1.3033 | 1.2939 | 1.2434 | 1.248 | 1.1413 | 1.1074 | 0.88409 | 0.68566 | 0.76953 | 0.81471 | 0.87851 | 0.70105 | 0.75021
DSO | 1 | 7 | 24 | 2025 | Winter | Pc_net, [MW] | 0 | 2 | 2.2082 | 1.7978 | 1.6451 | 1.5004 | 1.4355 | 1.6451 | 3.8155 | 4.7328 | 4.9079 | 6.1665 | 6.0875 | 6.1702 | 5.3065 | 5.4016 | 4.5583 | 4.3592 | 4.3205 | 5.3253 | 4.9 | 4.7723 | 4.5718 | 3.6794 | 3.2127 | 2.566
DSO | 1 | 7 | 24 | 2025 | Winter | Qc, [MVAr] | 0 | 2 | -0.49986 | -0.4971 | -0.50025 | -0.51582 | -0.5429 | -0.48455 | -0.41164 | -0.22462 | -0.10743 | -0.097045 | -0.076364 | -0.14211 | -0.1092 | -0.10813 | -0.19103 | -0.2752 | -0.251 | -0.26748 | -0.30649 | -0.29344 | -0.33503 | -0.39575 | -0.44436 | -0.44198
DSO | 1 | 7 | 24 | 2025 | Winter | Qc_flex, [MVAr] | 0 | 2 | 0.84958 | 0.90882 | 1.0221 | 1.1026 | 1.1784 | 1.2862 | 1.1877 | 1.332 | 1.2229 | 1.3828 | 1.3935 | 1.3033 | 1.2939 | 1.2434 | 1.248 | 1.1413 | 1.1074 | 0.88409 | 0.68566 | 0.76953 | 0.81471 | 0.87851 | 0.70105 | 0.75021
DSO | 1 | 7 | 24 | 2025 | Winter | Qc_net, [MVAr] | 0 | 2 | -0.76712 | -0.90036 | -0.91696 | -0.87892 | -0.92086 | -0.91043 | -0.55133 | -0.36991 | -0.021538 | 0.17676 | 0.17151 | 0.30159 | 0.28807 | 0.069979 | -0.34181 | -0.232 | -0.18135 | 0.036599 | -0.040288 | 0.044951 | -0.13046 | -0.21932 | -0.56651 | -0.64813
DSO | 1 | 8 | 26 | 2025 | Winter | Pc, [MW] | 0 | 2 | 2.5104 | 2.4087 | 2.2957 | 2.2427 | 2.2236 | 2.4145 | 2.847 | 2.9477 | 3.3213 | 3.7873 | 4.2489 | 4.4093 | 3.9847 | 3.6709 | 3.4614 | 3.2829 | 3.1994 | 3.4256 | 3.426 | 3.4512 | 3.3794 | 3.1041 | 2.9295 | 2.646
DSO | 1 | 8 | 26 | 2025 | Winter | Pc_flex, [MW] | 0 | 2 | 0.75662 | 0.81231 | 0.9136 | 0.98549 | 1.0533 | 1.1496 | 1.0572 | 1.184 | 1.0866 | 1.248 | 1.3078 | 1.1915 | 1.2084 | 1.1293 | 1.1004 | 0.98912 | 0.91342 | 0.78241 | 0.61073 | 0.68509 | 0.72812 | 0.78716 | 0.62291 | 0.67027
DSO | 1 | 8 | 26 | 2025 | Winter | Pc_net, [MW] | 0 | 2 | 2.141 | 1.61 | 1.3933 | 1.2703 | 1.1861 | 1.3427 | 3.1698 | 3.6929 | 3.7843 | 4.6113 | 4.6081 | 4.9669 | 4.0414 | 4.1004 | 3.5974 | 3.4754 | 3.4424 | 4.0002 | 3.7832 | 3.7172 | 3.627 | 3.1198 | 2.8251 | 2.101
DSO | 1 | 8 | 26 | 2025 | Winter | Qc, [MVAr] | 0 | 2 | -1.6474 | -1.682 | -1.6624 | -1.6748 | -1.6386 | -1.5935 | -1.2668 | -1.0963 | -1.0398 | -1.107 | -1.0441 | -1.0241 | -1.0882 | -1.1693 | -1.3144 | -1.379 | -1.3744 | -1.3621 | -1.4339 | -1.4913 | -1.5183 | -1.5565 | -1.5965 | -1.6083
DSO | 1 | 8 | 26 | 2025 | Winter | Qc_flex, [MVAr] | 0 | 2 | 0.75662 | 0.81231 | 0.9136 | 0.98549 | 1.0533 | 1.1496 | 1.0572 | 1.184 | 1.0866 | 1.248 | 1.3078 | 1.1915 | 1.2084 | 1.1293 | 1.1004 | 0.98912 | 0.91342 | 0.78241 | 0.61073 | 0.68509 | 0.72812 | 0.78716 | 0.62291 | 0.67027
DSO | 1 | 8 | 26 | 2025 | Winter | Qc_net, [MVAr] | 0 | 2 | -1.7036 | -2.0038 | -1.879 | -1.7385 | -1.7436 | -1.7474 | -1.4662 | -1.3607 | -1.1601 | -1.063 | -1.0656 | -0.94712 | -0.96121 | -1.1281 | -1.39 | -1.3176 | -1.2915 | -1.1343 | -1.2088 | -1.1913 | -1.3087 | -1.3484 | -1.5697 | -1.6299
DSO | 1 | 9 | 28 | 2025 | Winter | Pc, [MW] | 0 | 2 | 2.0352 | 2.04 | 2.0243 | 2.0172 | 1.9942 | 1.9784 | 1.9982 | 1.9086 | 1.9063 | 1.9139 | 1.9039 | 1.9075 | 1.9181 | 1.9418 | 1.9453 | 1.9444 | 1.9204 | 1.9522 | 1.9264 | 1.9155 | 1.9288 | 1.9139 | 2.0003 | 2.023
DSO | 1 | 9 | 28 | 2025 | Winter | Pc_flex, [MW] | 0 | 2 | 0.32817 | 0.35104 | 0.39481 | 0.4259 | 0.45524 | 0.49675 | 0.46657 | 0.51489 | 0.46996 | 0.53618 | 0.54039 | 0.50395 | 0.49725 | 0.48321 | 0.47217 | 0.43546 | 0.40327 | 0.34119 | 0.26403 | 0.29584 | 0.3146 | 0.34066 | 0.27171 | 0.28968
DSO | 1 | 9 | 28 | 2025 | Winter | Pc_net, [MW] | 0 | 2 | 1.7629 | 1.7009 | 1.6397 | 1.6027 | 1.552 | 1.514 | 1.9131 | 2.0712 | 2.0835 | 2.3133 | 2.3025 | 2.3429 | 2.1502 | 2.1762 | 2.0265 | 1.9888 | 1.9772 | 2.1471 | 2.07 | 2.0478 | 2.0377 | 1.8939 | 1.8603 | 1.7725
DSO | 1 | 9 | 28 | 2025 | Winter | Qc, [MVAr] | 0 | 2 | -0.055313 | -0.055313 | -0.055313 | -0.055313 | -0.055313 | -0.055313 | -0.055313 | -0.055313 | -0.055313 | -0.055313 | -0.055313 | -0.055313 | -0.055313 | -0.055313 | -0.055313 | -0.055313 | -0.055313 | -0.055313 | -0.055313 | -0.055313 | -0.055313 | -0.055313 | -0.055313 | -0.055313
DSO | 1 | 9 | 28 | 2025 | Winter | Qc_flex, [MVAr] | 0 | 2 | 0.32817 | 0.35104 | 0.39481 | 0.4259 | 0.45524 | 0.49675 | 0.46657 | 0.51489 | 0.46996 | 0.53618 | 0.54039 | 0.50395 | 0.49725 | 0.48321 | 0.47217 | 0.43546 | 0.40327 | 0.34119 | 0.26403 | 0.29584 | 0.3146 | 0.34066 | 0.27171 | 0.28968
DSO | 1 | 9 | 28 | 2025 | Winter | Qc_net, [MVAr] | 0 | 2 | -0.11974 | -0.18271 | -0.16754 | -0.14164 | -0.14673 | -0.15434 | -0.089731 | -0.070801 | -0.016899 | 0.015476 | 0.014701 | 0.045372 | 0.039421 | -0.0027401 | -0.06503 | -0.043614 | -0.038323 | 0.0046836 | 0.0039482 | 0.039249 | -0.023654 | -0.0335 | -0.082779 | -0.099645
DSO | 1 | 10 | 30 | 2025 | Winter | Pc, [MW] | 0 | 2 | 2.4229 | 2.2453 | 2.1064 | 2.0786 | 2.0246 | 2.1827 | 2.6231 | 2.7875 | 3.1799 | 3.6074 | 3.7808 | 3.8304 | 3.6257 | 3.3817 | 3.2316 | 3.0971 | 3.1585 | 3.6053 | 3.577 | 3.4973 | 3.3813 | 3.161 | 2.994 | 2.6716
DSO | 1 | 10 | 30 | 2025 | Winter | Pc_flex, [MW] | 0 | 2 | 0.64575 | 0.69094 | 0.77479 | 0.83344 | 0.88712 | 0.96945 | 0.92918 | 1.0535 | 0.9729 | 1.357 | 1.3811 | 1.2793 | 1.2065 | 1.1293 | 1.0397 | 0.92156 | 0.8734 | 0.85083 | 0.55137 | 0.61663 | 0.65088 | 0.69652 | 0.54484 | 0.57193
DSO | 1 | 10 | 30 | 2025 | Winter | Pc_net, [MW] | 0 | 2 | 2.9418 | 2.8165 | 2.7711 | 2.7902 | 2.8033 | 2.896 | 3.0133 | 3.038 | 3.0547 | 3.081 | 3.0895 | 3.1093 | 3.0851 | 3.0701 | 3.0441 | 3.0365 | 3.0432 | 3.1231 | 3.1755 | 3.1135 | 3.0994 | 3.0534 | 3.0269 | 2.9651
DSO | 1 | 10 | 30 | 2025 | Winter | Qc, [MVAr] | 0 | 2 | -0.65277 | -0.67374 | -0.6774 | -0.67473 | -0.66838 | -0.61976 | -0.44395 | -0.34302 | -0.19419 | -0.080856 | -0.13236 | -0.085734 | -0.1079 | -0.18819 | -0.25068 | -0.26362 | -0.27575 | -0.17273 | -0.22689 | -0.29464 | -0.35542 | -0.47346 | -0.61224 | -0.61878
DSO | 1 | 10 | 30 | 2025 | Winter | Qc_flex, [MVAr] | 0 | 2 | 0.64575 | 0.69094 | 0.77479 | 0.83344 | 0.88712 | 0.96945 | 0.92918 | 1.0535 | 0.9729 | 1.357 | 1.3811 | 1.2793 | 1.2065 | 1.1293 | 1.0397 | 0.92156 | 0.8734 | 0.85083 | 0.55137 | 0.61663 | 0.65088 | 0.69652 | 0.54484 | 0.57193
DSO | 1 | 10 | 30 | 2025 | Winter | Qc_net, [MVAr] | 0 | 2 | -0.39297 | -0.40017 | -0.37905 | -0.37224 | -0.37143 | -0.37629 | -0.38061 | -0.38001 | -0.37555 | -0.3734 | -0.37593 | -0.37354 | -0.37199 | -0.37511 | -0.37876 | -0.37524 | -0.37512 | -0.372 | -0.37047 | -0.35462 | -0.37846 | -0.3782 | -0.40017 | -0.39494
DSO | 1 | 3 | 14 | 2025 | Winter | Pc, [MW] | Expected | - | 4.5689 | 4.352 | 4.1445 | 4.1205 | 4.0403 | 4.2569 | 5.5591 | 5.8079 | 6.2168 | 6.5552 | 6.5772 | 6.8952 | 6.6009 | 6.2198 | 5.6282 | 5.5012 | 5.5549 | 6.2593 | 6.0398 | 6.0471 | 5.9504 | 5.523 | 5.2532 | 4.8193
DSO | 1 | 3 | 14 | 2025 | Winter | Pc_flex, [MW] | Expected | - | 1.1566 | 1.2555 | 1.4098 | 1.5185 | 1.6174 | 1.7651 | 1.658 | 1.8691 | 1.7139 | 2.1608 | 2.1634 | 2.0495 | 1.9467 | 1.9988 | 1.8457 | 1.6669 | 1.554 | 1.3255 | 0.96505 | 1.0803 | 1.1446 | 1.2299 | 0.97062 | 1.0351
DSO | 1 | 3 | 14 | 2025 | Winter | Pc_net, [MW] | Expected | - | 5.0922 | 3.9916 | 3.7693 | 3.7389 | 3.7035 | 3.8935 | 6.2765 | 6.6206 | 6.6811 | 6.7762 | 6.7579 | 6.8292 | 6.6949 | 5.3859 | 5.007 | 5.0027 | 5.0941 | 6.5458 | 6.2814 | 6.3026 | 6.2674 | 5.9734 | 5.2494 | 4.5534
DSO | 1 | 3 | 14 | 2025 | Winter | Qc, [MVAr] | Expected | - | -0.71333 | -0.71087 | -0.7374 | -0.73511 | -0.73918 | -0.6983 | -0.49364 | -0.45008 | -0.42323 | -0.36023 | -0.39922 | -0.38558 | -0.4274 | -0.4995 | -0.61179 | -0.62659 | -0.59579 | -0.42886 | -0.45881 | -0.51927 | -0.54544 | -0.59614 | -0.634 | -0.67314
DSO | 1 | 3 | 14 | 2025 | Winter | Qc_flex, [MW] | Expected | - | 1.1566 | 1.2555 | 1.4098 | 1.5185 | 1.6174 | 1.7651 | 1.658 | 1.8691 | 1.7139 | 2.1608 | 2.1634 | 2.0495 | 1.9467 | 1.9988 | 1.8457 | 1.6669 | 1.554 | 1.3255 | 0.96505 | 1.0803 | 1.1446 | 1.2299 | 0.97062 | 1.0351
DSO | 1 | 3 | 14 | 2025 | Winter | Qc_net, [MVAr] | Expected | - | -0.50468 | -0.9624 | -0.68512 | -0.44698 | -0.4328 | -0.4044 | -0.25282 | -0.18814 | -0.14474 | -0.073893 | -0.7653 | -0.096733 | -0.12592 | -0.76989 | -0.88094 | -0.84639 | -0.79566 | -0.68167 | -0.65898 | -0.62806 | -0.71581 | -0.75732 | -0.80405 | -0.84079
DSO | 1 | 4 | 17 | 2025 | Winter | Pc, [MW] | Expected | - | 0.58222 | 0.43063 | 0.39735 | 0.36175 | 0.27218 | 0.41873 | 0.74761 | 0.85514 | 1.0566 | 1.1436 | 1.2061 | 1.1827 | 1.1438 | 0.97846 | 0.90993 | 0.88448 | 1.0832 | 1.6397 | 1.5466 | 1.3301 | 1.2494 | 1.0718 | 0.88142 | 0.71804
DSO | 1 | 4 | 17 | 2025 | Winter | Pc_flex, [MW] | Expected | - | 0.27253 | 0.29137 | 0.32698 | 0.35221 | 0.37547 | 0.40994 | 0.39071 | 0.43981 | 0.40252 | 0.54491 | 0.50616 | 0.4682 | 0.45931 | 0.43221 | 0.40574 | 0.36474 | 0.3519 | 0.32209 | 0.22561 | 0.25248 | 0.26748 | 0.28736 | 0.2248 | 0.24116
DSO | 1 | 4 | 17 | 2025 | Winter | Pc_net, [MW] | Expected | - | 0.53427 | 0.39092 | 0.37251 | 0.33085 | 0.26078 | 0.39667 | 0.72585 | 0.81397 | 0.9445 | 0.91018 | 1.2857 | 1.2657 | 1.1736 | 1.0878 | 1.0127 | 0.99862 | 1.134 | 1.6044 | 1.541 | 1.3276 | 1.2581 | 1.1314 | 0.93275 | 0.65483
DSO | 1 | 4 | 17 | 2025 | Winter | Qc, [MVAr] | Expected | - | -0.7038 | -0.71655 | -0.72022 | -0.72804 | -0.72644 | -0.65934 | -0.59134 | -0.55813 | -0.56214 | -0.59634 | -0.63297 | -0.68325 | -0.69167 | -0.71297 | -0.711 | -0.70185 | -0.59098 | -0.37474 | -0.44776 | -0.54729 | -0.59902 | -0.6254 | -0.65118 | -0.65071
DSO | 1 | 4 | 17 | 2025 | Winter | Qc_flex, [MW] | Expected | - | 0.27253 | 0.29137 | 0.32698 | 0.35221 | 0.37547 | 0.40994 | 0.39071 | 0.43981 | 0.40252 | 0.54491 | 0.50616 | 0.4682 | 0.45931 | 0.43221 | 0.40574 | 0.36474 | 0.3519 | 0.32209 | 0.22561 | 0.25248 | 0.26748 | 0.28736 | 0.2248 | 0.24116
DSO | 1 | 4 | 17 | 2025 | Winter | Qc_net, [MVAr] | Expected | - | -0.74187 | -0.76257 | -0.76505 | -0.76659 | -0.76915 | -0.73502 | -0.67677 | -0.65653 | -0.64759 | -0.6675 | -0.54877 | -0.59075 | -0.59184 | -0.61113 | -0.61916 | -0.6201 | -0.54446 | -0.3706 | -0.44177 | -0.52005 | -0.5663 | -0.58326 | -0.69099 | -0.69584
DSO | 1 | 5 | 20 | 2025 | Winter | Pc, [MW] | Expected | - | 3.6287 | 3.3126 | 3.0411 | 3.0268 | 3.0092 | 3.2183 | 3.9034 | 4.0051 | 4.4065 | 4.739 | 4.9831 | 5.0915 | 5.0769 | 4.907 | 4.8062 | 4.7038 | 4.8656 | 5.6402 | 5.5666 | 5.4149 | 5.2988 | 4.9115 | 4.6686 | 4.3026
DSO | 1 | 5 | 20 | 2025 | Winter | Pc_flex, [MW] | Expected | - | 0.94088 | 1.0062 | 1.1292 | 1.2155 | 1.2945 | 1.4143 | 1.3527 | 1.5241 | 1.3939 | 1.8925 | 1.7515 | 1.641 | 1.569 | 1.506 | 1.411 | 1.2755 | 1.2084 | 1.1294 | 0.78161 | 0.87425 | 0.92598 | 0.99448 | 0.78045 | 0.83582
DSO | 1 | 5 | 20 | 2025 | Winter | Pc_net, [MW] | Expected | - | 3.5922 | 3.3213 | 3.092 | 3.0914 | 3.1103 | 3.2133 | 3.6975 | 3.724 | 3.9768 | 3.9158 | 5.2685 | 5.2962 | 5.3156 | 5.2282 | 5.1222 | 5.0312 | 5.0836 | 5.4543 | 5.4886 | 5.3555 | 5.2955 | 5.0685 | 4.7504 | 4.0323
DSO | 1 | 5 | 20 | 2025 | Winter | Qc, [MVAr] | Expected | - | -0.6927 | -0.73941 | -0.77951 | -0.79259 | -0.7886 | -0.68502 | -0.61591 | -0.61827 | -0.57467 | -0.45394 | -0.36645 | -0.34911 | -0.39129 | -0.46594 | -0.51958 | -0.55454 | -0.52446 | -0.355 | -0.35679 | -0.39435 | -0.43116 | -0.48623 | -0.54207 | -0.57609
DSO | 1 | 5 | 20 | 2025 | Winter | Qc_flex, [MW] | Expected | - | 0.94088 | 1.0062 | 1.1292 | 1.2155 | 1.2945 | 1.4143 | 1.3527 | 1.5241 | 1.3939 | 1.8925 | 1.7515 | 1.641 | 1.569 | 1.506 | 1.411 | 1.2755 | 1.2084 | 1.1294 | 0.78161 | 0.87425 | 0.92598 | 0.99448 | 0.78045 | 0.83582
DSO | 1 | 5 | 20 | 2025 | Winter | Qc_net, [MVAr] | Expected | - | -0.78578 | -0.85065 | -0.86237 | -0.86941 | -0.87987 | -0.85238 | -0.82757 | -0.86089 | -0.80907 | -0.74845 | -0.18497 | -0.19917 | -0.23846 | -0.25499 | -0.3057 | -0.3411 | -0.33824 | -0.27966 | -0.31477 | -0.27198 | -0.31332 | -0.32477 | -0.64124 | -0.69944
DSO | 1 | 6 | 22 | 2025 | Winter | Pc, [MW] | Expected | - | 6.6306 | 6.2843 | 6.0038 | 6.0552 | 5.9527 | 6.2684 | 6.9281 | 7.4549 | 7.7314 | 8.0855 | 7.96 | 8.3073 | 8.2259 | 8.0788 | 7.5424 | 7.6037 | 7.3109 | 7.9409 | 7.6869 | 7.3708 | 7.1827 | 6.8204 | 6.7905 | 6.6115
DSO | 1 | 6 | 22 | 2025 | Winter | Pc_flex, [MW] | Expected | - | 1.3995 | 1.5032 | 1.6887 | 1.8189 | 1.9385 | 2.1109 | 1.9813 | 2.2308 | 2.0431 | 2.4323 | 2.6658 | 2.4774 | 2.4001 | 2.3247 | 2.0301 | 1.8456 | 1.8485 | 1.6602 | 1.1612 | 1.3002 | 1.3764 | 1.4802 | 1.1692 | 1.2415
DSO | 1 | 6 | 22 | 2025 | Winter | Pc_net, [MW] | Expected | - | 6.6876 | 6.133 | 5.862 | 5.9692 | 5.9989 | 6.5656 | 7.9439 | 8.7399 | 8.6791 | 9.2819 | 7.2968 | 7.6476 | 7.3008 | 7.4065 | 8.3359 | 8.342 | 6.8365 | 7.4232 | 7.3851 | 6.9976 | 6.8509 | 6.422 | 6.3941 | 6.3247
DSO | 1 | 6 | 22 | 2025 | Winter | Qc, [MVAr] | Expected | - | 0.82237 | 0.71459 | 0.55009 | 0.62662 | 0.53307 | 0.55905 | 0.70124 | 0.91543 | 0.88529 | 1.1016 | 0.99532 | 1.0209 | 1.0224 | 0.97315 | 0.63471 | 0.81457 | 0.87713 | 1.1368 | 1.0554 | 0.95598 | 0.84541 | 0.79211 | 0.72504 | 0.76064
DSO | 1 | 6 | 22 | 2025 | Winter | Qc_flex, [MW] | Expected | - | 1.3995 | 1.5032 | 1.6887 | 1.8189 | 1.9385 | 2.1109 | 1.9813 | 2.2308 | 2.0431 | 2.4323 | 2.6658 | 2.4774 | 2.4001 | 2.3247 | 2.0301 | 1.8456 | 1.8485 | 1.6602 | 1.1612 | 1.3002 | 1.3764 | 1.4802 | 1.1692 | 1.2415
DSO | 1 | 6 | 22 | 2025 | Winter | Qc_net, [MVAr] | Expected | - | 0.94826 | 0.74357 | 0.78717 | 0.93051 | 0.88105 | 0.88426 | 0.95415 | 1.1446 | 0.55651 | 0.65683 | 0.60962 | 0.70533 | 0.77729 | 0.6733 | 0.39676 | 1.1558 | 0.62864 | 0.84771 | 0.87845 | 1.2414 | 0.68563 | 1.1235 | 0.89302 | 0.91496
DSO | 1 | 7 | 24 | 2025 | Winter | Pc, [MW] | Expected | - | 3.0551 | 2.8315 | 2.7614 | 2.6705 | 2.6781 | 2.9083 | 3.4092 | 3.7107 | 4.2451 | 4.6901 | 4.7024 | 4.9329 | 4.8511 | 4.6148 | 4.4244 | 4.1169 | 4.1372 | 4.5685 | 4.4961 | 4.4541 | 4.315 | 3.7435 | 3.5721 | 3.3624
DSO | 1 | 7 | 24 | 2025 | Winter | Pc_flex, [MW] | Expected | - | 0.83446 | 0.8953 | 1.0051 | 1.0829 | 1.1543 | 1.2591 | 1.181 | 1.3283 | 1.2303 | 1.5568 | 1.5724 | 1.4576 | 1.4374 | 1.2641 | 1.2492 | 1.121 | 1.0477 | 0.99198 | 0.6925 | 0.77626 | 0.82127 | 0.88321 | 0.69246 | 0.73865
DSO | 1 | 7 | 24 | 2025 | Winter | Pc_net, [MW] | Expected | - | 3.0814 | 2.7285 | 2.6581 | 2.5624 | 2.5882 | 2.8409 | 3.9844 | 4.4893 | 4.1818 | 4.6593 | 4.5696 | 4.8475 | 4.373 | 5.1733 | 4.4563 | 4.2395 | 4.4154 | 4.3327 | 4.3236 | 4.2012 | 4.0997 | 3.4712 | 3.6728 | 3.2982
DSO | 1 | 7 | 24 | 2025 | Winter | Qc, [MVAr] | Expected | - | -0.50138 | -0.49921 | -0.49994 | -0.5166 | -0.54203 | -0.48615 | -0.41676 | -0.23915 | -0.12833 | -0.1152 | -0.09215 | -0.1524 | -0.12153 | -0.1231 | -0.20362 | -0.28393 | -0.26107 | -0.27533 | -0.31085 | -0.29884 | -0.33795 | -0.39728 | -0.44592 | -0.44624
DSO | 1 | 7 | 24 | 2025 | Winter | Qc_flex, [MW] | Expected | - | 0.83446 | 0.8953 | 1.0051 | 1.0829 | 1.1543 | 1.2591 | 1.181 | 1.3283 | 1.2303 | 1.5568 | 1.5724 | 1.4576 | 1.4374 | 1.2641 | 1.2492 | 1.121 | 1.0477 | 0.99198 | 0.6925 | 0.77626 | 0.82127 | 0.88321 | 0.69246 | 0.73865
DSO | 1 | 7 | 24 | 2025 | Winter | Qc_net, [MVAr] | Expected | - | -0.47336 | -0.51213 | -0.48196 | -0.4662 | -0.48436 | -0.43892 | -0.45153 | -0.42036 | 0.058701 | -0.057967 | -0.24692 | -0.22928 | -0.17332 | -0.026039 | -0.077746 | -0.40919 | -0.30665 | -0.31262 | -0.32292 | -0.26857 | -0.36847 | -0.44124 | -0.38396 | -0.40054
DSO | 1 | 8 | 26 | 2025 | Winter | Pc, [MW] | Expected | - | 2.3731 | 2.2769 | 2.1776 | 2.1296 | 2.131 | 2.3636 | 3.1145 | 3.3325 | 3.6466 | 3.9554 | 4.3023 | 4.4023 | 4.0402 | 3.8036 | 3.5131 | 3.2929 | 3.2598 | 3.5346 | 3.4791 | 3.4423 | 3.3749 | 3.0959 | 2.8504 | 2.5721
DSO | 1 | 8 | 26 | 2025 | Winter | Pc_flex, [MW] | Expected | - | 0.74461 | 0.79978 | 0.89775 | 0.96697 | 1.0305 | 1.124 | 1.0706 | 1.2011 | 1.099 | 1.2626 | 1.2983 | 1.2063 | 1.3113 | 1.1374 | 1.1706 | 1.0593 | 0.91301 | 0.88801 | 0.61829 | 0.69301 | 0.73412 | 0.79017 | 0.62528 | 0.66004
DSO | 1 | 8 | 26 | 2025 | Winter | Pc_net, [MW] | Expected | - | 2.4857 | 2.1984 | 2.1019 | 2.0546 | 2.0742 | 2.3458 | 2.962 | 3.3463 | 3.4824 | 4.7779 | 4.8919 | 5.0069 | 3.4691 | 4.3361 | 3.1438 | 2.9896 | 3.638 | 3.3587 | 3.3827 | 3.2659 | 3.1871 | 2.8134 | 2.602 | 2.5471
DSO | 1 | 8 | 26 | 2025 | Winter | Qc, [MVAr] | Expected | - | -1.6452 | -1.6761 | -1.6515 | -1.6783 | -1.6434 | -1.6169 | -1.3751 | -1.2932 | -1.2525 | -1.2523 | -1.1827 | -1.218 | -1.2952 | -1.3758 | -1.4434 | -1.4433 | -1.4355 | -1.4258 | -1.4885 | -1.5483 | -1.5766 | -1.6066 | -1.6221 | -1.6161
DSO | 1 | 8 | 26 | 2025 | Winter | Qc_flex, [MW] | Expected | - | 0.74461 | 0.79978 | 0.89775 | 0.96697 | 1.0305 | 1.124 | 1.0706 | 1.2011 | 1.099 | 1.2626 | 1.2983 | 1.2063 | 1.3113 | 1.1374 | 1.1706 | 1.0593 | 0.91301 | 0.88801 | 0.61829 | 0.69301 | 0.73412 | 0.79017 | 0.62528 | 0.66004
DSO | 1 | 8 | 26 | 2025 | Winter | Qc_net, [MVAr] | Expected | - | -1.7446 | -1.6738 | -1.585 | -1.6322 | -1.6272 | -1.8183 | -1.6227 | -1.6118 | -1.1329 | -1.0659 | -1.0038 | -1.3812 | -1.4152 | -1.1814 | -1.3276 | -1.563 | -1.2623 | -1.4566 | -1.4958 | -1.5243 | -1.3995 | -1.6364 | -1.6814 | -1.5199
DSO | 1 | 9 | 28 | 2025 | Winter | Pc, [MW] | Expected | - | 2.0352 | 2.04 | 2.0243 | 2.0172 | 1.9941 | 1.9784 | 1.9982 | 1.9086 | 1.9063 | 1.9139 | 1.9039 | 1.9075 | 1.9181 | 1.9418 | 1.9453 | 1.9444 | 1.9205 | 1.9521 | 1.9264 | 1.9155 | 1.9288 | 1.914 | 2.0003 | 2.0231
DSO | 1 | 9 | 28 | 2025 | Winter | Pc_flex, [MW] | Expected | - | 0.32215 | 0.34515 | 0.38748 | 0.41734 | 0.44491 | 0.48531 | 0.45941 | 0.51358 | 0.47029 | 0.60554 | 0.61497 | 0.56885 | 0.55909 | 0.53261 | 0.46896 | 0.42825 | 0.43144 | 0.38097 | 0.26698 | 0.299 | 0.31694 | 0.34141 | 0.26741 | 0.28486
DSO | 1 | 9 | 28 | 2025 | Winter | Pc_net, [MW] | Expected | - | 2.0474 | 2.0234 | 2.0077 | 2.002 | 1.9835 | 1.9802 | 2.142 | 2.178 | 2.1346 | 1.8965 | 1.8027 | 1.837 | 1.7537 | 1.8275 | 2.1156 | 2.0915 | 1.7918 | 1.872 | 1.8918 | 1.8621 | 1.8637 | 1.7988 | 2.0318 | 2.0197
DSO | 1 | 9 | 28 | 2025 | Winter | Qc, [MVAr] | Expected | - | -0.055313 | -0.055313 | -0.055313 | -0.055313 | -0.055313 | -0.055313 | -0.055313 | -0.055313 | -0.055313 | -0.055313 | -0.055313 | -0.055313 | -0.055313 | -0.055313 | -0.055313 | -0.055313 | -0.055313 | -0.055313 | -0.055313 | -0.055313 | -0.055313 | -0.055313 | -0.055313 | -0.055313
DSO | 1 | 9 | 28 | 2025 | Winter | Qc_flex, [MW] | Expected | - | 0.32215 | 0.34515 | 0.38748 | 0.41734 | 0.44491 | 0.48531 | 0.45941 | 0.51358 | 0.47029 | 0.60554 | 0.61497 | 0.56885 | 0.55909 | 0.53261 | 0.46896 | 0.42825 | 0.43144 | 0.38097 | 0.26698 | 0.299 | 0.31694 | 0.34141 | 0.26741 | 0.28486
DSO | 1 | 9 | 28 | 2025 | Winter | Qc_net, [MVAr] | Expected | - | -0.031563 | -0.048509 | -0.035601 | -0.02213 | -0.019357 | -0.01746 | -0.0030648 | 0.0094248 | -0.10852 | -0.11518 | -0.11749 | -0.10276 | -0.097551 | -0.10609 | -0.083214 | 0.010651 | -0.0943 | -0.081635 | -0.067902 | -0.057571 | -0.081269 | -0.001353 | -0.026483 | -0.029191
DSO | 1 | 10 | 30 | 2025 | Winter | Pc, [MW] | Expected | - | 2.4681 | 2.276 | 2.1284 | 2.083 | 2.02 | 2.1308 | 2.4368 | 2.5249 | 2.965 | 3.4754 | 3.7814 | 3.8641 | 3.5728 | 3.2659 | 3.0873 | 2.9928 | 3.0356 | 3.4485 | 3.4744 | 3.427 | 3.3089 | 3.083 | 2.952 | 2.6194
DSO | 1 | 10 | 30 | 2025 | Winter | Pc_flex, [MW] | Expected | - | 0.65752 | 0.70423 | 0.79038 | 0.85111 | 0.90699 | 0.99022 | 0.94402 | 1.0639 | 0.97446 | 1.2254 | 1.2472 | 1.1626 | 1.1094 | 1.0543 | 1.0596 | 0.95341 | 0.82691 | 0.76955 | 0.54499 | 0.60979 | 0.6458 | 0.69337 | 0.54264 | 0.57457
DSO | 1 | 10 | 30 | 2025 | Winter | Pc_net, [MW] | Expected | - | 2.4266 | 2.2111 | 2.0773 | 2.0353 | 1.9933 | 2.0596 | 2.3211 | 2.348 | 2.6317 | 3.6561 | 3.8576 | 3.8958 | 3.6624 | 3.4785 | 2.6462 | 2.6426 | 3.2682 | 3.4959 | 3.5056 | 3.4811 | 3.4189 | 3.277 | 3.1341 | 2.8943
DSO | 1 | 10 | 30 | 2025 | Winter | Qc, [MVAr] | Expected | - | -0.64334 | -0.66299 | -0.66477 | -0.66541 | -0.66829 | -0.63801 | -0.53108 | -0.48861 | -0.38385 | -0.29841 | -0.31619 | -0.29276 | -0.32345 | -0.37841 | -0.4236 | -0.42739 | -0.42665 | -0.31811 | -0.34104 | -0.39939 | -0.44984 | -0.5196 | -0.58964 | -0.6144
DSO | 1 | 10 | 30 | 2025 | Winter | Qc_flex, [MW] | Expected | - | 0.65752 | 0.70423 | 0.79038 | 0.85111 | 0.90699 | 0.99022 | 0.94402 | 1.0639 | 0.97446 | 1.2254 | 1.2472 | 1.1626 | 1.1094 | 1.0543 | 1.0596 | 0.95341 | 0.82691 | 0.76955 | 0.54499 | 0.60979 | 0.6458 | 0.69337 | 0.54264 | 0.57457
DSO | 1 | 10 | 30 | 2025 | Winter | Qc_net, [MVAr] | Expected | - | -0.6599 | -0.69557 | -0.68887 | -0.68758 | -0.70018 | -0.71357 | -0.6746 | -0.69327 | -0.29549 | -0.22659 | -0.2317 | -0.2307 | -0.25101 | -0.27825 | -0.61913 | -0.59748 | -0.32662 | -0.27752 | -0.30172 | -0.29849 | -0.34131 | -0.58635 | -0.60705 | -0.48283
DSO | 19 | 11 | 34 | 2025 | Winter | Pc, [MW] | 0 | 0 | 0.89817 | 0.83226 | 0.78233 | 0.76457 | 0.74458 | 0.85719 | 1.0437 | 1.1199 | 1.2598 | 1.3977 | 1.4719 | 1.5183 | 1.4352 | 1.3628 | 1.2652 | 1.2468 | 1.3233 | 1.5557 | 1.5071 | 1.4641 | 1.4096 | 1.3211 | 1.2144 | 1.0715
DSO | 19 | 11 | 34 | 2025 | Winter | Pc_flex, [MW] | 0 | 0 | 0.27715 | 0.29327 | 0.32845 | 0.35524 | 0.37869 | 0.4142 | 0.38434 | 0.43344 | 0.39977 | 0.57484 | 0.5584 | 0.43425 | 0.41863 | 0.40974 | 0.41333 | 0.35958 | 0.39789 | 0.31956 | 0.22428 | 0.24993 | 0.27067 | 0.29039 | 0.22976 | 0.24364
DSO | 19 | 11 | 34 | 2025 | Winter | Pc_net, [MW] | 0 | 0 | 0.75676 | 0.79074 | 0.76615 | 0.71374 | 0.699 | 0.78925 | 1.2691 | 1.389 | 1.3438 | 1.125 | 1.2622 | 1.7453 | 1.6624 | 1.5598 | 1.2699 | 1.3388 | 1.0665 | 1.5341 | 1.5876 | 1.6748 | 1.2352 | 1.1744 | 1.1204 | 0.99382
DSO | 19 | 11 | 34 | 2025 | Winter | Qc, [MVAr] | 0 | 0 | -0.47572 | -0.48133 | -0.48741 | -0.48782 | -0.48204 | -0.39454 | -0.31531 | -0.30042 | -0.30385 | -0.29675 | -0.31846 | -0.29467 | -0.34432 | -0.3572 | -0.38071 | -0.37364 | -0.31314 | -0.22644 | -0.2895 | -0.32138 | -0.33406 | -0.33403 | -0.36508 | -0.38956
DSO | 19 | 11 | 34 | 2025 | Winter | Qc_flex, [MVAr] | 0 | 0 | 0.27715 | 0.29327 | 0.32845 | 0.35524 | 0.37869 | 0.4142 | 0.38434 | 0.43344 | 0.39977 | 0.57484 | 0.5584 | 0.43425 | 0.41863 | 0.40974 | 0.41333 | 0.35958 | 0.39789 | 0.31956 | 0.22428 | 0.24993 | 0.27067 | 0.29039 | 0.22976 | 0.24364
DSO | 19 | 11 | 34 | 2025 | Winter | Qc_net, [MVAr] | 0 | 0 | -0.44783 | -0.51239 | -0.53181 | -0.53604 | -0.53894 | -0.44128 | -0.34037 | -0.33516 | -0.21358 | -0.22877 | -0.16494 | -0.31528 | -0.37609 | -0.4 | -0.37057 | -0.36805 | -0.30733 | -0.20889 | -0.28265 | -0.31734 | -0.32327 | -0.32932 | -0.35608 | -0.42247
DSO | 19 | 12 | 36 | 2025 | Winter | Pc, [MW] | 0 | 0 | 4.089 | 4.1118 | 4.1173 | 4.2214 | 4.1295 | 4.2139 | 4.4414 | 4.0769 | 3.4326 | 3.3519 | 4.4508 | 4.0507 | 4.1232 | 4.2886 | 4.3978 | 4.543 | 4.916 | 5.1697 | 4.8398 | 4.5363 | 4.6441 | 4.5925 | 4.8609 | 5.0946
DSO | 19 | 12 | 36 | 2025 | Winter | Pc_flex, [MW] | 0 | 0 | 0.8505 | 0.91085 | 1.0228 | 1.1039 | 1.1762 | 1.2858 | 1.2254 | 1.3704 | 1.2439 | 1.4906 | 1.5971 | 1.4194 | 1.3797 | 1.3626 | 1.3026 | 1.2011 | 1.243 | 1.0633 | 0.70978 | 0.79113 | 0.84475 | 0.90698 | 0.71534 | 0.76246
DSO | 19 | 12 | 36 | 2025 | Winter | Pc_net, [MW] | 0 | 0 | 4.1872 | 4.1874 | 4.2004 | 4.2554 | 4.1855 | 4.2397 | 4.4861 | 4.3613 | 4.0589 | 3.7765 | 4.4048 | 4.3232 | 4.3335 | 4.3835 | 4.3753 | 4.4579 | 4.135 | 4.8161 | 4.7572 | 4.5784 | 4.3241 | 4.3166 | 4.6979 | 4.8518
DSO | 19 | 12 | 36 | 2025 | Winter | Qc, [MVAr] | 0 | 0 | 0.31835 | 0.54944 | 0.67924 | 0.69999 | 0.60843 | 0.3486 | 0.31711 | 0.42484 | 0.077558 | -0.116 | 0.01511 | 0.38049 | 0.73743 | 0.74282 | 0.82719 | 0.55297 | 0.14247 | 0.32316 | 0.33533 | 0.37818 | 0.51307 | 0.79123 | 0.90176 | 0.54596
DSO | 19 | 12 | 36 | 2025 | Winter | Qc_flex, [MVAr] | 0 | 0 | 0.8505 | 0.91085 | 1.0228 | 1.1039 | 1.1762 | 1.2858 | 1.2254 | 1.3704 | 1.2439 | 1.4906 | 1.5971 | 1.4194 | 1.3797 | 1.3626 | 1.3026 | 1.2011 | 1.243 | 1.0633 | 0.70978 | 0.79113 | 0.84475 | 0.90698 | 0.71534 | 0.76246
DSO | 19 | 12 | 36 | 2025 | Winter | Qc_net, [MVAr] | 0 | 0 | 0.52322 | 0.32112 | 0.40167 | 0.41123 | 0.27791 | 0.091513 | 0.20423 | 0.24368 | 0.54529 | 0.34127 | 0.6317 | 0.3105 | 0.49058 | 0.44287 | 0.84223 | 0.61272 | 0.247 | 0.47655 | 0.42771 | 0.53229 | 0.59362 | 0.83003 | 0.96589 | 0.3288
DSO | 19 | 13 | 38 | 2025 | Winter | Pc, [MW] | 0 | 0 | 8.4078 | 7.9477 | 8.1274 | 8.2657 | 8.499 | 8.6359 | 12.1539 | 12.1525 | 12.239 | 11.4781 | 10.8736 | 12.1112 | 12.9581 | 12.5248 | 12.0133 | 11.9242 | 11.3146 | 12.3137 | 11.1493 | 9.9665 | 10.4176 | 9.8476 | 8.7648 | 8.7738
DSO | 19 | 13 | 38 | 2025 | Winter | Pc_flex, [MW] | 0 | 0 | 2.0946 | 2.2468 | 2.5331 | 2.7369 | 2.9287 | 3.1965 | 2.9196 | 3.2948 | 3.0158 | 4.5447 | 3.4746 | 3.2561 | 3.1751 | 3.0867 | 2.9703 | 2.7122 | 3.0685 | 2.245 | 1.7038 | 1.9203 | 2.0619 | 2.2142 | 1.7327 | 1.853
DSO | 19 | 13 | 38 | 2025 | Winter | Pc_net, [MW] | 0 | 0 | 7.899 | 7.1168 | 6.939 | 6.7617 | 6.6179 | 6.6027 | 14.3143 | 14.5333 | 13.8518 | 7.8793 | 13.6825 | 14.5776 | 14.7475 | 14.3082 | 12.8872 | 12.6786 | 8.3913 | 13.0307 | 12.0236 | 11.1837 | 8.5098 | 7.8905 | 8.3886 | 8.0449
DSO | 19 | 13 | 38 | 2025 | Winter | Qc, [MVAr] | 0 | 0 | 0.2343 | 0.23217 | 0.13337 | 0.23463 | 0.08401 | 0.085099 | 0.67636 | 0.88818 | 1.2194 | 1.4727 | 1.9217 | 0.93832 | 1.1588 | 1.2004 | 1.3447 | 1.5714 | 1.4892 | 1.4627 | 1.3934 | 1.2998 | 1.263 | 1.1738 | 0.66158 | 0.016158
DSO | 19 | 13 | 38 | 2025 | Winter | Qc_flex, [MVAr] | 0 | 0 | 2.0946 | 2.2468 | 2.5331 | 2.7369 | 2.9287 | 3.1965 | 2.9196 | 3.2948 | 3.0158 | 4.5447 | 3.4746 | 3.2561 | 3.1751 | 3.0867 | 2.9703 | 2.7122 | 3.0685 | 2.245 | 1.7038 | 1.9203 | 2.0619 | 2.2142 | 1.7327 | 1.853
DSO | 19 | 13 | 38 | 2025 | Winter | Qc_net, [MVAr] | 0 | 0 | 0.90019 | -0.41799 | -0.76418 | -0.77583 | -0.98412 | -0.89612 | 0.12621 | -0.010497 | 2.5815 | 2.9052 | 3.5697 | 0.60413 | 0.29034 | 0.14746 | 1.7205 | 1.9462 | 1.9291 | 2.0574 | 1.8402 | 2.1113 | 1.6103 | 1.3984 | 0.9541 | -0.68929
DSO | 19 | 14 | 40 | 2025 | Winter | Pc, [MW] | 0 | 0 | -0.23167 | -0.20715 | -0.20276 | -0.19688 | -0.20998 | -0.23435 | -0.2832 | -0.37178 | -0.43056 | -0.48555 | -0.49011 | -0.49875 | -0.47949 | -0.43462 | -0.40743 | -0.4069 | -0.42671 | -0.45072 | -0.46248 | -0.44752 | -0.42617 | -0.40069 | -0.32111 | -0.27045
DSO | 19 | 14 | 40 | 2025 | Winter | Pc_flex, [MW] | 0 | 0 | 0.088972 | 0.095147 | 0.10683 | 0.11511 | 0.12284 | 0.13408 | 0.12694 | 0.14287 | 0.13088 | 0.17239 | 0.16497 | 0.15014 | 0.14573 | 0.1418 | 0.13513 | 0.12322 | 0.12525 | 0.1032 | 0.073594 | 0.082288 | 0.087805 | 0.09425 | 0.073911 | 0.078552
DSO | 19 | 14 | 40 | 2025 | Winter | Pc_net, [MW] | 0 | 0 | -0.231 | -0.20617 | -0.20172 | -0.19625 | -0.21093 | -0.23509 | -0.26257 | -0.34601 | -0.42118 | -0.51271 | -0.48809 | -0.48218 | -0.46825 | -0.42443 | -0.40763 | -0.40796 | -0.47633 | -0.45353 | -0.45752 | -0.4383 | -0.44542 | -0.41297 | -0.32085 | -0.26955
DSO | 19 | 14 | 40 | 2025 | Winter | Qc, [MVAr] | 0 | 0 | 0.20076 | 0.20596 | 0.20683 | 0.20696 | 0.20551 | 0.19986 | 0.1861 | 0.16263 | 0.1466 | 0.13663 | 0.15174 | 0.15064 | 0.15102 | 0.14745 | 0.16662 | 0.17631 | 0.17059 | 0.17864 | 0.18267 | 0.18714 | 0.19107 | 0.19955 | 0.20549 | 0.2064
DSO | 19 | 14 | 40 | 2025 | Winter | Qc_flex, [MVAr] | 0 | 0 | 0.088972 | 0.095147 | 0.10683 | 0.11511 | 0.12284 | 0.13408 | 0.12694 | 0.14287 | 0.13088 | 0.17239 | 0.16497 | 0.15014 | 0.14573 | 0.1418 | 0.13513 | 0.12322 | 0.12525 | 0.1032 | 0.073594 | 0.082288 | 0.087805 | 0.09425 | 0.073911 | 0.078552
DSO | 19 | 14 | 40 | 2025 | Winter | Qc_net, [MVAr] | 0 | 0 | 0.2021 | 0.20254 | 0.20152 | 0.20059 | 0.19864 | 0.19439 | 0.18312 | 0.15809 | 0.15864 | 0.14337 | 0.17764 | 0.14769 | 0.14668 | 0.14165 | 0.16578 | 0.17596 | 0.17057 | 0.17943 | 0.18342 | 0.19319 | 0.19087 | 0.19899 | 0.20544 | 0.20179
DSO | 19 | 11 | 34 | 2025 | Winter | Pc, [MW] | 0 | 1 | 0.92277 | 0.84297 | 0.80918 | 0.78256 | 0.77026 | 0.91211 | 1.131 | 1.2013 | 1.3095 | 1.403 | 1.3447 | 1.3659 | 1.371 | 1.3887 | 1.3534 | 1.3665 | 1.4187 | 1.7276 | 1.6386 | 1.5242 | 1.4435 | 1.3564 | 1.3125 | 1.1733
DSO | 19 | 11 | 34 | 2025 | Winter | Pc_flex, [MW] | 0 | 1 | 0.27818 | 0.29747 | 0.33456 | 0.3609 | 0.38575 | 0.42098 | 0.38328 | 0.43255 | 0.39621 | 0.6003 | 0.45565 | 0.42654 | 0.41218 | 0.40156 | 0.37635 | 0.34263 | 0.40316 | 0.28527 | 0.2233 | 0.25305 | 0.27091 | 0.29084 | 0.23108 | 0.24554
DSO | 19 | 11 | 34 | 2025 | Winter | Pc_net, [MW] | 0 | 1 | 0.64479 | 0.54533 | 0.47461 | 0.42155 | 0.38438 | 0.49103 | 1.5153 | 1.6347 | 1.7065 | 0.80333 | 1.7997 | 1.793 | 1.7838 | 1.7906 | 1.7268 | 1.7058 | 1.0156 | 2.0104 | 1.8449 | 1.5228 | 1.1719 | 1.0644 | 1.0805 | 0.92681
DSO | 19 | 11 | 34 | 2025 | Winter | Qc, [MVAr] | 0 | 1 | -0.4684 | -0.47648 | -0.48614 | -0.4912 | -0.47864 | -0.38512 | -0.30107 | -0.26715 | -0.23715 | -0.22645 | -0.26025 | -0.2532 | -0.27021 | -0.27015 | -0.29987 | -0.30737 | -0.27107 | -0.16929 | -0.23626 | -0.28233 | -0.30871 | -0.32776 | -0.34963 | -0.3696
DSO | 19 | 11 | 34 | 2025 | Winter | Qc_flex, [MVAr] | 0 | 1 | 0.27818 | 0.29747 | 0.33456 | 0.3609 | 0.38575 | 0.42098 | 0.38328 | 0.43255 | 0.39621 | 0.6003 | 0.45565 | 0.42654 | 0.41218 | 0.40156 | 0.37635 | 0.34263 | 0.40316 | 0.28527 | 0.2233 | 0.25305 | 0.27091 | 0.29084 | 0.23108 | 0.24554
DSO | 19 | 11 | 34 | 2025 | Winter | Qc_net, [MVAr] | 0 | 1 | -0.54253 | -0.6165 | -0.64419 | -0.66149 | -0.66098 | -0.58433 | -0.38053 | -0.46108 | -0.040901 | -0.0076025 | -0.03213 | -0.44179 | -0.4377 | -0.34973 | -0.1157 | -0.1395 | -0.15898 | -0.029967 | -0.13147 | -0.16346 | -0.20329 | -0.21314 | -0.28322 | -0.48551
DSO | 19 | 12 | 36 | 2025 | Winter | Pc, [MW] | 0 | 1 | 4.7984 | 4.6224 | 4.4478 | 4.4887 | 4.4223 | 4.4276 | 4.5788 | 4.1587 | 3.223 | 3.5051 | 4.4967 | 4.2671 | 4.2587 | 4.379 | 4.3914 | 4.4425 | 4.6214 | 5.1136 | 4.9257 | 4.666 | 4.6088 | 4.5553 | 4.7938 | 5.0292
DSO | 19 | 12 | 36 | 2025 | Winter | Pc_flex, [MW] | 0 | 1 | 0.87073 | 0.93111 | 1.0472 | 1.1296 | 1.2074 | 1.3177 | 1.1999 | 1.3539 | 1.2402 | 1.6747 | 1.4644 | 1.3351 | 1.2903 | 1.2569 | 1.1797 | 1.0736 | 1.262 | 0.93235 | 0.69951 | 0.78223 | 0.84797 | 0.91041 | 0.72329 | 0.76858
DSO | 19 | 12 | 36 | 2025 | Winter | Pc_net, [MW] | 0 | 1 | 3.9302 | 3.6926 | 3.4032 | 3.3612 | 3.2172 | 3.1129 | 5.5883 | 5.5135 | 4.4643 | 3.1042 | 5.105 | 5.5908 | 5.5496 | 5.5801 | 5.3971 | 5.3649 | 3.3641 | 5.3831 | 5.408 | 5.3456 | 3.761 | 3.644 | 4.07 | 4.2599
DSO | 19 | 12 | 36 | 2025 | Winter | Qc, [MVAr] | 0 | 1 | 0.4075 | 0.49971 | 0.3463 | 0.40655 | 0.37058 | 0.18529 | 0.16446 | 0.32392 | 0.32864 | 0.25905 | 0.32481 | 0.50963 | 0.72946 | 0.68607 | 0.83762 | 0.79754 | 0.56997 | 0.67013 | 0.83021 | 0.45013 | 0.49153 | 0.48211 | 0.56906 | 0.40236
DSO | 19 | 12 | 36 | 2025 | Winter | Qc_flex, [MVAr] | 0 | 1 | 0.87073 | 0.93111 | 1.0472 | 1.1296 | 1.2074 | 1.3177 | 1.1999 | 1.3539 | 1.2402 | 1.6747 | 1.4644 | 1.3351 | 1.2903 | 1.2569 | 1.1797 | 1.0736 | 1.262 | 0.93235 | 0.69951 | 0.78223 | 0.84797 | 0.91041 | 0.72329 | 0.76858
DSO | 19 | 12 | 36 | 2025 | Winter | Qc_net, [MVAr] | 0 | 1 | 0.49601 | 0.11423 | -0.068266 | -0.059112 | -0.1792 | -0.33198 | 0.24191 | 0.42922 | 0.9419 | 0.71964 | 1.0316 | 0.40567 | 0.67498 | 0.56978 | 0.96587 | 0.93002 | 0.64567 | 0.80076 | 0.88077 | 0.64321 | 0.56559 | 0.56069 | 0.6057 | 0.057942
DSO | 19 | 13 | 38 | 2025 | Winter | Pc, [MW] | 0 | 1 | 11.1875 | 11.1163 | 10.9476 | 10.8771 | 10.5356 | 10.6036 | 11.1512 | 11.0612 | 11.4542 | 11.8609 | 12.2271 | 11.6791 | 11.5695 | 11.4916 | 11.5171 | 11.8818 | 11.5457 | 11.8927 | 12.0732 | 11.9956 | 11.8656 | 11.6405 | 11.6075 | 11.2582
DSO | 19 | 13 | 38 | 2025 | Winter | Pc_flex, [MW] | 0 | 1 | 2.1159 | 2.2638 | 2.5433 | 2.7425 | 2.9245 | 3.1883 | 2.9165 | 3.2923 | 3.0158 | 4.3171 | 3.5511 | 3.2498 | 3.138 | 3.0595 | 2.9281 | 2.7116 | 3.0484 | 2.2142 | 1.7207 | 1.9446 | 2.062 | 2.2134 | 1.7588 | 1.8687
DSO | 19 | 13 | 38 | 2025 | Winter | Pc_net, [MW] | 0 | 1 | 9.5387 | 9.0811 | 9.2371 | 9.1128 | 9.0828 | 9.1861 | 14.0675 | 14.3501 | 14.4675 | 10.2119 | 13.5638 | 14.4916 | 14.6168 | 14.0715 | 12.6131 | 12.5755 | 9.7162 | 12.8185 | 12.0434 | 11.7136 | 9.8051 | 9.4266 | 9.8487 | 9.3896
DSO | 19 | 13 | 38 | 2025 | Winter | Qc, [MVAr] | 0 | 1 | 0.46559 | 0.13892 | 0.24838 | 0.2365 | 0.17046 | 0.45215 | 1.5461 | 1.4497 | 1.8648 | 1.7844 | 1.8849 | 2.5878 | 1.9982 | 1.0673 | -0.10162 | -0.2581 | -0.12183 | 0.18334 | 0.18818 | 0.33875 | 0.054652 | -0.061479 | 0.053088 | 0.22466
DSO | 19 | 13 | 38 | 2025 | Winter | Qc_flex, [MVAr] | 0 | 1 | 2.1159 | 2.2638 | 2.5433 | 2.7425 | 2.9245 | 3.1883 | 2.9165 | 3.2923 | 3.0158 | 4.3171 | 3.5511 | 3.2498 | 3.138 | 3.0595 | 2.9281 | 2.7116 | 3.0484 | 2.2142 | 1.7207 | 1.9446 | 2.062 | 2.2134 | 1.7588 | 1.8687
DSO | 19 | 13 | 38 | 2025 | Winter | Qc_net, [MVAr] | 0 | 1 | 0.71549 | 0.065765 | -0.051645 | -0.045323 | -0.24909 | -0.21017 | 0.24446 | 0.031045 | 1.3156 | 1.2702 | 2.8848 | 0.96724 | 0.43904 | 0.23712 | 1.1429 | 1.0256 | 0.89284 | 1.1907 | 0.95437 | 1.0663 | 0.90177 | 0.90644 | 0.78989 | -0.099621
DSO | 19 | 14 | 40 | 2025 | Winter | Pc, [MW] | 0 | 1 | -0.23153 | -0.20838 | -0.20497 | -0.20064 | -0.21325 | -0.23587 | -0.291 | -0.3872 | -0.42975 | -0.48392 | -0.47344 | -0.50522 | -0.4805 | -0.45752 | -0.45361 | -0.45648 | -0.47892 | -0.49719 | -0.50209 | -0.47504 | -0.46131 | -0.43395 | -0.34617 | -0.30426
DSO | 19 | 14 | 40 | 2025 | Winter | Pc_flex, [MW] | 0 | 1 | 0.090698 | 0.096993 | 0.10909 | 0.11767 | 0.12577 | 0.13727 | 0.12497 | 0.14105 | 0.1292 | 0.18825 | 0.14893 | 0.13913 | 0.13446 | 0.13106 | 0.12425 | 0.1135 | 0.13056 | 0.093467 | 0.072972 | 0.081999 | 0.088338 | 0.09486 | 0.075347 | 0.080076
DSO | 19 | 14 | 40 | 2025 | Winter | Pc_net, [MW] | 0 | 1 | -0.31443 | -0.29908 | -0.30696 | -0.31138 | -0.33164 | -0.36456 | -0.16618 | -0.2487 | -0.30218 | -0.57842 | -0.35109 | -0.3742 | -0.3547 | -0.34207 | -0.38006 | -0.39472 | -0.575 | -0.42791 | -0.46296 | -0.45279 | -0.54848 | -0.52941 | -0.42175 | -0.38453
DSO | 19 | 14 | 40 | 2025 | Winter | Qc, [MVAr] | 0 | 1 | 0.20188 | 0.2083 | 0.208 | 0.20589 | 0.20595 | 0.20101 | 0.1887 | 0.16191 | 0.14577 | 0.14195 | 0.1597 | 0.15861 | 0.16064 | 0.15392 | 0.17823 | 0.1863 | 0.18001 | 0.18858 | 0.19101 | 0.19299 | 0.19806 | 0.20584 | 0.21212 | 0.21306
DSO | 19 | 14 | 40 | 2025 | Winter | Qc_flex, [MVAr] | 0 | 1 | 0.090698 | 0.096993 | 0.10909 | 0.11767 | 0.12577 | 0.13727 | 0.12497 | 0.14105 | 0.1292 | 0.18825 | 0.14893 | 0.13913 | 0.13446 | 0.13106 | 0.12425 | 0.1135 | 0.13056 | 0.093467 | 0.072972 | 0.081999 | 0.088338 | 0.09486 | 0.075347 | 0.080076
DSO | 19 | 14 | 40 | 2025 | Winter | Qc_net, [MVAr] | 0 | 1 | 0.20331 | 0.19189 | 0.1859 | 0.18227 | 0.17536 | 0.16868 | 0.16867 | 0.14204 | 0.1815 | 0.18418 | 0.22096 | 0.092597 | 0.10488 | 0.15069 | 0.20566 | 0.22681 | 0.19612 | 0.21075 | 0.20305 | 0.20498 | 0.20788 | 0.21695 | 0.2172 | 0.19691
DSO | 19 | 11 | 34 | 2025 | Winter | Pc, [MW] | 0 | 2 | 0.9253 | 0.84799 | 0.81741 | 0.79748 | 0.80612 | 0.99081 | 1.3228 | 1.3629 | 1.4277 | 1.4496 | 1.2439 | 1.2312 | 1.287 | 1.353 | 1.3426 | 1.4074 | 1.4587 | 1.8413 | 1.6843 | 1.4989 | 1.4341 | 1.4108 | 1.3931 | 1.2459
DSO | 19 | 11 | 34 | 2025 | Winter | Pc_flex, [MW] | 0 | 2 | 0.26803 | 0.28672 | 0.32145 | 0.34593 | 0.3682 | 0.40206 | 0.40173 | 0.45061 | 0.40874 | 0.45209 | 0.59419 | 0.5431 | 0.52056 | 0.50272 | 0.47374 | 0.38508 | 0.31915 | 0.36077 | 0.22328 | 0.24994 | 0.26554 | 0.28611 | 0.22261 | 0.23674
DSO | 19 | 11 | 34 | 2025 | Winter | Pc_net, [MW] | 0 | 2 | 1.1939 | 1.1354 | 1.1395 | 1.1441 | 1.1751 | 1.3936 | 0.92021 | 0.91179 | 1.0184 | 1.9021 | 0.65272 | 0.68787 | 0.76613 | 0.85058 | 0.89856 | 1.375 | 1.7787 | 1.5 | 1.9031 | 1.745 | 1.7007 | 1.6983 | 1.6169 | 1.4839
DSO | 19 | 11 | 34 | 2025 | Winter | Qc, [MVAr] | 0 | 2 | -0.47338 | -0.47878 | -0.48652 | -0.48927 | -0.4803 | -0.3898 | -0.30346 | -0.27879 | -0.26792 | -0.26049 | -0.29242 | -0.27425 | -0.31252 | -0.31764 | -0.34633 | -0.34432 | -0.29219 | -0.20121 | -0.26711 | -0.30644 | -0.32511 | -0.33086 | -0.35862 | -0.38122
DSO | 19 | 11 | 34 | 2025 | Winter | Qc_flex, [MVAr] | 0 | 2 | 0.26803 | 0.28672 | 0.32145 | 0.34593 | 0.3682 | 0.40206 | 0.40173 | 0.45061 | 0.40874 | 0.45209 | 0.59419 | 0.5431 | 0.52056 | 0.50272 | 0.47374 | 0.38508 | 0.31915 | 0.36077 | 0.22328 | 0.24994 | 0.26554 | 0.28611 | 0.22261 | 0.23674
DSO | 19 | 11 | 34 | 2025 | Winter | Qc_net, [MVAr] | 0 | 2 | -0.54408 | -0.33796 | -0.32775 | -0.31821 | -0.29742 | -0.19005 | -0.14604 | -0.072912 | -0.46471 | -0.48118 | -0.52071 | -0.075397 | -0.12179 | -0.13961 | -0.53169 | -0.51322 | -0.42776 | -0.34143 | -0.37385 | -0.42747 | -0.44153 | -0.45786 | -0.44927 | -0.26468
DSO | 19 | 12 | 36 | 2025 | Winter | Pc, [MW] | 0 | 2 | 5.2738 | 5.0623 | 4.6629 | 4.6748 | 4.6852 | 4.6175 | 4.662 | 4.3 | 3.3598 | 2.9451 | 4.4463 | 4.2125 | 4.3693 | 4.434 | 4.5166 | 4.5604 | 5.1969 | 5.2403 | 4.3592 | 4.3258 | 4.4156 | 4.3646 | 4.4882 | 5.1205
DSO | 19 | 12 | 36 | 2025 | Winter | Pc_flex, [MW] | 0 | 2 | 0.86429 | 0.92239 | 1.0304 | 1.1103 | 1.185 | 1.2914 | 1.233 | 1.3763 | 1.2418 | 1.4188 | 1.5935 | 1.4403 | 1.4137 | 1.3831 | 1.313 | 1.203 | 1.197 | 1.0743 | 0.70656 | 0.79022 | 0.83911 | 0.9016 | 0.70991 | 0.76146
DSO | 19 | 12 | 36 | 2025 | Winter | Pc_net, [MW] | 0 | 2 | 4.9723 | 4.8092 | 4.5528 | 4.5503 | 4.547 | 4.5135 | 4.5339 | 4.4185 | 4.1653 | 4.0967 | 4.4223 | 4.3721 | 4.4059 | 4.4219 | 4.4425 | 4.457 | 4.7547 | 4.8247 | 4.4017 | 4.391 | 4.44 | 4.4193 | 4.4756 | 4.9052
DSO | 19 | 12 | 36 | 2025 | Winter | Qc, [MVAr] | 0 | 2 | 0.47142 | 0.70152 | 0.78968 | 0.83568 | 0.73564 | 0.50674 | 0.41049 | 0.49538 | -0.0028924 | -0.27398 | -0.01579 | 0.53888 | 0.73588 | 0.69988 | 0.84086 | 0.46075 | 0.079034 | 0.24347 | 0.26468 | 0.2864 | 0.4264 | 0.68431 | 0.85665 | 0.50575
DSO | 19 | 12 | 36 | 2025 | Winter | Qc_flex, [MVAr] | 0 | 2 | 0.86429 | 0.92239 | 1.0304 | 1.1103 | 1.185 | 1.2914 | 1.233 | 1.3763 | 1.2418 | 1.4188 | 1.5935 | 1.4403 | 1.4137 | 1.3831 | 1.313 | 1.203 | 1.197 | 1.0743 | 0.70656 | 0.79022 | 0.83911 | 0.9016 | 0.70991 | 0.76146
DSO | 19 | 12 | 36 | 2025 | Winter | Qc_net, [MVAr] | 0 | 2 | 0.47193 | 0.49112 | 0.49387 | 0.49432 | 0.49602 | 0.4924 | 0.47413 | 0.47915 | 0.44301 | 0.43005 | 0.39453 | 0.46997 | 0.47156 | 0.4775 | 0.45998 | 0.4545 | 0.46469 | 0.45135 | 0.45758 | 0.45807 | 0.46874 | 0.47169 | 0.51 | 0.49151
DSO | 19 | 13 | 38 | 2025 | Winter | Pc, [MW] | 0 | 2 | 9.2676 | 8.6952 | 8.7845 | 8.7666 | 8.7234 | 8.9013 | 11.4655 | 11.2791 | 11.7359 | 11.1578 | 11.3112 | 12.4502 | 12.3915 | 11.455 | 9.9059 | 9.6341 | 9.6722 | 10.5444 | 9.7496 | 9.2031 | 9.2374 | 8.6796 | 8.6367 | 8.6815
DSO | 19 | 13 | 38 | 2025 | Winter | Pc_flex, [MW] | 0 | 2 | 2.1173 | 2.2641 | 2.5464 | 2.7469 | 2.936 | 3.2042 | 2.917 | 3.2923 | 3.0116 | 4.569 | 3.4743 | 3.2498 | 3.1407 | 3.0561 | 2.8647 | 2.6077 | 3.0686 | 2.171 | 1.6995 | 1.9035 | 2.062 | 2.2137 | 1.755 | 1.8681
DSO | 19 | 13 | 38 | 2025 | Winter | Pc_net, [MW] | 0 | 2 | 7.15 | 6.4305 | 6.2374 | 6.0189 | 5.7865 | 5.6961 | 14.2581 | 14.5704 | 13.9228 | 6.5878 | 14.0346 | 15.0972 | 15.1085 | 14.5114 | 12.7705 | 12.2403 | 6.6029 | 12.7147 | 11.445 | 10.8869 | 7.1771 | 6.4892 | 7.4507 | 7.1528
DSO | 19 | 13 | 38 | 2025 | Winter | Qc, [MVAr] | 0 | 2 | 0.36301 | 0.24912 | 0.080172 | 0.16794 | -0.10215 | -0.038792 | 0.35895 | 0.28961 | 0.85665 | 1.3206 | 2.1871 | 0.7977 | 0.62573 | 0.49185 | 0.20493 | 0.4785 | 0.59209 | 0.6373 | 0.75899 | 1.0364 | 0.74615 | 0.70766 | 0.56678 | -0.19457
DSO | 19 | 13 | 38 | 2025 | Winter | Qc_flex, [MVAr] | 0 | 2 | 2.1173 | 2.2641 | 2.5464 | 2.7469 | 2.936 | 3.2042 | 2.917 | 3.2923 | 3.0116 | 4.569 | 3.4743 | 3.2498 | 3.1407 | 3.0561 | 2.8647 | 2.6077 | 3.0686 | 2.171 | 1.6995 | 1.9035 | 2.062 | 2.2137 | 1.755 | 1.8681
DSO | 19 | 13 | 38 | 2025 | Winter | Qc_net, [MVAr] | 0 | 2 | 0.94494 | -0.84152 | -1.1433 | -1.1483 | -1.5034 | -1.569 | -1.0994 | -1.3565 | 2.3634 | 3.0413 | 3.9194 | -0.82519 | -0.9428 | -1.036 | 1.6331 | 1.7787 | 1.8047 | 1.7187 | 1.605 | 1.9856 | 1.7545 | 1.7939 | 1.4083 | -1.0949
DSO | 19 | 14 | 40 | 2025 | Winter | Pc, [MW] | 0 | 2 | -0.22291 | -0.20299 | -0.2001 | -0.19754 | -0.21429 | -0.25013 | -0.32304 | -0.41849 | -0.45903 | -0.48898 | -0.45864 | -0.47023 | -0.47097 | -0.45364 | -0.43933 | -0.43439 | -0.47265 | -0.50328 | -0.50105 | -0.47437 | -0.46464 | -0.43295 | -0.33972 | -0.29995
DSO | 19 | 14 | 40 | 2025 | Winter | Pc_flex, [MW] | 0 | 2 | 0.090707 | 0.096998 | 0.10909 | 0.11768 | 0.12578 | 0.13728 | 0.12496 | 0.14105 | 0.13327 | 0.19573 | 0.19371 | 0.13987 | 0.1347 | 0.13092 | 0.12274 | 0.11171 | 0.13147 | 0.093001 | 0.072813 | 0.08148 | 0.087323 | 0.093244 | 0.072569 | 0.077145
DSO | 19 | 14 | 40 | 2025 | Winter | Pc_net, [MW] | 0 | 2 | -0.31176 | -0.29848 | -0.30855 | -0.31479 | -0.33996 | -0.38759 | -0.20397 | -0.27782 | -0.58455 | -0.68534 | -0.64521 | -0.36831 | -0.35976 | -0.32225 | -0.3165 | -0.32333 | -0.60409 | -0.4108 | -0.43015 | -0.39882 | -0.45745 | -0.34096 | -0.26855 | -0.2233
DSO | 19 | 14 | 40 | 2025 | Winter | Qc, [MVAr] | 0 | 2 | 0.19935 | 0.20261 | 0.2065 | 0.21042 | 0.20491 | 0.19843 | 0.17415 | 0.14218 | 0.11568 | 0.092662 | 0.11987 | 0.11813 | 0.1013 | 0.088677 | 0.11526 | 0.1436 | 0.13791 | 0.14644 | 0.15364 | 0.17037 | 0.16999 | 0.18448 | 0.19268 | 0.19068
DSO | 19 | 14 | 40 | 2025 | Winter | Qc_flex, [MVAr] | 0 | 2 | 0.090707 | 0.096998 | 0.10909 | 0.11768 | 0.12578 | 0.13728 | 0.12496 | 0.14105 | 0.13327 | 0.19573 | 0.19371 | 0.13987 | 0.1347 | 0.13092 | 0.12274 | 0.11171 | 0.13147 | 0.093001 | 0.072813 | 0.08148 | 0.087323 | 0.093244 | 0.072569 | 0.077145
DSO | 19 | 14 | 40 | 2025 | Winter | Qc_net, [MVAr] | 0 | 2 | 0.23557 | 0.15803 | 0.15542 | 0.15537 | 0.14568 | 0.13341 | 0.11298 | 0.072717 | 0.17962 | 0.16657 | 0.19229 | 0.050069 | 0.035168 | 0.024455 | 0.17446 | 0.19753 | 0.18884 | 0.19095 | 0.18832 | 0.21023 | 0.21218 | 0.23 | 0.22551 | 0.15368
DSO | 19 | 11 | 34 | 2025 | Winter | Pc, [MW] | Expected | - | 0.91541 | 0.84107 | 0.80298 | 0.78154 | 0.77365 | 0.92004 | 1.1658 | 1.228 | 1.3323 | 1.4168 | 1.3535 | 1.3718 | 1.3644 | 1.3682 | 1.3204 | 1.3402 | 1.4003 | 1.7082 | 1.61 | 1.4957 | 1.4291 | 1.3628 | 1.3067 | 1.1636
DSO | 19 | 11 | 34 | 2025 | Winter | Pc_flex, [MW] | Expected | - | 0.27445 | 0.29248 | 0.32815 | 0.35402 | 0.37755 | 0.41241 | 0.38978 | 0.43886 | 0.40157 | 0.54241 | 0.53608 | 0.46796 | 0.45046 | 0.43801 | 0.42114 | 0.36243 | 0.3734 | 0.32187 | 0.22362 | 0.25097 | 0.26904 | 0.28912 | 0.22782 | 0.24197
DSO | 19 | 11 | 34 | 2025 | Winter | Pc_net, [MW] | Expected | - | 0.86515 | 0.82384 | 0.79343 | 0.75981 | 0.75282 | 0.89129 | 1.2349 | 1.3118 | 1.3562 | 1.2768 | 1.2382 | 1.4087 | 1.4041 | 1.4003 | 1.2984 | 1.4732 | 1.2869 | 1.6815 | 1.7785 | 1.6475 | 1.3693 | 1.3124 | 1.2726 | 1.1348
DSO | 19 | 11 | 34 | 2025 | Winter | Qc, [MVAr] | Expected | - | -0.4725 | -0.47886 | -0.48669 | -0.48943 | -0.48033 | -0.38982 | -0.30662 | -0.28212 | -0.26964 | -0.26123 | -0.29038 | -0.27404 | -0.30902 | -0.315 | -0.34231 | -0.34178 | -0.29213 | -0.19898 | -0.26429 | -0.30338 | -0.32263 | -0.33089 | -0.35778 | -0.38013
DSO | 19 | 11 | 34 | 2025 | Winter | Qc_flex, [MW] | Expected | - | 0.27445 | 0.29248 | 0.32815 | 0.35402 | 0.37755 | 0.41241 | 0.38978 | 0.43886 | 0.40157 | 0.54241 | 0.53608 | 0.46796 | 0.45046 | 0.43801 | 0.42114 | 0.36243 | 0.3734 | 0.32187 | 0.22362 | 0.25097 | 0.26904 | 0.28912 | 0.22782 | 0.24197
DSO | 19 | 11 | 34 | 2025 | Winter | Qc_net, [MVAr] | Expected | - | -0.51148 | -0.48895 | -0.50125 | -0.50525 | -0.49911 | -0.40522 | -0.28898 | -0.28972 | -0.23973 | -0.23919 | -0.23926 | -0.27749 | -0.31186 | -0.29644 | -0.33932 | -0.34026 | -0.29802 | -0.19343 | -0.26265 | -0.30276 | -0.3227 | -0.33344 | -0.36286 | -0.39089
DSO | 19 | 12 | 36 | 2025 | Winter | Pc, [MW] | Expected | - | 4.7204 | 4.5988 | 4.4093 | 4.4616 | 4.4123 | 4.4197 | 4.5608 | 4.1785 | 3.3385 | 3.2674 | 4.4646 | 4.1768 | 4.2504 | 4.3672 | 4.4353 | 4.5153 | 4.9114 | 5.1745 | 4.7082 | 4.5094 | 4.5562 | 4.5042 | 4.7143 | 5.0814
DSO | 19 | 12 | 36 | 2025 | Winter | Pc_flex, [MW] | Expected | - | 0.86184 | 0.92145 | 1.0334 | 1.1146 | 1.1896 | 1.2983 | 1.2194 | 1.3669 | 1.242 | 1.528 | 1.5516 | 1.3983 | 1.3613 | 1.3342 | 1.2651 | 1.1592 | 1.234 | 1.0233 | 0.70528 | 0.78786 | 0.84394 | 0.90633 | 0.71618 | 0.76417
DSO | 19 | 12 | 36 | 2025 | Winter | Pc_net, [MW] | Expected | - | 4.3632 | 4.2298 | 4.0521 | 4.0557 | 3.9832 | 3.9554 | 4.8694 | 4.7644 | 4.2295 | 3.6592 | 4.644 | 4.762 | 4.763 | 4.7951 | 4.7383 | 4.7599 | 4.0846 | 5.008 | 4.8556 | 4.7717 | 4.1751 | 4.1266 | 4.4145 | 4.6723
DSO | 19 | 12 | 36 | 2025 | Winter | Qc, [MVAr] | Expected | - | 0.39909 | 0.58356 | 0.60508 | 0.64741 | 0.57155 | 0.34688 | 0.29735 | 0.41471 | 0.13444 | -0.043643 | 0.10804 | 0.47633 | 0.73425 | 0.70959 | 0.83522 | 0.60375 | 0.26383 | 0.41225 | 0.47674 | 0.37157 | 0.477 | 0.65255 | 0.77582 | 0.48469
DSO | 19 | 12 | 36 | 2025 | Winter | Qc_flex, [MW] | Expected | - | 0.86184 | 0.92145 | 1.0334 | 1.1146 | 1.1896 | 1.2983 | 1.2194 | 1.3669 | 1.242 | 1.528 | 1.5516 | 1.3983 | 1.3613 | 1.3342 | 1.2651 | 1.1592 | 1.234 | 1.0233 | 0.70528 | 0.78786 | 0.84394 | 0.90633 | 0.71618 | 0.76417
DSO | 19 | 12 | 36 | 2025 | Winter | Qc_net, [MVAr] | Expected | - | 0.49705 | 0.30883 | 0.27576 | 0.28214 | 0.19824 | 0.083977 | 0.30675 | 0.38401 | 0.6434 | 0.49699 | 0.68594 | 0.39538 | 0.54571 | 0.49671 | 0.75603 | 0.66575 | 0.45246 | 0.57622 | 0.58869 | 0.54453 | 0.54265 | 0.6208 | 0.69386 | 0.29275
DSO | 19 | 13 | 38 | 2025 | Winter | Pc, [MW] | Expected | - | 9.621 | 9.2531 | 9.2865 | 9.3031 | 9.2527 | 9.3803 | 11.5902 | 11.4976 | 11.8097 | 11.4989 | 11.4706 | 12.0802 | 12.3064 | 11.8238 | 11.1454 | 11.1467 | 10.8442 | 11.5836 | 10.9907 | 10.3884 | 10.5069 | 10.0559 | 9.6697 | 9.5712
DSO | 19 | 13 | 38 | 2025 | Winter | Pc_flex, [MW] | Expected | - | 2.1093 | 2.2582 | 2.541 | 2.7421 | 2.9297 | 3.1963 | 2.9177 | 3.2931 | 3.0144 | 4.4769 | 3.5 | 3.2519 | 3.1513 | 3.0674 | 2.921 | 2.6772 | 3.0618 | 2.2101 | 1.708 | 1.9228 | 2.062 | 2.2138 | 1.7488 | 1.8633
DSO | 19 | 13 | 38 | 2025 | Winter | Pc_net, [MW] | Expected | - | 8.1959 | 7.5428 | 7.4712 | 7.2978 | 7.1624 | 7.1616 | 14.2133 | 14.4846 | 14.0807 | 8.2263 | 13.7603 | 14.7221 | 14.8243 | 14.2971 | 12.7569 | 12.4981 | 8.2368 | 12.8546 | 11.8373 | 11.2614 | 8.4973 | 7.9354 | 8.5627 | 8.1958
DSO | 19 | 13 | 38 | 2025 | Winter | Qc, [MVAr] | Expected | - | 0.3543 | 0.20674 | 0.15397 | 0.21302 | 0.050772 | 0.16615 | 0.86048 | 0.87583 | 1.3136 | 1.5259 | 1.9979 | 1.4413 | 1.2609 | 0.91983 | 0.48267 | 0.59728 | 0.65317 | 0.76112 | 0.78018 | 0.89166 | 0.68794 | 0.60664 | 0.42715 | 0.015416
DSO | 19 | 13 | 38 | 2025 | Winter | Qc_flex, [MW] | Expected | - | 2.1093 | 2.2582 | 2.541 | 2.7421 | 2.9297 | 3.1963 | 2.9177 | 3.2931 | 3.0144 | 4.4769 | 3.5 | 3.2519 | 3.1513 | 3.0674 | 2.921 | 2.6772 | 3.0618 | 2.2101 | 1.708 | 1.9228 | 2.062 | 2.2138 | 1.7488 | 1.8633
DSO | 19 | 13 | 38 | 2025 | Winter | Qc_net, [MVAr] | Expected | - | 0.85354 | -0.39791 | -0.65302 | -0.65647 | -0.91222 | -0.89176 | -0.24289 | -0.44531 | 2.0868 | 2.4056 | 3.458 | 0.24873 | -0.07114 | -0.21712 | 1.4988 | 1.5835 | 1.5422 | 1.6556 | 1.4665 | 1.7211 | 1.4222 | 1.3662 | 1.0507 | -0.62793
DSO | 19 | 14 | 40 | 2025 | Winter | Pc, [MW] | Expected | - | -0.22871 | -0.20617 | -0.20261 | -0.19835 | -0.2125 | -0.24012 | -0.29908 | -0.39249 | -0.43978 | -0.48615 | -0.47406 | -0.4914 | -0.47699 | -0.44859 | -0.43346 | -0.43259 | -0.45943 | -0.48373 | -0.48854 | -0.46564 | -0.45071 | -0.42253 | -0.33566 | -0.29155
DSO | 19 | 14 | 40 | 2025 | Winter | Pc_flex, [MW] | Expected | - | 0.090126 | 0.096379 | 0.10834 | 0.11682 | 0.12479 | 0.13621 | 0.12562 | 0.14165 | 0.13111 | 0.18546 | 0.1692 | 0.14304 | 0.1383 | 0.13459 | 0.12737 | 0.11614 | 0.12909 | 0.096557 | 0.073126 | 0.081922 | 0.087822 | 0.094118 | 0.073942 | 0.078591
DSO | 19 | 14 | 40 | 2025 | Winter | Pc_net, [MW] | Expected | - | -0.28573 | -0.26791 | -0.27241 | -0.27414 | -0.29417 | -0.32908 | -0.21091 | -0.29084 | -0.43597 | -0.59216 | -0.49479 | -0.40823 | -0.39424 | -0.36292 | -0.36806 | -0.37534 | -0.55181 | -0.43074 | -0.45021 | -0.42997 | -0.48378 | -0.42778 | -0.33705 | -0.29246
DSO | 19 | 14 | 40 | 2025 | Winter | Qc, [MVAr] | Expected | - | 0.20066 | 0.20563 | 0.20711 | 0.20776 | 0.20546 | 0.19977 | 0.18298 | 0.15557 | 0.13602 | 0.12375 | 0.14377 | 0.14246 | 0.13766 | 0.13002 | 0.15337 | 0.16874 | 0.16284 | 0.17122 | 0.17578 | 0.1835 | 0.18637 | 0.19662 | 0.20343 | 0.20338
DSO | 19 | 14 | 40 | 2025 | Winter | Qc_flex, [MW] | Expected | - | 0.090126 | 0.096379 | 0.10834 | 0.11682 | 0.12479 | 0.13621 | 0.12562 | 0.14165 | 0.13111 | 0.18546 | 0.1692 | 0.14304 | 0.1383 | 0.13459 | 0.12737 | 0.11614 | 0.12909 | 0.096557 | 0.073126 | 0.081922 | 0.087822 | 0.094118 | 0.073942 | 0.078591
DSO | 19 | 14 | 40 | 2025 | Winter | Qc_net, [MVAr] | Expected | - | 0.21366 | 0.18415 | 0.18095 | 0.17941 | 0.17323 | 0.16549 | 0.15493 | 0.12428 | 0.17326 | 0.16471 | 0.19696 | 0.096784 | 0.095578 | 0.1056 | 0.18197 | 0.2001 | 0.18518 | 0.19371 | 0.1916 | 0.2028 | 0.20364 | 0.21532 | 0.21605 | 0.18413

## Generation
Operator | ADN Node ID | Generator ID | Node ID | Type | Year | Day | Quantity | Market Scenario | Operation Scenario | 0 | 1 | 2 | 3 | 4 | 5 | 6 | 7 | 8 | 9 | 10 | 11 | 12 | 13 | 14 | 15 | 16 | 17 | 18 | 19 | 20 | 21 | 22 | 23
TSO | - | 1 | 7 | Conventional | 2025 | Winter | Pg, [MW] | 0 | 0 | 47.1256 | 45.645 | 42.6397 | 44.4435 | 44.8466 | 45.0641 | 47.4999 | 47.4993 | 44.0389 | 47.0721 | 47.4997 | 47.4999 | 47.4991 | 47.4998 | 47.4995 | 46.7353 | 45.6074 | 47.4995 | 45.5942 | 43.1991 | 42.2594 | 40.0431 | 47.0995 | 47.4997
TSO | - | 1 | 7 | Conventional | 2025 | Winter | Qg, [MVAr] | 0 | 0 | 24.9993 | 24.9994 | 24.9994 | 24.9996 | 24.9995 | 24.9995 | 21.9221 | 17.5454 | 16.3952 | 18.2676 | 16.3042 | 16.1574 | 17.0702 | 19.2875 | 19.7744 | 22.1288 | 24.9996 | 18.5919 | 20.1132 | 20.8401 | 24.416 | 24.999 | 24.9991 | 24.9992
TSO | - | 2 | 7 | Conventional | 2025 | Winter | Pg, [MW] | 0 | 0 | 47.1256 | 45.645 | 42.6397 | 44.4435 | 44.8466 | 45.0641 | 47.4999 | 47.4993 | 44.0389 | 47.0721 | 47.4997 | 47.4999 | 47.4991 | 47.4998 | 47.4995 | 46.7353 | 45.6074 | 47.4995 | 45.5942 | 43.1991 | 42.2594 | 40.0431 | 47.0995 | 47.4997
TSO | - | 2 | 7 | Conventional | 2025 | Winter | Qg, [MVAr] | 0 | 0 | 24.9993 | 24.9994 | 24.9994 | 24.9996 | 24.9995 | 24.9995 | 21.9221 | 17.5454 | 16.3952 | 18.2676 | 16.3042 | 16.1574 | 17.0702 | 19.2875 | 19.7744 | 22.1288 | 24.9996 | 18.5919 | 20.1132 | 20.8401 | 24.416 | 24.999 | 24.9991 | 24.9992
TSO | - | 3 | 8 | Conventional | 2025 | Winter | Pg, [MW] | 0 | 0 | 50.2342 | 37.778 | 33.9752 | 33.1775 | 33.8174 | 41.0005 | 66.7876 | 78.1787 | 84.0618 | 86.0872 | 81.6237 | 79.4209 | 76.9687 | 79.2281 | 74.431 | 69.0953 | 66.3147 | 87.3428 | 82.5067 | 82.3969 | 78.374 | 71.9001 | 65.3145 | 59.2344
TSO | - | 3 | 8 | Conventional | 2025 | Winter | Qg, [MVAr] | 0 | 0 | 68.5286 | 62.8462 | 62.0459 | 61.2648 | 60.6575 | 61.8082 | 67.3951 | 72.2334 | 76.9744 | 52.0086 | 34.1925 | 29.3112 | 28.827 | 28.6625 | 29.5001 | 52.3499 | 67.9416 | 72.7295 | 73.0864 | 73.1414 | 70.6287 | 70.0607 | 69.6758 | 66.558
TSO | - | 4 | 10 | Conventional | 2025 | Winter | Pg, [MW] | 0 | 0 | 0.0098012 | 0.0097786 | 0.0097509 | 0.009741 | 0.0097296 | 0.0097445 | 0.0098956 | 0.0098569 | 0.0098794 | 0.0098917 | 0.0098955 | 0.0099148 | 0.0098778 | 0.0099011 | 0.0098791 | 0.0098591 | 0.009864 | 0.0099007 | 0.0098827 | 0.0098798 | 0.0098745 | 0.0098518 | 0.0098411 | 0.0098506
TSO | - | 4 | 10 | Conventional | 2025 | Winter | Qg, [MVAr] | 0 | 0 | -7.8223e-06 | -8.7193e-06 | -8.9993e-06 | -5.4545e-06 | -7.2287e-06 | -6.1904e-06 | -1.1186e-06 | 3.8981e-06 | 5.9779e-06 | 8.1834e-06 | 7.3105e-06 | 7.2485e-06 | 7.459e-06 | 8.1151e-06 | 4.0791e-06 | 1.0143e-06 | 2.7076e-06 | 5.8273e-06 | 2.4783e-06 | 1.666e-06 | 1.1878e-06 | 5.3334e-07 | -1.2185e-06 | -2.2767e-06
TSO | - | 5 | 10 | Conventional | 2025 | Winter | Pg, [MW] | 0 | 0 | 0.0098012 | 0.0097786 | 0.0097509 | 0.009741 | 0.0097296 | 0.0097445 | 0.0098956 | 0.0098569 | 0.0098794 | 0.0098917 | 0.0098955 | 0.0099148 | 0.0098778 | 0.0099011 | 0.0098791 | 0.0098591 | 0.009864 | 0.0099007 | 0.0098827 | 0.0098798 | 0.0098745 | 0.0098518 | 0.0098411 | 0.0098506
TSO | - | 5 | 10 | Conventional | 2025 | Winter | Qg, [MVAr] | 0 | 0 | -7.8223e-06 | -8.7193e-06 | -8.9993e-06 | -5.4545e-06 | -7.2287e-06 | -6.1904e-06 | -1.1186e-06 | 3.8981e-06 | 5.9779e-06 | 8.1834e-06 | 7.3105e-06 | 7.2485e-06 | 7.459e-06 | 8.1151e-06 | 4.0791e-06 | 1.0143e-06 | 2.7076e-06 | 5.8273e-06 | 2.4783e-06 | 1.666e-06 | 1.1878e-06 | 5.3334e-07 | -1.2185e-06 | -2.2767e-06
TSO | - | 6 | 10 | Conventional | 2025 | Winter | Pg, [MW] | 0 | 0 | 0.0098012 | 0.0097786 | 0.0097509 | 0.009741 | 0.0097296 | 0.0097445 | 0.0098956 | 0.0098569 | 0.0098794 | 0.0098917 | 0.0098955 | 0.0099148 | 0.0098778 | 0.0099011 | 0.0098791 | 0.0098591 | 0.009864 | 0.0099007 | 0.0098827 | 0.0098798 | 0.0098745 | 0.0098518 | 0.0098411 | 0.0098506
TSO | - | 6 | 10 | Conventional | 2025 | Winter | Qg, [MVAr] | 0 | 0 | -7.8223e-06 | -8.7193e-06 | -8.9993e-06 | -5.4545e-06 | -7.2287e-06 | -6.1904e-06 | -1.1186e-06 | 3.8981e-06 | 5.9779e-06 | 8.1834e-06 | 7.3105e-06 | 7.2485e-06 | 7.459e-06 | 8.1151e-06 | 4.0791e-06 | 1.0143e-06 | 2.7076e-06 | 5.8273e-06 | 2.4783e-06 | 1.666e-06 | 1.1878e-06 | 5.3334e-07 | -1.2185e-06 | -2.2767e-06
TSO | - | 7 | 10 | Conventional | 2025 | Winter | Pg, [MW] | 0 | 0 | 12.7998 | 12.7998 | 12.7998 | 12.7997 | 12.7997 | 12.7997 | 12.7999 | 12.7999 | 12.7999 | 12.7999 | 12.7999 | 12.7999 | 12.7999 | 12.7999 | 12.7999 | 12.7999 | 12.7999 | 12.7999 | 12.7999 | 12.7999 | 12.7999 | 12.7999 | 12.7998 | 12.7999
TSO | - | 7 | 10 | Conventional | 2025 | Winter | Qg, [MVAr] | 0 | 0 | -7.1472 | -7.5179 | -7.6229 | -5.8337 | -6.8689 | -6.305 | -1.2147 | 5.5828 | 7.1755 | 8.3029 | 7.9088 | 7.8785 | 7.9801 | 8.2741 | 5.7488 | 2.0599 | 4.3319 | 7.0806 | 4.0579 | 2.9987 | 2.3164 | 1.3295 | -1.3614 | -2.8077
TSO | - | 8 | 11 | Conventional | 2025 | Winter | Pg, [MW] | 0 | 0 | 211.0647 | 190.4581 | 178.9884 | 174.0579 | 165.7027 | 180.5711 | 242.3069 | 268.1747 | 288.5791 | 286.9429 | 299.8233 | 307.1857 | 298.0116 | 298.522 | 280.7876 | 272.3141 | 276.8494 | 330.6702 | 323.6517 | 321.277 | 324.2525 | 302.6935 | 284.4226 | 251.7651
TSO | - | 8 | 11 | Conventional | 2025 | Winter | Qg, [MVAr] | 0 | 0 | -38.7888 | -45.4575 | -44.4989 | -46.1068 | -46.641 | -44.8251 | -20.4947 | -3.1729 | 5.1497 | 12.3852 | 16.9478 | 16.6196 | 19.1232 | 14.1564 | 11.6557 | 0.97109 | -0.76418 | 24.2684 | 24.4907 | 25.4403 | 15.6156 | 2.128 | -7.0865 | -14.3543
TSO | - | 9 | 13 | Conventional | 2025 | Winter | Pg, [MW] | 0 | 0 | 137.4758 | 122.5715 | 113.8346 | 108.4874 | 107.3646 | 119.3176 | 187.7256 | 184.6695 | 202.3142 | 208.8882 | 215.887 | 230.6215 | 209.6886 | 216.9977 | 201.1731 | 183.0288 | 178.5013 | 218.7904 | 209.8641 | 203.9933 | 195.8986 | 183.5324 | 173.4277 | 158.8624
TSO | - | 9 | 13 | Conventional | 2025 | Winter | Qg, [MVAr] | 0 | 0 | -66.1436 | -75.3623 | -77.1151 | -77.4305 | -77.6893 | -74.6211 | -46.5034 | -28.1572 | -15.3259 | -14.9559 | -14.912 | -19.9414 | -20.8763 | -22.8501 | -28.4155 | -36.8316 | -43.0873 | -18.2508 | -18.6079 | -21.2738 | -28.3432 | -35.6048 | -47.7865 | -56.4385
TSO | - | 10 | 14 | Conventional | 2025 | Winter | Pg, [MW] | 0 | 0 | -30.4935 | -31.525 | -30.2041 | -28.8227 | -27.1073 | -28.3057 | -35.5323 | -32.3523 | -34.7917 | -34.7977 | -39.7142 | -44.7368 | -40.9767 | -41.3368 | -38.538 | -36.9766 | -38.6463 | -41.8123 | -42.07 | -40.8076 | -42.1161 | -40.4637 | -39.8071 | -35.7492
TSO | - | 10 | 14 | Conventional | 2025 | Winter | Qg, [MVAr] | 0 | 0 | -1.0397 | -1.0121 | -1.0473 | -1.0825 | -1.1239 | -1.0952 | -0.8962 | -0.98918 | -0.91851 | -0.91829 | -0.76046 | -0.57752 | -0.71656 | -0.70378 | -0.80021 | -0.85103 | -0.7965 | -0.68662 | -0.67716 | -0.72227 | -0.67551 | -0.73445 | -0.75723 | -0.88948
TSO | - | 11 | 34 | Conventional | 2025 | Winter | Pg, [MW] | 0 | 0 | 39.9999 | 39.9999 | 39.9999 | 39.9999 | 39.9999 | 39.9999 | 40 | 40 | 40 | 40 | 40 | 40 | 40 | 40 | 39.9999 | 39.9999 | 39.9999 | 40 | 40 | 39.9999 | 39.9999 | 39.9999 | 39.9999 | 39.9999
TSO | - | 11 | 34 | Conventional | 2025 | Winter | Qg, [MVAr] | 0 | 0 | 20.9999 | 20.9999 | 20.9999 | 20.9999 | 20.9999 | 20.9999 | 20.9999 | 20.9999 | 20.9999 | 20.9999 | 20.9999 | 20.9999 | 20.9999 | 20.9999 | 20.9999 | 20.9999 | 20.9999 | 20.9999 | 20.9999 | 20.9999 | 20.9999 | 20.9999 | 20.9999 | 20.9999
TSO | - | 12 | 34 | Conventional | 2025 | Winter | Pg, [MW] | 0 | 0 | 39.9999 | 39.9999 | 39.9999 | 39.9999 | 39.9999 | 39.9999 | 40 | 40 | 40 | 40 | 40 | 40 | 40 | 40 | 39.9999 | 39.9999 | 39.9999 | 40 | 40 | 39.9999 | 39.9999 | 39.9999 | 39.9999 | 39.9999
TSO | - | 12 | 34 | Conventional | 2025 | Winter | Qg, [MVAr] | 0 | 0 | 20.9999 | 20.9999 | 20.9999 | 20.9999 | 20.9999 | 20.9999 | 20.9999 | 20.9999 | 20.9999 | 20.9999 | 20.9999 | 20.9999 | 20.9999 | 20.9999 | 20.9999 | 20.9999 | 20.9999 | 20.9999 | 20.9999 | 20.9999 | 20.9999 | 20.9999 | 20.9999 | 20.9999
TSO | - | 13 | 36 | Conventional | 2025 | Winter | Pg, [MW] | 0 | 0 | 0.0096966 | 0.009362 | 1.8792e-05 | 1.9316e-05 | 1.4197e-05 | 0.0096523 | 0.009952 | 0.0099515 | 0.0099533 | 0.009946 | 0.0099493 | 0.0099588 | 0.0099436 | 0.0099501 | 0.0099338 | 0.0099157 | 0.0099007 | 0.0099514 | 0.0099449 | 0.0099406 | 0.0099282 | 0.0098935 | 0.0098747 | 0.0098592
TSO | - | 13 | 36 | Conventional | 2025 | Winter | Qg, [MVAr] | 0 | 0 | -0.0099486 | -0.0099526 | -0.0099523 | -0.0099504 | -0.0099516 | -0.0099511 | -0.0099368 | -0.0099142 | -0.0099048 | -0.0099328 | -0.0099049 | -0.0099236 | -0.0099095 | -0.0099233 | -0.0099197 | -0.0099306 | -0.0099512 | -0.0099253 | -0.0099492 | -0.0099525 | -0.0099544 | -0.0099529 | -0.0099534 | -0.0099549
TSO | - | 14 | 36 | Conventional | 2025 | Winter | Pg, [MW] | 0 | 0 | 39.9997 | 39.9994 | 37.5152 | 37.578 | 36.7853 | 39.9997 | 40 | 40 | 40 | 39.9999 | 39.9999 | 40 | 39.9999 | 40 | 39.9999 | 39.9999 | 39.9999 | 40 | 39.9999 | 39.9999 | 39.9999 | 39.9999 | 39.9999 | 39.9999
TSO | - | 14 | 36 | Conventional | 2025 | Winter | Qg, [MVAr] | 0 | 0 | -8.3999 | -8.4 | -8.4 | -8.4 | -8.4 | -8.4 | -8.3999 | -8.3999 | -8.3999 | -8.3999 | -8.3999 | -8.3999 | -8.3999 | -8.3999 | -8.3999 | -8.3999 | -8.4 | -8.3999 | -8.3999 | -8.4 | -8.4 | -8.4 | -8.4 | -8.4
TSO | - | 1 | 7 | Conventional | 2025 | Winter | Pg, [MW] | 0 | 1 | 47.1256 | 45.6449 | 42.6397 | 44.4436 | 44.8466 | 45.0641 | 47.4999 | 47.4993 | 44.0389 | 47.0722 | 47.4997 | 47.4999 | 47.4991 | 47.4998 | 47.4995 | 46.7354 | 45.6075 | 47.4995 | 45.5943 | 43.1991 | 42.2594 | 40.043 | 47.0995 | 47.4997
TSO | - | 1 | 7 | Conventional | 2025 | Winter | Qg, [MVAr] | 0 | 1 | 24.9993 | 24.9994 | 24.9994 | 24.9996 | 24.9995 | 24.9995 | 21.9221 | 17.5454 | 16.3952 | 18.2676 | 16.3042 | 16.1574 | 17.0702 | 19.2875 | 19.7744 | 22.1288 | 24.9996 | 18.5919 | 20.1132 | 20.8401 | 24.416 | 24.999 | 24.9991 | 24.9992
TSO | - | 2 | 7 | Conventional | 2025 | Winter | Pg, [MW] | 0 | 1 | 47.1256 | 45.6449 | 42.6397 | 44.4436 | 44.8466 | 45.0641 | 47.4999 | 47.4993 | 44.0389 | 47.0722 | 47.4997 | 47.4999 | 47.4991 | 47.4998 | 47.4995 | 46.7354 | 45.6075 | 47.4995 | 45.5943 | 43.1991 | 42.2594 | 40.043 | 47.0995 | 47.4997
TSO | - | 2 | 7 | Conventional | 2025 | Winter | Qg, [MVAr] | 0 | 1 | 24.9993 | 24.9994 | 24.9994 | 24.9996 | 24.9995 | 24.9995 | 21.9221 | 17.5454 | 16.3952 | 18.2676 | 16.3042 | 16.1574 | 17.0702 | 19.2875 | 19.7744 | 22.1288 | 24.9996 | 18.5919 | 20.1132 | 20.8401 | 24.416 | 24.999 | 24.9991 | 24.9992
TSO | - | 3 | 8 | Conventional | 2025 | Winter | Pg, [MW] | 0 | 1 | 50.2342 | 37.778 | 33.9752 | 33.1775 | 33.8174 | 41.0005 | 66.7875 | 78.1787 | 84.0618 | 86.0872 | 81.6238 | 79.421 | 76.9687 | 79.228 | 74.431 | 69.0954 | 66.3148 | 87.3427 | 82.5067 | 82.3969 | 78.374 | 71.9001 | 65.3145 | 59.2344
TSO | - | 3 | 8 | Conventional | 2025 | Winter | Qg, [MVAr] | 0 | 1 | 68.5286 | 62.8462 | 62.0459 | 61.2648 | 60.6575 | 61.8082 | 67.3951 | 72.2334 | 76.9744 | 52.0086 | 34.1925 | 29.3112 | 28.827 | 28.6625 | 29.5001 | 52.3499 | 67.9415 | 72.7295 | 73.0863 | 73.1414 | 70.6287 | 70.0607 | 69.6758 | 66.558
TSO | - | 4 | 10 | Conventional | 2025 | Winter | Pg, [MW] | 0 | 1 | 0.0098012 | 0.0097786 | 0.0097509 | 0.009741 | 0.0097296 | 0.0097445 | 0.0098956 | 0.0098569 | 0.0098794 | 0.0098917 | 0.0098955 | 0.0099148 | 0.0098778 | 0.0099011 | 0.0098791 | 0.0098591 | 0.009864 | 0.0099007 | 0.0098827 | 0.0098798 | 0.0098745 | 0.0098518 | 0.0098411 | 0.0098506
TSO | - | 4 | 10 | Conventional | 2025 | Winter | Qg, [MVAr] | 0 | 1 | -7.8223e-06 | -8.7193e-06 | -8.9993e-06 | -5.4545e-06 | -7.2287e-06 | -6.1904e-06 | -1.1186e-06 | 3.8981e-06 | 5.9779e-06 | 8.1834e-06 | 7.3105e-06 | 7.2485e-06 | 7.459e-06 | 8.1151e-06 | 4.0791e-06 | 1.0143e-06 | 2.7076e-06 | 5.8273e-06 | 2.4783e-06 | 1.666e-06 | 1.1878e-06 | 5.3334e-07 | -1.2185e-06 | -2.2766e-06
TSO | - | 5 | 10 | Conventional | 2025 | Winter | Pg, [MW] | 0 | 1 | 0.0098012 | 0.0097786 | 0.0097509 | 0.009741 | 0.0097296 | 0.0097445 | 0.0098956 | 0.0098569 | 0.0098794 | 0.0098917 | 0.0098955 | 0.0099148 | 0.0098778 | 0.0099011 | 0.0098791 | 0.0098591 | 0.009864 | 0.0099007 | 0.0098827 | 0.0098798 | 0.0098745 | 0.0098518 | 0.0098411 | 0.0098506
TSO | - | 5 | 10 | Conventional | 2025 | Winter | Qg, [MVAr] | 0 | 1 | -7.8223e-06 | -8.7193e-06 | -8.9993e-06 | -5.4545e-06 | -7.2287e-06 | -6.1904e-06 | -1.1186e-06 | 3.8981e-06 | 5.9779e-06 | 8.1834e-06 | 7.3105e-06 | 7.2485e-06 | 7.459e-06 | 8.1151e-06 | 4.0791e-06 | 1.0143e-06 | 2.7076e-06 | 5.8273e-06 | 2.4783e-06 | 1.666e-06 | 1.1878e-06 | 5.3334e-07 | -1.2185e-06 | -2.2766e-06
TSO | - | 6 | 10 | Conventional | 2025 | Winter | Pg, [MW] | 0 | 1 | 0.0098012 | 0.0097786 | 0.0097509 | 0.009741 | 0.0097296 | 0.0097445 | 0.0098956 | 0.0098569 | 0.0098794 | 0.0098917 | 0.0098955 | 0.0099148 | 0.0098778 | 0.0099011 | 0.0098791 | 0.0098591 | 0.009864 | 0.0099007 | 0.0098827 | 0.0098798 | 0.0098745 | 0.0098518 | 0.0098411 | 0.0098506
TSO | - | 6 | 10 | Conventional | 2025 | Winter | Qg, [MVAr] | 0 | 1 | -7.8223e-06 | -8.7193e-06 | -8.9993e-06 | -5.4545e-06 | -7.2287e-06 | -6.1904e-06 | -1.1186e-06 | 3.8981e-06 | 5.9779e-06 | 8.1834e-06 | 7.3105e-06 | 7.2485e-06 | 7.459e-06 | 8.1151e-06 | 4.0791e-06 | 1.0143e-06 | 2.7076e-06 | 5.8273e-06 | 2.4783e-06 | 1.666e-06 | 1.1878e-06 | 5.3334e-07 | -1.2185e-06 | -2.2766e-06
TSO | - | 7 | 10 | Conventional | 2025 | Winter | Pg, [MW] | 0 | 1 | 12.7998 | 12.7998 | 12.7998 | 12.7997 | 12.7997 | 12.7997 | 12.7999 | 12.7999 | 12.7999 | 12.7999 | 12.7999 | 12.7999 | 12.7999 | 12.7999 | 12.7999 | 12.7999 | 12.7999 | 12.7999 | 12.7999 | 12.7999 | 12.7999 | 12.7999 | 12.7998 | 12.7999
TSO | - | 7 | 10 | Conventional | 2025 | Winter | Qg, [MVAr] | 0 | 1 | -7.1472 | -7.5179 | -7.6229 | -5.8337 | -6.8689 | -6.305 | -1.2147 | 5.5828 | 7.1755 | 8.3029 | 7.9088 | 7.8785 | 7.9801 | 8.2741 | 5.7488 | 2.0599 | 4.3319 | 7.0806 | 4.0579 | 2.9987 | 2.3164 | 1.3295 | -1.3614 | -2.8076
TSO | - | 8 | 11 | Conventional | 2025 | Winter | Pg, [MW] | 0 | 1 | 211.0652 | 190.4577 | 178.9885 | 174.0582 | 165.7022 | 180.5711 | 242.3063 | 268.1748 | 288.5791 | 286.9435 | 299.8241 | 307.1864 | 298.0113 | 298.5215 | 280.7876 | 272.3145 | 276.8499 | 330.6696 | 323.6525 | 321.2769 | 324.2523 | 302.6931 | 284.4223 | 251.7645
TSO | - | 8 | 11 | Conventional | 2025 | Winter | Qg, [MVAr] | 0 | 1 | -38.7888 | -45.4576 | -44.4989 | -46.1067 | -46.641 | -44.8251 | -20.4948 | -3.1729 | 5.1497 | 12.3852 | 16.9479 | 16.6197 | 19.1232 | 14.1564 | 11.6557 | 0.97113 | -0.76413 | 24.2684 | 24.4908 | 25.4403 | 15.6156 | 2.128 | -7.0865 | -14.3543
TSO | - | 9 | 13 | Conventional | 2025 | Winter | Pg, [MW] | 0 | 1 | 137.4758 | 122.5716 | 113.8346 | 108.4873 | 107.3647 | 119.3176 | 187.7255 | 184.6695 | 202.3142 | 208.8881 | 215.8871 | 230.6215 | 209.6886 | 216.9977 | 201.1731 | 183.0287 | 178.5012 | 218.7904 | 209.864 | 203.9933 | 195.8987 | 183.5325 | 173.4278 | 158.8624
TSO | - | 9 | 13 | Conventional | 2025 | Winter | Qg, [MVAr] | 0 | 1 | -66.1436 | -75.3623 | -77.1151 | -77.4305 | -77.6893 | -74.6211 | -46.5034 | -28.1572 | -15.3259 | -14.9559 | -14.9121 | -19.9414 | -20.8763 | -22.8501 | -28.4155 | -36.8316 | -43.0873 | -18.2508 | -18.608 | -21.2738 | -28.3431 | -35.6048 | -47.7865 | -56.4385
TSO | - | 10 | 14 | Conventional | 2025 | Winter | Pg, [MW] | 0 | 1 | -30.4936 | -31.525 | -30.2041 | -28.8227 | -27.1073 | -28.3058 | -35.5323 | -32.3524 | -34.7917 | -34.7977 | -39.7143 | -44.7369 | -40.9766 | -41.3368 | -38.538 | -36.9766 | -38.6463 | -41.8122 | -42.0701 | -40.8076 | -42.116 | -40.4636 | -39.8071 | -35.7491
TSO | - | 10 | 14 | Conventional | 2025 | Winter | Qg, [MVAr] | 0 | 1 | -1.0397 | -1.0121 | -1.0473 | -1.0825 | -1.1239 | -1.0952 | -0.8962 | -0.98918 | -0.91851 | -0.91828 | -0.76045 | -0.57751 | -0.71657 | -0.70379 | -0.80021 | -0.85103 | -0.7965 | -0.68662 | -0.67715 | -0.72227 | -0.67551 | -0.73445 | -0.75723 | -0.88948
TSO | - | 11 | 34 | Conventional | 2025 | Winter | Pg, [MW] | 0 | 1 | 39.9999 | 39.9999 | 39.9999 | 39.9999 | 39.9999 | 39.9999 | 40 | 40 | 40 | 40 | 40 | 40 | 40 | 40 | 39.9999 | 39.9999 | 39.9999 | 40 | 40 | 39.9999 | 39.9999 | 39.9999 | 39.9999 | 39.9999
TSO | - | 11 | 34 | Conventional | 2025 | Winter | Qg, [MVAr] | 0 | 1 | 20.9999 | 20.9999 | 20.9999 | 20.9999 | 20.9999 | 20.9999 | 20.9999 | 20.9999 | 20.9999 | 20.9999 | 20.9999 | 20.9999 | 20.9999 | 20.9999 | 20.9999 | 20.9999 | 20.9999 | 20.9999 | 20.9999 | 20.9999 | 20.9999 | 20.9999 | 20.9999 | 20.9999
TSO | - | 12 | 34 | Conventional | 2025 | Winter | Pg, [MW] | 0 | 1 | 39.9999 | 39.9999 | 39.9999 | 39.9999 | 39.9999 | 39.9999 | 40 | 40 | 40 | 40 | 40 | 40 | 40 | 40 | 39.9999 | 39.9999 | 39.9999 | 40 | 40 | 39.9999 | 39.9999 | 39.9999 | 39.9999 | 39.9999
TSO | - | 12 | 34 | Conventional | 2025 | Winter | Qg, [MVAr] | 0 | 1 | 20.9999 | 20.9999 | 20.9999 | 20.9999 | 20.9999 | 20.9999 | 20.9999 | 20.9999 | 20.9999 | 20.9999 | 20.9999 | 20.9999 | 20.9999 | 20.9999 | 20.9999 | 20.9999 | 20.9999 | 20.9999 | 20.9999 | 20.9999 | 20.9999 | 20.9999 | 20.9999 | 20.9999
TSO | - | 13 | 36 | Conventional | 2025 | Winter | Pg, [MW] | 0 | 1 | 0.0096966 | 0.009362 | 1.8792e-05 | 1.9316e-05 | 1.4197e-05 | 0.0096523 | 0.009952 | 0.0099515 | 0.0099533 | 0.009946 | 0.0099493 | 0.0099588 | 0.0099436 | 0.0099501 | 0.0099338 | 0.0099157 | 0.0099007 | 0.0099514 | 0.0099449 | 0.0099406 | 0.0099282 | 0.0098935 | 0.0098747 | 0.0098592
TSO | - | 13 | 36 | Conventional | 2025 | Winter | Qg, [MVAr] | 0 | 1 | -0.0099486 | -0.0099526 | -0.0099523 | -0.0099504 | -0.0099516 | -0.0099511 | -0.0099368 | -0.0099142 | -0.0099048 | -0.0099328 | -0.0099049 | -0.0099236 | -0.0099095 | -0.0099233 | -0.0099197 | -0.0099306 | -0.0099512 | -0.0099253 | -0.0099492 | -0.0099525 | -0.0099544 | -0.0099529 | -0.0099534 | -0.0099549
TSO | - | 14 | 36 | Conventional | 2025 | Winter | Pg, [MW] | 0 | 1 | 39.9997 | 39.9994 | 37.5152 | 37.578 | 36.7853 | 39.9997 | 40 | 40 | 40 | 39.9999 | 39.9999 | 40 | 39.9999 | 40 | 39.9999 | 39.9999 | 39.9999 | 40 | 39.9999 | 39.9999 | 39.9999 | 39.9999 | 39.9999 | 39.9999
TSO | - | 14 | 36 | Conventional | 2025 | Winter | Qg, [MVAr] | 0 | 1 | -8.3999 | -8.4 | -8.4 | -8.4 | -8.4 | -8.4 | -8.3999 | -8.3999 | -8.3999 | -8.3999 | -8.3999 | -8.3999 | -8.3999 | -8.3999 | -8.3999 | -8.3999 | -8.4 | -8.3999 | -8.3999 | -8.4 | -8.4 | -8.4 | -8.4 | -8.4
TSO | - | 1 | 7 | Conventional | 2025 | Winter | Pg, [MW] | 0 | 2 | 47.1255 | 45.645 | 42.6397 | 44.4435 | 44.8467 | 45.0641 | 47.4999 | 47.4993 | 44.0389 | 47.0721 | 47.4997 | 47.4999 | 47.4991 | 47.4998 | 47.4995 | 46.7353 | 45.6074 | 47.4995 | 45.5942 | 43.1991 | 42.2594 | 40.0431 | 47.0995 | 47.4997
TSO | - | 1 | 7 | Conventional | 2025 | Winter | Qg, [MVAr] | 0 | 2 | 24.9993 | 24.9994 | 24.9994 | 24.9996 | 24.9995 | 24.9995 | 21.9221 | 17.5454 | 16.3952 | 18.2676 | 16.3042 | 16.1574 | 17.0702 | 19.2875 | 19.7744 | 22.1288 | 24.9996 | 18.5919 | 20.1132 | 20.8401 | 24.416 | 24.999 | 24.9991 | 24.9992
TSO | - | 2 | 7 | Conventional | 2025 | Winter | Pg, [MW] | 0 | 2 | 47.1255 | 45.645 | 42.6397 | 44.4435 | 44.8467 | 45.0641 | 47.4999 | 47.4993 | 44.0389 | 47.0721 | 47.4997 | 47.4999 | 47.4991 | 47.4998 | 47.4995 | 46.7353 | 45.6074 | 47.4995 | 45.5942 | 43.1991 | 42.2594 | 40.0431 | 47.0995 | 47.4997
TSO | - | 2 | 7 | Conventional | 2025 | Winter | Qg, [MVAr] | 0 | 2 | 24.9993 | 24.9994 | 24.9994 | 24.9996 | 24.9995 | 24.9995 | 21.9221 | 17.5454 | 16.3952 | 18.2676 | 16.3042 | 16.1574 | 17.0702 | 19.2875 | 19.7744 | 22.1288 | 24.9996 | 18.5919 | 20.1132 | 20.8401 | 24.416 | 24.999 | 24.9991 | 24.9992
TSO | - | 3 | 8 | Conventional | 2025 | Winter | Pg, [MW] | 0 | 2 | 50.2342 | 37.778 | 33.9752 | 33.1775 | 33.8174 | 41.0005 | 66.7876 | 78.1787 | 84.0618 | 86.0872 | 81.6237 | 79.421 | 76.9687 | 79.2281 | 74.431 | 69.0954 | 66.3148 | 87.3428 | 82.5067 | 82.3969 | 78.374 | 71.9001 | 65.3145 | 59.2344
TSO | - | 3 | 8 | Conventional | 2025 | Winter | Qg, [MVAr] | 0 | 2 | 68.5286 | 62.8462 | 62.0459 | 61.2648 | 60.6575 | 61.8082 | 67.3951 | 72.2334 | 76.9744 | 52.0086 | 34.1925 | 29.3112 | 28.827 | 28.6625 | 29.5001 | 52.3499 | 67.9416 | 72.7295 | 73.0864 | 73.1414 | 70.6287 | 70.0607 | 69.6758 | 66.558
TSO | - | 4 | 10 | Conventional | 2025 | Winter | Pg, [MW] | 0 | 2 | 0.0098012 | 0.0097786 | 0.0097509 | 0.009741 | 0.0097296 | 0.0097445 | 0.0098956 | 0.0098569 | 0.0098794 | 0.0098917 | 0.0098955 | 0.0099148 | 0.0098778 | 0.0099011 | 0.0098791 | 0.0098591 | 0.009864 | 0.0099007 | 0.0098827 | 0.0098798 | 0.0098745 | 0.0098518 | 0.0098411 | 0.0098506
TSO | - | 4 | 10 | Conventional | 2025 | Winter | Qg, [MVAr] | 0 | 2 | -7.8223e-06 | -8.7193e-06 | -8.9993e-06 | -5.4545e-06 | -7.2287e-06 | -6.1904e-06 | -1.1186e-06 | 3.8981e-06 | 5.9779e-06 | 8.1834e-06 | 7.3105e-06 | 7.2485e-06 | 7.459e-06 | 8.1151e-06 | 4.0791e-06 | 1.0143e-06 | 2.7076e-06 | 5.8273e-06 | 2.4783e-06 | 1.666e-06 | 1.1878e-06 | 5.3334e-07 | -1.2185e-06 | -2.2767e-06
TSO | - | 5 | 10 | Conventional | 2025 | Winter | Pg, [MW] | 0 | 2 | 0.0098012 | 0.0097786 | 0.0097509 | 0.009741 | 0.0097296 | 0.0097445 | 0.0098956 | 0.0098569 | 0.0098794 | 0.0098917 | 0.0098955 | 0.0099148 | 0.0098778 | 0.0099011 | 0.0098791 | 0.0098591 | 0.009864 | 0.0099007 | 0.0098827 | 0.0098798 | 0.0098745 | 0.0098518 | 0.0098411 | 0.0098506
TSO | - | 5 | 10 | Conventional | 2025 | Winter | Qg, [MVAr] | 0 | 2 | -7.8223e-06 | -8.7193e-06 | -8.9993e-06 | -5.4545e-06 | -7.2287e-06 | -6.1904e-06 | -1.1186e-06 | 3.8981e-06 | 5.9779e-06 | 8.1834e-06 | 7.3105e-06 | 7.2485e-06 | 7.459e-06 | 8.1151e-06 | 4.0791e-06 | 1.0143e-06 | 2.7076e-06 | 5.8273e-06 | 2.4783e-06 | 1.666e-06 | 1.1878e-06 | 5.3334e-07 | -1.2185e-06 | -2.2767e-06
TSO | - | 6 | 10 | Conventional | 2025 | Winter | Pg, [MW] | 0 | 2 | 0.0098012 | 0.0097786 | 0.0097509 | 0.009741 | 0.0097296 | 0.0097445 | 0.0098956 | 0.0098569 | 0.0098794 | 0.0098917 | 0.0098955 | 0.0099148 | 0.0098778 | 0.0099011 | 0.0098791 | 0.0098591 | 0.009864 | 0.0099007 | 0.0098827 | 0.0098798 | 0.0098745 | 0.0098518 | 0.0098411 | 0.0098506
TSO | - | 6 | 10 | Conventional | 2025 | Winter | Qg, [MVAr] | 0 | 2 | -7.8223e-06 | -8.7193e-06 | -8.9993e-06 | -5.4545e-06 | -7.2287e-06 | -6.1904e-06 | -1.1186e-06 | 3.8981e-06 | 5.9779e-06 | 8.1834e-06 | 7.3105e-06 | 7.2485e-06 | 7.459e-06 | 8.1151e-06 | 4.0791e-06 | 1.0143e-06 | 2.7076e-06 | 5.8273e-06 | 2.4783e-06 | 1.666e-06 | 1.1878e-06 | 5.3334e-07 | -1.2185e-06 | -2.2767e-06
TSO | - | 7 | 10 | Conventional | 2025 | Winter | Pg, [MW] | 0 | 2 | 12.7998 | 12.7998 | 12.7998 | 12.7997 | 12.7997 | 12.7997 | 12.7999 | 12.7999 | 12.7999 | 12.7999 | 12.7999 | 12.7999 | 12.7999 | 12.7999 | 12.7999 | 12.7999 | 12.7999 | 12.7999 | 12.7999 | 12.7999 | 12.7999 | 12.7999 | 12.7998 | 12.7999
TSO | - | 7 | 10 | Conventional | 2025 | Winter | Qg, [MVAr] | 0 | 2 | -7.1472 | -7.5179 | -7.6229 | -5.8337 | -6.8689 | -6.305 | -1.2146 | 5.5828 | 7.1755 | 8.3029 | 7.9088 | 7.8785 | 7.9801 | 8.2741 | 5.7488 | 2.0599 | 4.3319 | 7.0806 | 4.0579 | 2.9987 | 2.3164 | 1.3295 | -1.3614 | -2.8077
TSO | - | 8 | 11 | Conventional | 2025 | Winter | Pg, [MW] | 0 | 2 | 211.0641 | 190.4586 | 178.9884 | 174.0575 | 165.7033 | 180.571 | 242.3077 | 268.1745 | 288.5791 | 286.9423 | 299.8224 | 307.1848 | 298.0119 | 298.5226 | 280.7877 | 272.3136 | 276.8488 | 330.6708 | 323.6508 | 321.2771 | 324.2527 | 302.6939 | 284.4229 | 251.7658
TSO | - | 8 | 11 | Conventional | 2025 | Winter | Qg, [MVAr] | 0 | 2 | -38.7889 | -45.4575 | -44.4989 | -46.1068 | -46.6409 | -44.8251 | -20.4946 | -3.1729 | 5.1497 | 12.3851 | 16.9477 | 16.6195 | 19.1232 | 14.1565 | 11.6557 | 0.97105 | -0.76424 | 24.2685 | 24.4906 | 25.4403 | 15.6156 | 2.1281 | -7.0865 | -14.3542
TSO | - | 9 | 13 | Conventional | 2025 | Winter | Pg, [MW] | 0 | 2 | 137.4755 | 122.5718 | 113.8346 | 108.4872 | 107.3649 | 119.3176 | 187.7262 | 184.6694 | 202.3142 | 208.8878 | 215.8864 | 230.6208 | 209.6889 | 216.9982 | 201.1732 | 183.0285 | 178.501 | 218.7909 | 209.8637 | 203.9933 | 195.8988 | 183.5326 | 173.4279 | 158.863
TSO | - | 9 | 13 | Conventional | 2025 | Winter | Qg, [MVAr] | 0 | 2 | -66.1436 | -75.3623 | -77.1151 | -77.4305 | -77.6893 | -74.6211 | -46.5034 | -28.1572 | -15.3259 | -14.9559 | -14.9121 | -19.9415 | -20.8763 | -22.8501 | -28.4155 | -36.8316 | -43.0873 | -18.2507 | -18.608 | -21.2738 | -28.3431 | -35.6048 | -47.7865 | -56.4384
TSO | - | 10 | 14 | Conventional | 2025 | Winter | Pg, [MW] | 0 | 2 | -30.4933 | -31.5251 | -30.204 | -28.8226 | -27.1075 | -28.3057 | -35.5326 | -32.3523 | -34.7917 | -34.7975 | -39.714 | -44.7366 | -40.9768 | -41.337 | -38.538 | -36.9765 | -38.6461 | -41.8125 | -42.0698 | -40.8077 | -42.1161 | -40.4638 | -39.8072 | -35.7494
TSO | - | 10 | 14 | Conventional | 2025 | Winter | Qg, [MVAr] | 0 | 2 | -1.0397 | -1.0121 | -1.0473 | -1.0825 | -1.1239 | -1.0952 | -0.89619 | -0.98919 | -0.91851 | -0.91829 | -0.76046 | -0.57752 | -0.71656 | -0.70378 | -0.80021 | -0.85103 | -0.7965 | -0.68661 | -0.67716 | -0.72227 | -0.67551 | -0.73445 | -0.75723 | -0.88947
TSO | - | 11 | 34 | Conventional | 2025 | Winter | Pg, [MW] | 0 | 2 | 39.9999 | 39.9999 | 39.9999 | 39.9999 | 39.9999 | 39.9999 | 40 | 40 | 40 | 40 | 40 | 40 | 40 | 40 | 39.9999 | 39.9999 | 39.9999 | 40 | 40 | 39.9999 | 39.9999 | 39.9999 | 39.9999 | 39.9999
TSO | - | 11 | 34 | Conventional | 2025 | Winter | Qg, [MVAr] | 0 | 2 | 20.9999 | 20.9999 | 20.9999 | 20.9999 | 20.9999 | 20.9999 | 20.9999 | 20.9999 | 20.9999 | 20.9999 | 20.9999 | 20.9999 | 20.9999 | 20.9999 | 20.9999 | 20.9999 | 20.9999 | 20.9999 | 20.9999 | 20.9999 | 20.9999 | 20.9999 | 20.9999 | 20.9999
TSO | - | 12 | 34 | Conventional | 2025 | Winter | Pg, [MW] | 0 | 2 | 39.9999 | 39.9999 | 39.9999 | 39.9999 | 39.9999 | 39.9999 | 40 | 40 | 40 | 40 | 40 | 40 | 40 | 40 | 39.9999 | 39.9999 | 39.9999 | 40 | 40 | 39.9999 | 39.9999 | 39.9999 | 39.9999 | 39.9999
TSO | - | 12 | 34 | Conventional | 2025 | Winter | Qg, [MVAr] | 0 | 2 | 20.9999 | 20.9999 | 20.9999 | 20.9999 | 20.9999 | 20.9999 | 20.9999 | 20.9999 | 20.9999 | 20.9999 | 20.9999 | 20.9999 | 20.9999 | 20.9999 | 20.9999 | 20.9999 | 20.9999 | 20.9999 | 20.9999 | 20.9999 | 20.9999 | 20.9999 | 20.9999 | 20.9999
TSO | - | 13 | 36 | Conventional | 2025 | Winter | Pg, [MW] | 0 | 2 | 0.0096966 | 0.009362 | 1.8792e-05 | 1.9316e-05 | 1.4197e-05 | 0.0096523 | 0.009952 | 0.0099515 | 0.0099533 | 0.009946 | 0.0099493 | 0.0099588 | 0.0099436 | 0.0099501 | 0.0099338 | 0.0099157 | 0.0099007 | 0.0099514 | 0.0099449 | 0.0099406 | 0.0099282 | 0.0098935 | 0.0098747 | 0.0098592
TSO | - | 13 | 36 | Conventional | 2025 | Winter | Qg, [MVAr] | 0 | 2 | -0.0099486 | -0.0099526 | -0.0099523 | -0.0099504 | -0.0099516 | -0.0099511 | -0.0099368 | -0.0099142 | -0.0099048 | -0.0099328 | -0.0099049 | -0.0099236 | -0.0099095 | -0.0099233 | -0.0099197 | -0.0099306 | -0.0099512 | -0.0099253 | -0.0099492 | -0.0099525 | -0.0099544 | -0.0099529 | -0.0099534 | -0.0099549
TSO | - | 14 | 36 | Conventional | 2025 | Winter | Pg, [MW] | 0 | 2 | 39.9997 | 39.9994 | 37.5152 | 37.578 | 36.7854 | 39.9997 | 40 | 40 | 40 | 39.9999 | 39.9999 | 40 | 39.9999 | 40 | 39.9999 | 39.9999 | 39.9999 | 40 | 39.9999 | 39.9999 | 39.9999 | 39.9999 | 39.9999 | 39.9999
TSO | - | 14 | 36 | Conventional | 2025 | Winter | Qg, [MVAr] | 0 | 2 | -8.3999 | -8.4 | -8.4 | -8.4 | -8.4 | -8.4 | -8.3999 | -8.3999 | -8.3999 | -8.3999 | -8.3999 | -8.3999 | -8.3999 | -8.3999 | -8.3999 | -8.3999 | -8.4 | -8.3999 | -8.3999 | -8.4 | -8.4 | -8.4 | -8.4 | -8.4
TSO | - | 1 | 7 | Conventional | 2025 | Winter | Pg, [MW] | 1 | 0 | 47.3602 | 45.8969 | 42.8468 | 44.7653 | 45.0541 | 45.1549 | 47.4999 | 47.4994 | 44.7329 | 47.4975 | 47.4997 | 47.4999 | 47.4993 | 47.4998 | 47.4996 | 46.8979 | 45.4895 | 47.4995 | 44.8388 | 43.2349 | 42.7584 | 40.3231 | 47.2778 | 47.4996
TSO | - | 1 | 7 | Conventional | 2025 | Winter | Qg, [MVAr] | 1 | 0 | 24.9995 | 24.9996 | 24.9995 | 24.9996 | 24.9995 | 24.9995 | 23.2176 | 18.0774 | 18.68 | 20.9412 | 17.0731 | 17.7902 | 18.5706 | 20.6721 | 20.6941 | 22.6622 | 24.9995 | 17.6432 | 17.7081 | 20.9157 | 24.999 | 24.9994 | 24.9994 | 24.9983
TSO | - | 2 | 7 | Conventional | 2025 | Winter | Pg, [MW] | 1 | 0 | 47.3602 | 45.8969 | 42.8468 | 44.7653 | 45.0541 | 45.1549 | 47.4999 | 47.4994 | 44.7329 | 47.4975 | 47.4997 | 47.4999 | 47.4993 | 47.4998 | 47.4996 | 46.8979 | 45.4895 | 47.4995 | 44.8388 | 43.2349 | 42.7584 | 40.3231 | 47.2778 | 47.4996
TSO | - | 2 | 7 | Conventional | 2025 | Winter | Qg, [MVAr] | 1 | 0 | 24.9995 | 24.9996 | 24.9995 | 24.9996 | 24.9995 | 24.9995 | 23.2176 | 18.0774 | 18.68 | 20.9412 | 17.0731 | 17.7902 | 18.5706 | 20.6721 | 20.6941 | 22.6622 | 24.9995 | 17.6432 | 17.7081 | 20.9157 | 24.999 | 24.9994 | 24.9994 | 24.9983
TSO | - | 3 | 8 | Conventional | 2025 | Winter | Pg, [MW] | 1 | 0 | 50.1322 | 37.6025 | 33.9104 | 33.0742 | 33.7572 | 40.9492 | 66.6967 | 78.1488 | 83.6851 | 85.7805 | 81.5688 | 79.3153 | 76.8616 | 79.1441 | 74.3846 | 69.0167 | 66.4201 | 87.3981 | 82.8824 | 82.3908 | 78.0674 | 71.7251 | 65.2084 | 59.301
TSO | - | 3 | 8 | Conventional | 2025 | Winter | Qg, [MVAr] | 1 | 0 | 68.0814 | 62.2193 | 61.7159 | 60.7452 | 60.3405 | 61.6095 | 66.3063 | 71.7546 | 74.9503 | 49.6978 | 33.4851 | 27.8565 | 27.4424 | 27.4295 | 28.6975 | 51.911 | 68.298 | 73.5415 | 74.9954 | 73.0993 | 69.3452 | 69.3742 | 69.2587 | 67.154
TSO | - | 4 | 10 | Conventional | 2025 | Winter | Pg, [MW] | 1 | 0 | 0.0097971 | 0.0097729 | 0.0097477 | 0.009736 | 0.0097263 | 0.0097425 | 0.0098924 | 0.0098551 | 0.0098665 | 0.0098823 | 0.0098928 | 0.0099107 | 0.0098726 | 0.0098974 | 0.0098763 | 0.0098564 | 0.0098661 | 0.0099033 | 0.0098927 | 0.0098795 | 0.0098671 | 0.0098471 | 0.0098381 | 0.0098525
TSO | - | 4 | 10 | Conventional | 2025 | Winter | Qg, [MVAr] | 1 | 0 | -5.4923e-06 | -5.5478e-06 | -6.9739e-06 | -3.7601e-06 | -5.6855e-06 | -5.3913e-06 | -7.4804e-07 | 4.1925e-06 | 8.0218e-06 | 1.1601e-05 | 8.1573e-06 | 9.1776e-06 | 9.4735e-06 | 1.0038e-05 | 4.6277e-06 | 1.171e-06 | 1.9747e-06 | 5.2316e-06 | 1.9406e-06 | 1.6778e-06 | 2.9117e-06 | 1.7297e-06 | -4.739e-07 | -3.6188e-06
TSO | - | 5 | 10 | Conventional | 2025 | Winter | Pg, [MW] | 1 | 0 | 0.0097971 | 0.0097729 | 0.0097477 | 0.009736 | 0.0097263 | 0.0097425 | 0.0098924 | 0.0098551 | 0.0098665 | 0.0098823 | 0.0098928 | 0.0099107 | 0.0098726 | 0.0098974 | 0.0098763 | 0.0098564 | 0.0098661 | 0.0099033 | 0.0098927 | 0.0098795 | 0.0098671 | 0.0098471 | 0.0098381 | 0.0098525
TSO | - | 5 | 10 | Conventional | 2025 | Winter | Qg, [MVAr] | 1 | 0 | -5.4923e-06 | -5.5478e-06 | -6.9739e-06 | -3.7601e-06 | -5.6855e-06 | -5.3913e-06 | -7.4804e-07 | 4.1925e-06 | 8.0218e-06 | 1.1601e-05 | 8.1573e-06 | 9.1776e-06 | 9.4735e-06 | 1.0038e-05 | 4.6277e-06 | 1.171e-06 | 1.9747e-06 | 5.2316e-06 | 1.9406e-06 | 1.6778e-06 | 2.9117e-06 | 1.7297e-06 | -4.739e-07 | -3.6188e-06
TSO | - | 6 | 10 | Conventional | 2025 | Winter | Pg, [MW] | 1 | 0 | 0.0097971 | 0.0097729 | 0.0097477 | 0.009736 | 0.0097263 | 0.0097425 | 0.0098924 | 0.0098551 | 0.0098665 | 0.0098823 | 0.0098928 | 0.0099107 | 0.0098726 | 0.0098974 | 0.0098763 | 0.0098564 | 0.0098661 | 0.0099033 | 0.0098927 | 0.0098795 | 0.0098671 | 0.0098471 | 0.0098381 | 0.0098525
TSO | - | 6 | 10 | Conventional | 2025 | Winter | Qg, [MVAr] | 1 | 0 | -5.4923e-06 | -5.5478e-06 | -6.9739e-06 | -3.7601e-06 | -5.6855e-06 | -5.3913e-06 | -7.4804e-07 | 4.1925e-06 | 8.0218e-06 | 1.1601e-05 | 8.1573e-06 | 9.1776e-06 | 9.4735e-06 | 1.0038e-05 | 4.6277e-06 | 1.171e-06 | 1.9747e-06 | 5.2316e-06 | 1.9406e-06 | 1.6778e-06 | 2.9117e-06 | 1.7297e-06 | -4.739e-07 | -3.6188e-06
TSO | - | 7 | 10 | Conventional | 2025 | Winter | Pg, [MW] | 1 | 0 | 12.7998 | 12.7998 | 12.7997 | 12.7997 | 12.7997 | 12.7997 | 12.7999 | 12.7999 | 12.7999 | 12.7999 | 12.7999 | 12.7999 | 12.7999 | 12.7999 | 12.7999 | 12.7999 | 12.7999 | 12.7999 | 12.7999 | 12.7999 | 12.7999 | 12.7998 | 12.7998 | 12.7999
TSO | - | 7 | 10 | Conventional | 2025 | Winter | Qg, [MVAr] | 1 | 0 | -5.8596 | -5.8972 | -6.7402 | -4.4522 | -5.9889 | -5.7901 | -0.65854 | 5.8499 | 8.2343 | 9.4119 | 8.292 | 8.6872 | 8.7903 | 8.9744 | 6.2171 | 2.2917 | 3.4167 | 6.6771 | 3.3716 | 3.0149 | 4.567 | 3.0862 | -0.23776 | -4.3147
TSO | - | 8 | 11 | Conventional | 2025 | Winter | Pg, [MW] | 1 | 0 | 211.0956 | 190.5088 | 179.0088 | 174.0897 | 165.7215 | 180.5852 | 242.309 | 268.1737 | 288.7329 | 287.0424 | 299.8322 | 307.2089 | 298.0353 | 298.5393 | 280.7922 | 272.3494 | 276.8225 | 330.6614 | 323.4778 | 321.2797 | 324.3709 | 302.7549 | 284.4582 | 251.7662
TSO | - | 8 | 11 | Conventional | 2025 | Winter | Qg, [MVAr] | 1 | 0 | -38.8152 | -45.4929 | -44.519 | -46.1389 | -46.6613 | -44.8367 | -20.5011 | -3.1722 | 5.1853 | 12.433 | 16.9609 | 16.6594 | 19.151 | 14.1849 | 11.6659 | 0.97819 | -0.75194 | 24.2341 | 24.3896 | 25.4393 | 15.6282 | 2.1121 | -7.1013 | -14.3287
TSO | - | 9 | 13 | Conventional | 2025 | Winter | Pg, [MW] | 1 | 0 | 137.3334 | 122.302 | 113.7469 | 108.3476 | 107.2831 | 119.2456 | 188.2998 | 184.9416 | 201.9612 | 209.2407 | 216.2267 | 231.3563 | 210.3395 | 217.626 | 201.6227 | 182.9559 | 178.6941 | 218.3352 | 210.1833 | 203.986 | 195.4996 | 183.2794 | 173.2763 | 158.5838
TSO | - | 9 | 13 | Conventional | 2025 | Winter | Qg, [MVAr] | 1 | 0 | -66.6668 | -76.121 | -77.5119 | -78.0573 | -78.0684 | -74.861 | -47.8634 | -28.759 | -17.9307 | -17.8973 | -15.7896 | -21.7306 | -22.6036 | -24.3744 | -29.4079 | -37.3968 | -42.6546 | -17.2443 | -16.1333 | -21.3258 | -29.9362 | -36.4309 | -48.2831 | -55.7442
TSO | - | 10 | 14 | Conventional | 2025 | Winter | Pg, [MW] | 1 | 0 | -30.5148 | -31.5766 | -30.224 | -28.8534 | -27.1228 | -28.3207 | -35.7931 | -32.4544 | -35.1283 | -35.2512 | -39.8778 | -45.107 | -41.3044 | -41.635 | -38.7288 | -37.0605 | -38.6186 | -41.6037 | -41.633 | -40.8106 | -42.3026 | -40.5279 | -39.8407 | -35.6595
TSO | - | 10 | 14 | Conventional | 2025 | Winter | Qg, [MVAr] | 1 | 0 | -1.0391 | -1.0107 | -1.0468 | -1.0818 | -1.1236 | -1.0949 | -0.88822 | -0.98635 | -0.90844 | -0.90468 | -0.75487 | -0.56323 | -0.705 | -0.69317 | -0.79389 | -0.84837 | -0.7974 | -0.69409 | -0.69285 | -0.72217 | -0.66878 | -0.73224 | -0.75609 | -0.89221
TSO | - | 11 | 34 | Conventional | 2025 | Winter | Pg, [MW] | 1 | 0 | 39.9999 | 39.9999 | 39.9999 | 39.9999 | 39.9999 | 39.9999 | 40 | 40 | 40 | 40 | 40 | 40 | 40 | 40 | 39.9999 | 39.9999 | 39.9999 | 40 | 40 | 39.9999 | 39.9999 | 39.9999 | 39.9999 | 39.9999
TSO | - | 11 | 34 | Conventional | 2025 | Winter | Qg, [MVAr] | 1 | 0 | 20.9999 | 20.9999 | 20.9999 | 20.9999 | 20.9999 | 20.9999 | 20.9999 | 20.9999 | 20.9999 | 20.9999 | 20.9999 | 20.9999 | 20.9999 | 20.9999 | 20.9999 | 20.9999 | 20.9999 | 20.9999 | 20.9999 | 20.9999 | 20.9999 | 20.9999 | 20.9999 | 20.9999
TSO | - | 12 | 34 | Conventional | 2025 | Winter | Pg, [MW] | 1 | 0 | 39.9999 | 39.9999 | 39.9999 | 39.9999 | 39.9999 | 39.9999 | 40 | 40 | 40 | 40 | 40 | 40 | 40 | 40 | 39.9999 | 39.9999 | 39.9999 | 40 | 40 | 39.9999 | 39.9999 | 39.9999 | 39.9999 | 39.9999
TSO | - | 12 | 34 | Conventional | 2025 | Winter | Qg, [MVAr] | 1 | 0 | 20.9999 | 20.9999 | 20.9999 | 20.9999 | 20.9999 | 20.9999 | 20.9999 | 20.9999 | 20.9999 | 20.9999 | 20.9999 | 20.9999 | 20.9999 | 20.9999 | 20.9999 | 20.9999 | 20.9999 | 20.9999 | 20.9999 | 20.9999 | 20.9999 | 20.9999 | 20.9999 | 20.9999
TSO | - | 13 | 36 | Conventional | 2025 | Winter | Pg, [MW] | 1 | 0 | 0.0096859 | 0.009298 | 1.7534e-05 | 1.7203e-05 | 1.3636e-05 | 0.0096465 | 0.00995 | 0.0099506 | 0.0099477 | 0.0099403 | 0.0099478 | 0.0099564 | 0.0099407 | 0.0099479 | 0.009932 | 0.0099139 | 0.0099028 | 0.009953 | 0.0099506 | 0.0099404 | 0.0099226 | 0.0098887 | 0.0098712 | 0.0098618
TSO | - | 13 | 36 | Conventional | 2025 | Winter | Qg, [MVAr] | 1 | 0 | -0.0099473 | -0.0099513 | -0.0099516 | -0.0099493 | -0.0099509 | -0.0099507 | -0.0099354 | -0.0099133 | -0.0099007 | -0.0099299 | -0.0099034 | -0.0099212 | -0.0099065 | -0.0099212 | -0.0099181 | -0.0099298 | -0.009952 | -0.0099265 | -0.0099508 | -0.0099524 | -0.0099523 | -0.0099513 | -0.0099524 | -0.009956
TSO | - | 14 | 36 | Conventional | 2025 | Winter | Pg, [MW] | 1 | 0 | 39.9997 | 39.9993 | 37.3504 | 37.3032 | 36.666 | 39.9996 | 40 | 40 | 39.9999 | 39.9999 | 39.9999 | 40 | 39.9999 | 39.9999 | 39.9999 | 39.9999 | 39.9999 | 40 | 40 | 39.9999 | 39.9999 | 39.9999 | 39.9999 | 39.9999
TSO | - | 14 | 36 | Conventional | 2025 | Winter | Qg, [MVAr] | 1 | 0 | -8.3999 | -8.4 | -8.4 | -8.3999 | -8.4 | -8.4 | -8.3999 | -8.3999 | -8.3999 | -8.3999 | -8.3999 | -8.3999 | -8.3999 | -8.3999 | -8.3999 | -8.3999 | -8.4 | -8.3999 | -8.4 | -8.4 | -8.4 | -8.4 | -8.4 | -8.4
TSO | - | 1 | 7 | Conventional | 2025 | Winter | Pg, [MW] | 1 | 1 | 47.3603 | 45.8968 | 42.8468 | 44.7653 | 45.054 | 45.1549 | 47.4999 | 47.4994 | 44.7329 | 47.4975 | 47.4997 | 47.4999 | 47.4993 | 47.4998 | 47.4996 | 46.8979 | 45.4896 | 47.4995 | 44.8389 | 43.2349 | 42.7584 | 40.3231 | 47.2778 | 47.4996
TSO | - | 1 | 7 | Conventional | 2025 | Winter | Qg, [MVAr] | 1 | 1 | 24.9995 | 24.9996 | 24.9995 | 24.9996 | 24.9995 | 24.9995 | 23.2176 | 18.0774 | 18.68 | 20.9412 | 17.0731 | 17.7902 | 18.5706 | 20.6721 | 20.6941 | 22.6622 | 24.9995 | 17.6432 | 17.7081 | 20.9157 | 24.999 | 24.9994 | 24.9994 | 24.9983
TSO | - | 2 | 7 | Conventional | 2025 | Winter | Pg, [MW] | 1 | 1 | 47.3603 | 45.8968 | 42.8468 | 44.7653 | 45.054 | 45.1549 | 47.4999 | 47.4994 | 44.7329 | 47.4975 | 47.4997 | 47.4999 | 47.4993 | 47.4998 | 47.4996 | 46.8979 | 45.4896 | 47.4995 | 44.8389 | 43.2349 | 42.7584 | 40.3231 | 47.2778 | 47.4996
TSO | - | 2 | 7 | Conventional | 2025 | Winter | Qg, [MVAr] | 1 | 1 | 24.9995 | 24.9996 | 24.9995 | 24.9996 | 24.9995 | 24.9995 | 23.2176 | 18.0774 | 18.68 | 20.9412 | 17.0731 | 17.7902 | 18.5706 | 20.6721 | 20.6941 | 22.6622 | 24.9995 | 17.6432 | 17.7081 | 20.9157 | 24.999 | 24.9994 | 24.9994 | 24.9983
TSO | - | 3 | 8 | Conventional | 2025 | Winter | Pg, [MW] | 1 | 1 | 50.1323 | 37.6025 | 33.9104 | 33.0743 | 33.7571 | 40.9492 | 66.6967 | 78.1488 | 83.6851 | 85.7805 | 81.5689 | 79.3154 | 76.8616 | 79.1441 | 74.3846 | 69.0167 | 66.4201 | 87.3981 | 82.8824 | 82.3908 | 78.0674 | 71.7251 | 65.2084 | 59.301
TSO | - | 3 | 8 | Conventional | 2025 | Winter | Qg, [MVAr] | 1 | 1 | 68.0814 | 62.2193 | 61.7159 | 60.7452 | 60.3405 | 61.6095 | 66.3063 | 71.7546 | 74.9503 | 49.6978 | 33.4851 | 27.8565 | 27.4424 | 27.4295 | 28.6975 | 51.911 | 68.298 | 73.5415 | 74.9954 | 73.0993 | 69.3452 | 69.3742 | 69.2587 | 67.154
TSO | - | 4 | 10 | Conventional | 2025 | Winter | Pg, [MW] | 1 | 1 | 0.0097971 | 0.0097729 | 0.0097477 | 0.009736 | 0.0097263 | 0.0097425 | 0.0098924 | 0.0098551 | 0.0098665 | 0.0098823 | 0.0098928 | 0.0099107 | 0.0098726 | 0.0098974 | 0.0098763 | 0.0098564 | 0.0098661 | 0.0099033 | 0.0098927 | 0.0098795 | 0.0098671 | 0.0098471 | 0.0098381 | 0.0098525
TSO | - | 4 | 10 | Conventional | 2025 | Winter | Qg, [MVAr] | 1 | 1 | -5.4923e-06 | -5.5478e-06 | -6.9739e-06 | -3.7601e-06 | -5.6855e-06 | -5.3913e-06 | -7.4805e-07 | 4.1925e-06 | 8.0218e-06 | 1.1601e-05 | 8.1573e-06 | 9.1776e-06 | 9.4735e-06 | 1.0038e-05 | 4.6277e-06 | 1.171e-06 | 1.9747e-06 | 5.2316e-06 | 1.9406e-06 | 1.6778e-06 | 2.9117e-06 | 1.7297e-06 | -4.7389e-07 | -3.6188e-06
TSO | - | 5 | 10 | Conventional | 2025 | Winter | Pg, [MW] | 1 | 1 | 0.0097971 | 0.0097729 | 0.0097477 | 0.009736 | 0.0097263 | 0.0097425 | 0.0098924 | 0.0098551 | 0.0098665 | 0.0098823 | 0.0098928 | 0.0099107 | 0.0098726 | 0.0098974 | 0.0098763 | 0.0098564 | 0.0098661 | 0.0099033 | 0.0098927 | 0.0098795 | 0.0098671 | 0.0098471 | 0.0098381 | 0.0098525
TSO | - | 5 | 10 | Conventional | 2025 | Winter | Qg, [MVAr] | 1 | 1 | -5.4923e-06 | -5.5478e-06 | -6.9739e-06 | -3.7601e-06 | -5.6855e-06 | -5.3913e-06 | -7.4805e-07 | 4.1925e-06 | 8.0218e-06 | 1.1601e-05 | 8.1573e-06 | 9.1776e-06 | 9.4735e-06 | 1.0038e-05 | 4.6277e-06 | 1.171e-06 | 1.9747e-06 | 5.2316e-06 | 1.9406e-06 | 1.6778e-06 | 2.9117e-06 | 1.7297e-06 | -4.7389e-07 | -3.6188e-06
TSO | - | 6 | 10 | Conventional | 2025 | Winter | Pg, [MW] | 1 | 1 | 0.0097971 | 0.0097729 | 0.0097477 | 0.009736 | 0.0097263 | 0.0097425 | 0.0098924 | 0.0098551 | 0.0098665 | 0.0098823 | 0.0098928 | 0.0099107 | 0.0098726 | 0.0098974 | 0.0098763 | 0.0098564 | 0.0098661 | 0.0099033 | 0.0098927 | 0.0098795 | 0.0098671 | 0.0098471 | 0.0098381 | 0.0098525
TSO | - | 6 | 10 | Conventional | 2025 | Winter | Qg, [MVAr] | 1 | 1 | -5.4923e-06 | -5.5478e-06 | -6.9739e-06 | -3.7601e-06 | -5.6855e-06 | -5.3913e-06 | -7.4805e-07 | 4.1925e-06 | 8.0218e-06 | 1.1601e-05 | 8.1573e-06 | 9.1776e-06 | 9.4735e-06 | 1.0038e-05 | 4.6277e-06 | 1.171e-06 | 1.9747e-06 | 5.2316e-06 | 1.9406e-06 | 1.6778e-06 | 2.9117e-06 | 1.7297e-06 | -4.7389e-07 | -3.6188e-06
TSO | - | 7 | 10 | Conventional | 2025 | Winter | Pg, [MW] | 1 | 1 | 12.7998 | 12.7998 | 12.7997 | 12.7997 | 12.7997 | 12.7997 | 12.7999 | 12.7999 | 12.7999 | 12.7999 | 12.7999 | 12.7999 | 12.7999 | 12.7999 | 12.7999 | 12.7999 | 12.7999 | 12.7999 | 12.7999 | 12.7999 | 12.7999 | 12.7998 | 12.7998 | 12.7999
TSO | - | 7 | 10 | Conventional | 2025 | Winter | Qg, [MVAr] | 1 | 1 | -5.8596 | -5.8972 | -6.7402 | -4.4522 | -5.9889 | -5.7901 | -0.65855 | 5.8499 | 8.2343 | 9.4119 | 8.292 | 8.6872 | 8.7903 | 8.9744 | 6.2171 | 2.2917 | 3.4167 | 6.6771 | 3.3716 | 3.0149 | 4.567 | 3.0863 | -0.23776 | -4.3147
TSO | - | 8 | 11 | Conventional | 2025 | Winter | Pg, [MW] | 1 | 1 | 211.0961 | 190.5083 | 179.0089 | 174.0901 | 165.7209 | 180.5852 | 242.3083 | 268.1739 | 288.7329 | 287.043 | 299.833 | 307.2097 | 298.035 | 298.5388 | 280.7921 | 272.3498 | 276.823 | 330.6608 | 323.4786 | 321.2796 | 324.3707 | 302.7546 | 284.4579 | 251.7656
TSO | - | 8 | 11 | Conventional | 2025 | Winter | Qg, [MVAr] | 1 | 1 | -38.8151 | -45.4929 | -44.519 | -46.1389 | -46.6613 | -44.8367 | -20.5012 | -3.1722 | 5.1853 | 12.4331 | 16.961 | 16.6594 | 19.1509 | 14.1849 | 11.6659 | 0.97823 | -0.75189 | 24.234 | 24.3897 | 25.4393 | 15.6282 | 2.1121 | -7.1013 | -14.3288
TSO | - | 9 | 13 | Conventional | 2025 | Winter | Pg, [MW] | 1 | 1 | 137.3333 | 122.3021 | 113.7469 | 108.3475 | 107.2832 | 119.2456 | 188.2998 | 184.9416 | 201.9612 | 209.2407 | 216.2267 | 231.3564 | 210.3395 | 217.6259 | 201.6227 | 182.9559 | 178.694 | 218.3352 | 210.1832 | 203.9861 | 195.4996 | 183.2795 | 173.2763 | 158.5838
TSO | - | 9 | 13 | Conventional | 2025 | Winter | Qg, [MVAr] | 1 | 1 | -66.6668 | -76.121 | -77.5119 | -78.0573 | -78.0683 | -74.861 | -47.8634 | -28.759 | -17.9307 | -17.8973 | -15.7896 | -21.7306 | -22.6036 | -24.3744 | -29.4079 | -37.3968 | -42.6546 | -17.2443 | -16.1333 | -21.3258 | -29.9362 | -36.4309 | -48.2831 | -55.7442
TSO | - | 10 | 14 | Conventional | 2025 | Winter | Pg, [MW] | 1 | 1 | -30.5149 | -31.5765 | -30.224 | -28.8535 | -27.1227 | -28.3207 | -35.7931 | -32.4544 | -35.1283 | -35.2513 | -39.8779 | -45.1071 | -41.3044 | -41.6349 | -38.7287 | -37.0606 | -38.6187 | -41.6036 | -41.6331 | -40.8106 | -42.3025 | -40.5279 | -39.8407 | -35.6595
TSO | - | 10 | 14 | Conventional | 2025 | Winter | Qg, [MVAr] | 1 | 1 | -1.0391 | -1.0107 | -1.0468 | -1.0818 | -1.1236 | -1.0949 | -0.88822 | -0.98635 | -0.90844 | -0.90468 | -0.75487 | -0.56323 | -0.705 | -0.69317 | -0.79389 | -0.84837 | -0.7974 | -0.69409 | -0.69285 | -0.72217 | -0.66878 | -0.73224 | -0.75609 | -0.89221
TSO | - | 11 | 34 | Conventional | 2025 | Winter | Pg, [MW] | 1 | 1 | 39.9999 | 39.9999 | 39.9999 | 39.9999 | 39.9999 | 39.9999 | 40 | 40 | 40 | 40 | 40 | 40 | 40 | 40 | 39.9999 | 39.9999 | 39.9999 | 40 | 40 | 39.9999 | 39.9999 | 39.9999 | 39.9999 | 39.9999
TSO | - | 11 | 34 | Conventional | 2025 | Winter | Qg, [MVAr] | 1 | 1 | 20.9999 | 20.9999 | 20.9999 | 20.9999 | 20.9999 | 20.9999 | 20.9999 | 20.9999 | 20.9999 | 20.9999 | 20.9999 | 20.9999 | 20.9999 | 20.9999 | 20.9999 | 20.9999 | 20.9999 | 20.9999 | 20.9999 | 20.9999 | 20.9999 | 20.9999 | 20.9999 | 20.9999
TSO | - | 12 | 34 | Conventional | 2025 | Winter | Pg, [MW] | 1 | 1 | 39.9999 | 39.9999 | 39.9999 | 39.9999 | 39.9999 | 39.9999 | 40 | 40 | 40 | 40 | 40 | 40 | 40 | 40 | 39.9999 | 39.9999 | 39.9999 | 40 | 40 | 39.9999 | 39.9999 | 39.9999 | 39.9999 | 39.9999
TSO | - | 12 | 34 | Conventional | 2025 | Winter | Qg, [MVAr] | 1 | 1 | 20.9999 | 20.9999 | 20.9999 | 20.9999 | 20.9999 | 20.9999 | 20.9999 | 20.9999 | 20.9999 | 20.9999 | 20.9999 | 20.9999 | 20.9999 | 20.9999 | 20.9999 | 20.9999 | 20.9999 | 20.9999 | 20.9999 | 20.9999 | 20.9999 | 20.9999 | 20.9999 | 20.9999
TSO | - | 13 | 36 | Conventional | 2025 | Winter | Pg, [MW] | 1 | 1 | 0.0096859 | 0.009298 | 1.7534e-05 | 1.7203e-05 | 1.3636e-05 | 0.0096465 | 0.00995 | 0.0099506 | 0.0099477 | 0.0099403 | 0.0099478 | 0.0099564 | 0.0099407 | 0.0099479 | 0.009932 | 0.0099139 | 0.0099028 | 0.009953 | 0.0099506 | 0.0099404 | 0.0099226 | 0.0098887 | 0.0098712 | 0.0098618
TSO | - | 13 | 36 | Conventional | 2025 | Winter | Qg, [MVAr] | 1 | 1 | -0.0099473 | -0.0099513 | -0.0099516 | -0.0099493 | -0.0099509 | -0.0099507 | -0.0099354 | -0.0099133 | -0.0099007 | -0.0099299 | -0.0099034 | -0.0099212 | -0.0099065 | -0.0099212 | -0.0099181 | -0.0099298 | -0.009952 | -0.0099265 | -0.0099508 | -0.0099524 | -0.0099523 | -0.0099513 | -0.0099524 | -0.009956
TSO | - | 14 | 36 | Conventional | 2025 | Winter | Pg, [MW] | 1 | 1 | 39.9997 | 39.9993 | 37.3504 | 37.3032 | 36.666 | 39.9996 | 40 | 40 | 39.9999 | 39.9999 | 39.9999 | 40 | 39.9999 | 39.9999 | 39.9999 | 39.9999 | 39.9999 | 40 | 40 | 39.9999 | 39.9999 | 39.9999 | 39.9999 | 39.9999
TSO | - | 14 | 36 | Conventional | 2025 | Winter | Qg, [MVAr] | 1 | 1 | -8.3999 | -8.4 | -8.4 | -8.3999 | -8.4 | -8.4 | -8.3999 | -8.3999 | -8.3999 | -8.3999 | -8.3999 | -8.3999 | -8.3999 | -8.3999 | -8.3999 | -8.3999 | -8.4 | -8.3999 | -8.4 | -8.4 | -8.4 | -8.4 | -8.4 | -8.4
TSO | - | 1 | 7 | Conventional | 2025 | Winter | Pg, [MW] | 1 | 2 | 47.3601 | 45.8969 | 42.8468 | 44.7652 | 45.0541 | 45.1549 | 47.4999 | 47.4994 | 44.7329 | 47.4975 | 47.4997 | 47.4999 | 47.4993 | 47.4998 | 47.4996 | 46.8978 | 45.4895 | 47.4995 | 44.8387 | 43.2349 | 42.7584 | 40.3232 | 47.2778 | 47.4996
TSO | - | 1 | 7 | Conventional | 2025 | Winter | Qg, [MVAr] | 1 | 2 | 24.9995 | 24.9996 | 24.9995 | 24.9996 | 24.9995 | 24.9995 | 23.2176 | 18.0774 | 18.68 | 20.9412 | 17.0731 | 17.7902 | 18.5706 | 20.6721 | 20.6941 | 22.6622 | 24.9995 | 17.6431 | 17.7081 | 20.9157 | 24.999 | 24.9994 | 24.9994 | 24.9983
TSO | - | 2 | 7 | Conventional | 2025 | Winter | Pg, [MW] | 1 | 2 | 47.3601 | 45.8969 | 42.8468 | 44.7652 | 45.0541 | 45.1549 | 47.4999 | 47.4994 | 44.7329 | 47.4975 | 47.4997 | 47.4999 | 47.4993 | 47.4998 | 47.4996 | 46.8978 | 45.4895 | 47.4995 | 44.8387 | 43.2349 | 42.7584 | 40.3232 | 47.2778 | 47.4996
TSO | - | 2 | 7 | Conventional | 2025 | Winter | Qg, [MVAr] | 1 | 2 | 24.9995 | 24.9996 | 24.9995 | 24.9996 | 24.9995 | 24.9995 | 23.2176 | 18.0774 | 18.68 | 20.9412 | 17.0731 | 17.7902 | 18.5706 | 20.6721 | 20.6941 | 22.6622 | 24.9995 | 17.6431 | 17.7081 | 20.9157 | 24.999 | 24.9994 | 24.9994 | 24.9983
TSO | - | 3 | 8 | Conventional | 2025 | Winter | Pg, [MW] | 1 | 2 | 50.1323 | 37.6025 | 33.9104 | 33.0743 | 33.7571 | 40.9492 | 66.6967 | 78.1488 | 83.6851 | 85.7805 | 81.5688 | 79.3153 | 76.8616 | 79.1441 | 74.3846 | 69.0167 | 66.4201 | 87.3981 | 82.8824 | 82.3908 | 78.0674 | 71.7251 | 65.2084 | 59.301
TSO | - | 3 | 8 | Conventional | 2025 | Winter | Qg, [MVAr] | 1 | 2 | 68.0814 | 62.2192 | 61.7159 | 60.7452 | 60.3405 | 61.6095 | 66.3063 | 71.7546 | 74.9503 | 49.6978 | 33.4851 | 27.8565 | 27.4424 | 27.4295 | 28.6975 | 51.911 | 68.298 | 73.5415 | 74.9954 | 73.0993 | 69.3452 | 69.3742 | 69.2587 | 67.154
TSO | - | 4 | 10 | Conventional | 2025 | Winter | Pg, [MW] | 1 | 2 | 0.0097971 | 0.0097729 | 0.0097477 | 0.009736 | 0.0097263 | 0.0097425 | 0.0098924 | 0.0098551 | 0.0098665 | 0.0098823 | 0.0098928 | 0.0099107 | 0.0098726 | 0.0098974 | 0.0098763 | 0.0098564 | 0.0098661 | 0.0099033 | 0.0098927 | 0.0098795 | 0.0098671 | 0.0098471 | 0.0098381 | 0.0098525
TSO | - | 4 | 10 | Conventional | 2025 | Winter | Qg, [MVAr] | 1 | 2 | -5.4923e-06 | -5.5478e-06 | -6.9739e-06 | -3.7601e-06 | -5.6855e-06 | -5.3913e-06 | -7.4804e-07 | 4.1925e-06 | 8.0218e-06 | 1.1601e-05 | 8.1572e-06 | 9.1776e-06 | 9.4735e-06 | 1.0038e-05 | 4.6277e-06 | 1.171e-06 | 1.9747e-06 | 5.2316e-06 | 1.9406e-06 | 1.6778e-06 | 2.9117e-06 | 1.7297e-06 | -4.7389e-07 | -3.6188e-06
TSO | - | 5 | 10 | Conventional | 2025 | Winter | Pg, [MW] | 1 | 2 | 0.0097971 | 0.0097729 | 0.0097477 | 0.009736 | 0.0097263 | 0.0097425 | 0.0098924 | 0.0098551 | 0.0098665 | 0.0098823 | 0.0098928 | 0.0099107 | 0.0098726 | 0.0098974 | 0.0098763 | 0.0098564 | 0.0098661 | 0.0099033 | 0.0098927 | 0.0098795 | 0.0098671 | 0.0098471 | 0.0098381 | 0.0098525
TSO | - | 5 | 10 | Conventional | 2025 | Winter | Qg, [MVAr] | 1 | 2 | -5.4923e-06 | -5.5478e-06 | -6.9739e-06 | -3.7601e-06 | -5.6855e-06 | -5.3913e-06 | -7.4804e-07 | 4.1925e-06 | 8.0218e-06 | 1.1601e-05 | 8.1572e-06 | 9.1776e-06 | 9.4735e-06 | 1.0038e-05 | 4.6277e-06 | 1.171e-06 | 1.9747e-06 | 5.2316e-06 | 1.9406e-06 | 1.6778e-06 | 2.9117e-06 | 1.7297e-06 | -4.7389e-07 | -3.6188e-06
TSO | - | 6 | 10 | Conventional | 2025 | Winter | Pg, [MW] | 1 | 2 | 0.0097971 | 0.0097729 | 0.0097477 | 0.009736 | 0.0097263 | 0.0097425 | 0.0098924 | 0.0098551 | 0.0098665 | 0.0098823 | 0.0098928 | 0.0099107 | 0.0098726 | 0.0098974 | 0.0098763 | 0.0098564 | 0.0098661 | 0.0099033 | 0.0098927 | 0.0098795 | 0.0098671 | 0.0098471 | 0.0098381 | 0.0098525
TSO | - | 6 | 10 | Conventional | 2025 | Winter | Qg, [MVAr] | 1 | 2 | -5.4923e-06 | -5.5478e-06 | -6.9739e-06 | -3.7601e-06 | -5.6855e-06 | -5.3913e-06 | -7.4804e-07 | 4.1925e-06 | 8.0218e-06 | 1.1601e-05 | 8.1572e-06 | 9.1776e-06 | 9.4735e-06 | 1.0038e-05 | 4.6277e-06 | 1.171e-06 | 1.9747e-06 | 5.2316e-06 | 1.9406e-06 | 1.6778e-06 | 2.9117e-06 | 1.7297e-06 | -4.7389e-07 | -3.6188e-06
TSO | - | 7 | 10 | Conventional | 2025 | Winter | Pg, [MW] | 1 | 2 | 12.7998 | 12.7998 | 12.7997 | 12.7997 | 12.7997 | 12.7997 | 12.7999 | 12.7999 | 12.7999 | 12.7999 | 12.7999 | 12.7999 | 12.7999 | 12.7999 | 12.7999 | 12.7999 | 12.7999 | 12.7999 | 12.7999 | 12.7999 | 12.7999 | 12.7998 | 12.7998 | 12.7999
TSO | - | 7 | 10 | Conventional | 2025 | Winter | Qg, [MVAr] | 1 | 2 | -5.8596 | -5.8972 | -6.7402 | -4.4522 | -5.9889 | -5.7901 | -0.65853 | 5.8499 | 8.2343 | 9.4119 | 8.292 | 8.6872 | 8.7903 | 8.9744 | 6.2171 | 2.2917 | 3.4167 | 6.6771 | 3.3716 | 3.0149 | 4.567 | 3.0863 | -0.23776 | -4.3147
TSO | - | 8 | 11 | Conventional | 2025 | Winter | Pg, [MW] | 1 | 2 | 211.095 | 190.5092 | 179.0088 | 174.0894 | 165.722 | 180.5851 | 242.3097 | 268.1736 | 288.7329 | 287.0418 | 299.8314 | 307.2081 | 298.0357 | 298.5399 | 280.7922 | 272.349 | 276.822 | 330.662 | 323.477 | 321.2798 | 324.3711 | 302.7553 | 284.4585 | 251.7669
TSO | - | 8 | 11 | Conventional | 2025 | Winter | Qg, [MVAr] | 1 | 2 | -38.8152 | -45.4929 | -44.519 | -46.1389 | -46.6613 | -44.8367 | -20.5011 | -3.1722 | 5.1853 | 12.433 | 16.9608 | 16.6593 | 19.151 | 14.185 | 11.6659 | 0.97815 | -0.75199 | 24.2341 | 24.3895 | 25.4393 | 15.6282 | 2.1122 | -7.1013 | -14.3286
TSO | - | 9 | 13 | Conventional | 2025 | Winter | Pg, [MW] | 1 | 2 | 137.333 | 122.3023 | 113.7469 | 108.3474 | 107.2834 | 119.2455 | 188.3004 | 184.9415 | 201.9612 | 209.2402 | 216.226 | 231.3557 | 210.3397 | 217.6264 | 201.6228 | 182.9557 | 178.6938 | 218.3357 | 210.1828 | 203.9861 | 195.4997 | 183.2797 | 173.2765 | 158.5844
TSO | - | 9 | 13 | Conventional | 2025 | Winter | Qg, [MVAr] | 1 | 2 | -66.6668 | -76.121 | -77.5119 | -78.0573 | -78.0683 | -74.861 | -47.8634 | -28.759 | -17.9307 | -17.8973 | -15.7897 | -21.7307 | -22.6036 | -24.3743 | -29.4079 | -37.3968 | -42.6546 | -17.2443 | -16.1333 | -21.3258 | -29.9362 | -36.4309 | -48.2831 | -55.7441
TSO | - | 10 | 14 | Conventional | 2025 | Winter | Pg, [MW] | 1 | 2 | -30.5147 | -31.5767 | -30.224 | -28.8533 | -27.123 | -28.3207 | -35.7934 | -32.4543 | -35.1283 | -35.251 | -39.8775 | -45.1068 | -41.3045 | -41.6352 | -38.7288 | -37.0604 | -38.6185 | -41.6038 | -41.6328 | -40.8106 | -42.3026 | -40.528 | -39.8408 | -35.6597
TSO | - | 10 | 14 | Conventional | 2025 | Winter | Qg, [MVAr] | 1 | 2 | -1.0391 | -1.0107 | -1.0468 | -1.0818 | -1.1236 | -1.0949 | -0.88821 | -0.98636 | -0.90844 | -0.90469 | -0.75488 | -0.56324 | -0.70499 | -0.69316 | -0.79389 | -0.84837 | -0.79741 | -0.69408 | -0.69286 | -0.72217 | -0.66878 | -0.73223 | -0.75609 | -0.89221
TSO | - | 11 | 34 | Conventional | 2025 | Winter | Pg, [MW] | 1 | 2 | 39.9999 | 39.9999 | 39.9999 | 39.9999 | 39.9999 | 39.9999 | 40 | 40 | 40 | 40 | 40 | 40 | 40 | 40 | 39.9999 | 39.9999 | 39.9999 | 40 | 40 | 39.9999 | 39.9999 | 39.9999 | 39.9999 | 39.9999
TSO | - | 11 | 34 | Conventional | 2025 | Winter | Qg, [MVAr] | 1 | 2 | 20.9999 | 20.9999 | 20.9999 | 20.9999 | 20.9999 | 20.9999 | 20.9999 | 20.9999 | 20.9999 | 20.9999 | 20.9999 | 20.9999 | 20.9999 | 20.9999 | 20.9999 | 20.9999 | 20.9999 | 20.9999 | 20.9999 | 20.9999 | 20.9999 | 20.9999 | 20.9999 | 20.9999
TSO | - | 12 | 34 | Conventional | 2025 | Winter | Pg, [MW] | 1 | 2 | 39.9999 | 39.9999 | 39.9999 | 39.9999 | 39.9999 | 39.9999 | 40 | 40 | 40 | 40 | 40 | 40 | 40 | 40 | 39.9999 | 39.9999 | 39.9999 | 40 | 40 | 39.9999 | 39.9999 | 39.9999 | 39.9999 | 39.9999
TSO | - | 12 | 34 | Conventional | 2025 | Winter | Qg, [MVAr] | 1 | 2 | 20.9999 | 20.9999 | 20.9999 | 20.9999 | 20.9999 | 20.9999 | 20.9999 | 20.9999 | 20.9999 | 20.9999 | 20.9999 | 20.9999 | 20.9999 | 20.9999 | 20.9999 | 20.9999 | 20.9999 | 20.9999 | 20.9999 | 20.9999 | 20.9999 | 20.9999 | 20.9999 | 20.9999
TSO | - | 13 | 36 | Conventional | 2025 | Winter | Pg, [MW] | 1 | 2 | 0.0096859 | 0.009298 | 1.7534e-05 | 1.7203e-05 | 1.3636e-05 | 0.0096465 | 0.00995 | 0.0099506 | 0.0099477 | 0.0099403 | 0.0099478 | 0.0099564 | 0.0099407 | 0.0099479 | 0.009932 | 0.0099139 | 0.0099028 | 0.009953 | 0.0099506 | 0.0099404 | 0.0099226 | 0.0098887 | 0.0098712 | 0.0098618
TSO | - | 13 | 36 | Conventional | 2025 | Winter | Qg, [MVAr] | 1 | 2 | -0.0099473 | -0.0099513 | -0.0099516 | -0.0099493 | -0.0099509 | -0.0099507 | -0.0099354 | -0.0099133 | -0.0099007 | -0.0099299 | -0.0099034 | -0.0099212 | -0.0099065 | -0.0099212 | -0.0099181 | -0.0099298 | -0.009952 | -0.0099265 | -0.0099508 | -0.0099524 | -0.0099523 | -0.0099513 | -0.0099524 | -0.009956
TSO | - | 14 | 36 | Conventional | 2025 | Winter | Pg, [MW] | 1 | 2 | 39.9997 | 39.9993 | 37.3504 | 37.3031 | 36.6661 | 39.9996 | 40 | 40 | 39.9999 | 39.9999 | 39.9999 | 40 | 39.9999 | 39.9999 | 39.9999 | 39.9999 | 39.9999 | 40 | 40 | 39.9999 | 39.9999 | 39.9999 | 39.9999 | 39.9999
TSO | - | 14 | 36 | Conventional | 2025 | Winter | Qg, [MVAr] | 1 | 2 | -8.3999 | -8.4 | -8.4 | -8.3999 | -8.4 | -8.4 | -8.3999 | -8.3999 | -8.3999 | -8.3999 | -8.3999 | -8.3999 | -8.3999 | -8.3999 | -8.3999 | -8.3999 | -8.4 | -8.3999 | -8.4 | -8.4 | -8.4 | -8.4 | -8.4 | -8.4
TSO | - | 1 | 7 | Conventional | 2025 | Winter | Pg, [MW] | 2 | 0 | 47.1319 | 45.6964 | 42.9341 | 44.7195 | 45.1997 | 45.3304 | 47.4999 | 47.4993 | 43.786 | 46.8064 | 47.4997 | 47.4999 | 47.4992 | 47.4998 | 47.4996 | 46.993 | 45.8828 | 47.4995 | 45.9078 | 42.9964 | 42.0134 | 39.913 | 47.1109 | 47.4997
TSO | - | 1 | 7 | Conventional | 2025 | Winter | Qg, [MVAr] | 2 | 0 | 24.9992 | 24.9994 | 24.9995 | 24.9996 | 24.9996 | 24.9996 | 22.2108 | 17.5194 | 15.4979 | 17.4649 | 16.5083 | 16.7279 | 17.6063 | 20.0905 | 20.4788 | 22.991 | 24.9997 | 18.3143 | 21.02 | 20.1609 | 23.629 | 24.9983 | 24.9991 | 24.9995
TSO | - | 2 | 7 | Conventional | 2025 | Winter | Pg, [MW] | 2 | 0 | 47.1319 | 45.6964 | 42.9341 | 44.7195 | 45.1997 | 45.3304 | 47.4999 | 47.4993 | 43.786 | 46.8064 | 47.4997 | 47.4999 | 47.4992 | 47.4998 | 47.4996 | 46.993 | 45.8828 | 47.4995 | 45.9078 | 42.9964 | 42.0134 | 39.913 | 47.1109 | 47.4997
TSO | - | 2 | 7 | Conventional | 2025 | Winter | Qg, [MVAr] | 2 | 0 | 24.9992 | 24.9994 | 24.9995 | 24.9996 | 24.9996 | 24.9996 | 22.2108 | 17.5194 | 15.4979 | 17.4649 | 16.5083 | 16.7279 | 17.6063 | 20.0905 | 20.4788 | 22.991 | 24.9997 | 18.3143 | 21.02 | 20.1609 | 23.629 | 24.9983 | 24.9991 | 24.9995
TSO | - | 3 | 8 | Conventional | 2025 | Winter | Pg, [MW] | 2 | 0 | 50.2786 | 37.7383 | 33.8807 | 33.0891 | 33.7074 | 40.8262 | 66.7677 | 78.19 | 84.2225 | 86.1881 | 81.6086 | 79.3838 | 76.9274 | 79.1813 | 74.3975 | 68.9635 | 66.1544 | 87.3544 | 82.3789 | 82.5201 | 78.5 | 71.9897 | 65.317 | 59.1376
TSO | - | 3 | 8 | Conventional | 2025 | Winter | Qg, [MVAr] | 2 | 0 | 68.6409 | 62.7109 | 61.5703 | 60.8196 | 60.0973 | 61.1751 | 67.1524 | 72.2536 | 77.7722 | 52.65 | 33.9983 | 28.7999 | 28.3204 | 27.9455 | 28.8873 | 51.6322 | 67.2611 | 72.9591 | 72.3547 | 73.6889 | 71.2409 | 70.407 | 69.681 | 65.8727
TSO | - | 4 | 10 | Conventional | 2025 | Winter | Pg, [MW] | 2 | 0 | 0.009802 | 0.0097774 | 0.0097463 | 0.0097367 | 0.0097239 | 0.0097382 | 0.0098949 | 0.0098571 | 0.0098844 | 0.009895 | 0.0098948 | 0.0099133 | 0.0098759 | 0.009899 | 0.0098769 | 0.0098548 | 0.0098601 | 0.0099014 | 0.0098789 | 0.0098825 | 0.0098777 | 0.0098541 | 0.0098411 | 0.0098485
TSO | - | 4 | 10 | Conventional | 2025 | Winter | Qg, [MVAr] | 2 | 0 | -8.1662e-06 | -7.8614e-06 | -6.291e-06 | -3.9699e-06 | -4.808e-06 | -3.9901e-06 | -1.036e-06 | 3.8855e-06 | 5.3799e-06 | 7.4681e-06 | 7.5261e-06 | 7.8459e-06 | 8.095e-06 | 9.1505e-06 | 4.4933e-06 | 1.2686e-06 | 4.4358e-06 | 5.6472e-06 | 2.7073e-06 | 1.5625e-06 | 1.0414e-06 | -1.786e-08 | -1.1887e-06 | -1.0261e-06
TSO | - | 5 | 10 | Conventional | 2025 | Winter | Pg, [MW] | 2 | 0 | 0.009802 | 0.0097774 | 0.0097463 | 0.0097367 | 0.0097239 | 0.0097382 | 0.0098949 | 0.0098571 | 0.0098844 | 0.009895 | 0.0098948 | 0.0099133 | 0.0098759 | 0.009899 | 0.0098769 | 0.0098548 | 0.0098601 | 0.0099014 | 0.0098789 | 0.0098825 | 0.0098777 | 0.0098541 | 0.0098411 | 0.0098485
TSO | - | 5 | 10 | Conventional | 2025 | Winter | Qg, [MVAr] | 2 | 0 | -8.1662e-06 | -7.8614e-06 | -6.291e-06 | -3.9699e-06 | -4.808e-06 | -3.9901e-06 | -1.036e-06 | 3.8855e-06 | 5.3799e-06 | 7.4681e-06 | 7.5261e-06 | 7.8459e-06 | 8.095e-06 | 9.1505e-06 | 4.4933e-06 | 1.2686e-06 | 4.4358e-06 | 5.6472e-06 | 2.7073e-06 | 1.5625e-06 | 1.0414e-06 | -1.786e-08 | -1.1887e-06 | -1.0261e-06
TSO | - | 6 | 10 | Conventional | 2025 | Winter | Pg, [MW] | 2 | 0 | 0.009802 | 0.0097774 | 0.0097463 | 0.0097367 | 0.0097239 | 0.0097382 | 0.0098949 | 0.0098571 | 0.0098844 | 0.009895 | 0.0098948 | 0.0099133 | 0.0098759 | 0.009899 | 0.0098769 | 0.0098548 | 0.0098601 | 0.0099014 | 0.0098789 | 0.0098825 | 0.0098777 | 0.0098541 | 0.0098411 | 0.0098485
TSO | - | 6 | 10 | Conventional | 2025 | Winter | Qg, [MVAr] | 2 | 0 | -8.1662e-06 | -7.8614e-06 | -6.291e-06 | -3.9699e-06 | -4.808e-06 | -3.9901e-06 | -1.036e-06 | 3.8855e-06 | 5.3799e-06 | 7.4681e-06 | 7.5261e-06 | 7.8459e-06 | 8.095e-06 | 9.1505e-06 | 4.4933e-06 | 1.2686e-06 | 4.4358e-06 | 5.6472e-06 | 2.7073e-06 | 1.5625e-06 | 1.0414e-06 | -1.786e-08 | -1.1887e-06 | -1.0261e-06
TSO | - | 7 | 10 | Conventional | 2025 | Winter | Pg, [MW] | 2 | 0 | 12.7998 | 12.7998 | 12.7997 | 12.7997 | 12.7997 | 12.7997 | 12.7999 | 12.7999 | 12.7999 | 12.7999 | 12.7999 | 12.7999 | 12.7999 | 12.7999 | 12.7999 | 12.7999 | 12.7999 | 12.7999 | 12.7999 | 12.7999 | 12.7999 | 12.7999 | 12.7998 | 12.7998
TSO | - | 7 | 10 | Conventional | 2025 | Winter | Qg, [MVAr] | 2 | 0 | -7.2959 | -7.1645 | -6.3645 | -4.6495 | -5.3604 | -4.6681 | -1.0921 | 5.571 | 6.782 | 7.9844 | 8.0117 | 8.1575 | 8.2656 | 8.6775 | 6.1071 | 2.4344 | 6.0585 | 6.9634 | 4.3319 | 2.8543 | 2.1003 | 0.4721 | -1.3177 | -1.0775
TSO | - | 8 | 11 | Conventional | 2025 | Winter | Pg, [MW] | 2 | 0 | 211.0525 | 190.4694 | 179.0181 | 174.0852 | 165.7366 | 180.6183 | 242.3071 | 268.171 | 288.5169 | 286.8865 | 299.8259 | 307.1936 | 298.0208 | 298.5312 | 280.7904 | 272.3723 | 276.9143 | 330.6694 | 323.7139 | 321.2311 | 324.197 | 302.662 | 284.4217 | 251.7708
TSO | - | 8 | 11 | Conventional | 2025 | Winter | Qg, [MVAr] | 2 | 0 | -38.7857 | -45.4652 | -44.5277 | -46.1343 | -46.6765 | -44.862 | -20.4962 | -3.1732 | 5.1369 | 12.368 | 16.9512 | 16.6332 | 19.1328 | 14.1727 | 11.6634 | 0.98249 | -0.7849 | 24.2584 | 24.5305 | 25.4264 | 15.5799 | 2.1344 | -7.0887 | -14.383
TSO | - | 9 | 13 | Conventional | 2025 | Winter | Pg, [MW] | 2 | 0 | 137.5482 | 122.5097 | 113.7061 | 108.3677 | 107.2136 | 119.0669 | 187.8551 | 184.6942 | 202.4816 | 208.9549 | 215.977 | 230.8796 | 209.9166 | 217.3698 | 201.5239 | 182.9025 | 178.2991 | 218.6434 | 209.7525 | 204.1468 | 196.0128 | 183.6612 | 173.429 | 159.1181
TSO | - | 9 | 13 | Conventional | 2025 | Winter | Qg, [MVAr] | 2 | 0 | -65.9951 | -75.5255 | -77.6883 | -77.9675 | -78.3634 | -75.3854 | -46.8065 | -28.1313 | -14.2981 | -14.1351 | -15.1538 | -20.5709 | -21.5109 | -23.7364 | -29.1726 | -37.7576 | -43.9074 | -17.9681 | -19.5601 | -20.5522 | -27.5453 | -35.1852 | -47.7752 | -57.2416
TSO | - | 10 | 14 | Conventional | 2025 | Winter | Pg, [MW] | 2 | 0 | -30.4743 | -31.5364 | -30.2335 | -28.849 | -27.137 | -28.3559 | -35.5904 | -32.349 | -34.6593 | -34.6866 | -39.7584 | -44.8665 | -41.0954 | -41.5102 | -38.6839 | -37.114 | -38.709 | -41.7519 | -42.2332 | -40.7085 | -41.967 | -40.4273 | -39.8003 | -35.8526
TSO | - | 10 | 14 | Conventional | 2025 | Winter | Qg, [MVAr] | 2 | 0 | -1.0402 | -1.0118 | -1.0466 | -1.0819 | -1.1233 | -1.094 | -0.89443 | -0.98928 | -0.92245 | -0.92159 | -0.75895 | -0.57252 | -0.71238 | -0.69762 | -0.79538 | -0.84667 | -0.79443 | -0.68878 | -0.67126 | -0.72574 | -0.68089 | -0.7357 | -0.75746 | -0.88632
TSO | - | 11 | 34 | Conventional | 2025 | Winter | Pg, [MW] | 2 | 0 | 39.9999 | 39.9999 | 39.9999 | 39.9999 | 39.9999 | 39.9999 | 40 | 40 | 40 | 40 | 40 | 40 | 40 | 40 | 39.9999 | 39.9999 | 39.9999 | 40 | 40 | 40 | 39.9999 | 39.9999 | 39.9999 | 39.9999
TSO | - | 11 | 34 | Conventional | 2025 | Winter | Qg, [MVAr] | 2 | 0 | 20.9999 | 20.9999 | 20.9999 | 20.9999 | 20.9999 | 20.9999 | 20.9999 | 20.9999 | 20.9999 | 20.9999 | 20.9999 | 20.9999 | 20.9999 | 20.9999 | 20.9999 | 20.9999 | 20.9999 | 20.9999 | 20.9999 | 20.9999 | 20.9999 | 20.9999 | 20.9999 | 20.9999
TSO | - | 12 | 34 | Conventional | 2025 | Winter | Pg, [MW] | 2 | 0 | 39.9999 | 39.9999 | 39.9999 | 39.9999 | 39.9999 | 39.9999 | 40 | 40 | 40 | 40 | 40 | 40 | 40 | 40 | 39.9999 | 39.9999 | 39.9999 | 40 | 40 | 40 | 39.9999 | 39.9999 | 39.9999 | 39.9999
TSO | - | 12 | 34 | Conventional | 2025 | Winter | Qg, [MVAr] | 2 | 0 | 20.9999 | 20.9999 | 20.9999 | 20.9999 | 20.9999 | 20.9999 | 20.9999 | 20.9999 | 20.9999 | 20.9999 | 20.9999 | 20.9999 | 20.9999 | 20.9999 | 20.9999 | 20.9999 | 20.9999 | 20.9999 | 20.9999 | 20.9999 | 20.9999 | 20.9999 | 20.9999 | 20.9999
TSO | - | 13 | 36 | Conventional | 2025 | Winter | Pg, [MW] | 2 | 0 | 0.0097016 | 0.009348 | 1.6899e-05 | 1.7486e-05 | 1.2961e-05 | 0.0096316 | 0.0099515 | 0.0099516 | 0.0099554 | 0.0099479 | 0.0099489 | 0.009958 | 0.0099426 | 0.0099488 | 0.0099325 | 0.0099127 | 0.0098966 | 0.0099518 | 0.0099428 | 0.0099423 | 0.0099305 | 0.0098959 | 0.0098747 | 0.0098558
TSO | - | 13 | 36 | Conventional | 2025 | Winter | Qg, [MVAr] | 2 | 0 | -0.0099487 | -0.0099523 | -0.0099513 | -0.0099495 | -0.0099504 | -0.0099498 | -0.0099365 | -0.0099143 | -0.0099063 | -0.0099338 | -0.0099045 | -0.0099228 | -0.0099085 | -0.0099221 | -0.0099184 | -0.0099294 | -0.0099498 | -0.0099257 | -0.0099486 | -0.0099527 | -0.0099548 | -0.0099536 | -0.0099533 | -0.0099535
TSO | - | 14 | 36 | Conventional | 2025 | Winter | Pg, [MW] | 2 | 0 | 39.9997 | 39.9993 | 37.2586 | 37.3435 | 36.5105 | 39.9996 | 40 | 40 | 40 | 39.9999 | 39.9999 | 40 | 39.9999 | 39.9999 | 39.9999 | 39.9999 | 39.9999 | 40 | 39.9999 | 39.9999 | 39.9999 | 39.9999 | 39.9999 | 39.9999
TSO | - | 14 | 36 | Conventional | 2025 | Winter | Qg, [MVAr] | 2 | 0 | -8.3999 | -8.4 | -8.4 | -8.3999 | -8.4 | -8.3999 | -8.3999 | -8.3999 | -8.3999 | -8.3999 | -8.3999 | -8.3999 | -8.3999 | -8.3999 | -8.3999 | -8.3999 | -8.3999 | -8.3999 | -8.3999 | -8.4 | -8.4 | -8.4 | -8.4 | -8.4
TSO | - | 1 | 7 | Conventional | 2025 | Winter | Pg, [MW] | 2 | 1 | 47.132 | 45.6963 | 42.9341 | 44.7195 | 45.1997 | 45.3304 | 47.4999 | 47.4993 | 43.786 | 46.8065 | 47.4997 | 47.4999 | 47.4992 | 47.4998 | 47.4996 | 46.9931 | 45.8828 | 47.4995 | 45.9079 | 42.9964 | 42.0134 | 39.9129 | 47.1109 | 47.4997
TSO | - | 1 | 7 | Conventional | 2025 | Winter | Qg, [MVAr] | 2 | 1 | 24.9992 | 24.9994 | 24.9995 | 24.9996 | 24.9996 | 24.9996 | 22.2108 | 17.5194 | 15.4979 | 17.4649 | 16.5083 | 16.7279 | 17.6063 | 20.0905 | 20.4788 | 22.991 | 24.9997 | 18.3143 | 21.02 | 20.1609 | 23.629 | 24.9983 | 24.9991 | 24.9995
TSO | - | 2 | 7 | Conventional | 2025 | Winter | Pg, [MW] | 2 | 1 | 47.132 | 45.6963 | 42.9341 | 44.7195 | 45.1997 | 45.3304 | 47.4999 | 47.4993 | 43.786 | 46.8065 | 47.4997 | 47.4999 | 47.4992 | 47.4998 | 47.4996 | 46.9931 | 45.8828 | 47.4995 | 45.9079 | 42.9964 | 42.0134 | 39.9129 | 47.1109 | 47.4997
TSO | - | 2 | 7 | Conventional | 2025 | Winter | Qg, [MVAr] | 2 | 1 | 24.9992 | 24.9994 | 24.9995 | 24.9996 | 24.9996 | 24.9996 | 22.2108 | 17.5194 | 15.4979 | 17.4649 | 16.5083 | 16.7279 | 17.6063 | 20.0905 | 20.4788 | 22.991 | 24.9997 | 18.3143 | 21.02 | 20.1609 | 23.629 | 24.9983 | 24.9991 | 24.9995
TSO | - | 3 | 8 | Conventional | 2025 | Winter | Pg, [MW] | 2 | 1 | 50.2787 | 37.7383 | 33.8807 | 33.0891 | 33.7074 | 40.8262 | 66.7676 | 78.19 | 84.2225 | 86.1881 | 81.6087 | 79.3839 | 76.9274 | 79.1813 | 74.3975 | 68.9635 | 66.1544 | 87.3543 | 82.3789 | 82.5201 | 78.5 | 71.9897 | 65.317 | 59.1376
TSO | - | 3 | 8 | Conventional | 2025 | Winter | Qg, [MVAr] | 2 | 1 | 68.6409 | 62.7109 | 61.5703 | 60.8196 | 60.0973 | 61.1751 | 67.1524 | 72.2536 | 77.7722 | 52.6499 | 33.9983 | 28.7999 | 28.3204 | 27.9455 | 28.8873 | 51.6322 | 67.2611 | 72.9591 | 72.3547 | 73.6889 | 71.2409 | 70.407 | 69.681 | 65.8727
TSO | - | 4 | 10 | Conventional | 2025 | Winter | Pg, [MW] | 2 | 1 | 0.009802 | 0.0097774 | 0.0097463 | 0.0097367 | 0.0097239 | 0.0097382 | 0.0098949 | 0.0098571 | 0.0098844 | 0.009895 | 0.0098948 | 0.0099133 | 0.0098759 | 0.009899 | 0.0098769 | 0.0098548 | 0.0098601 | 0.0099014 | 0.0098789 | 0.0098825 | 0.0098777 | 0.0098541 | 0.0098411 | 0.0098485
TSO | - | 4 | 10 | Conventional | 2025 | Winter | Qg, [MVAr] | 2 | 1 | -8.1662e-06 | -7.8614e-06 | -6.291e-06 | -3.9699e-06 | -4.808e-06 | -3.9901e-06 | -1.036e-06 | 3.8855e-06 | 5.3799e-06 | 7.4681e-06 | 7.5261e-06 | 7.8459e-06 | 8.095e-06 | 9.1505e-06 | 4.4933e-06 | 1.2686e-06 | 4.4358e-06 | 5.6472e-06 | 2.7073e-06 | 1.5625e-06 | 1.0414e-06 | -1.7856e-08 | -1.1887e-06 | -1.0261e-06
TSO | - | 5 | 10 | Conventional | 2025 | Winter | Pg, [MW] | 2 | 1 | 0.009802 | 0.0097774 | 0.0097463 | 0.0097367 | 0.0097239 | 0.0097382 | 0.0098949 | 0.0098571 | 0.0098844 | 0.009895 | 0.0098948 | 0.0099133 | 0.0098759 | 0.009899 | 0.0098769 | 0.0098548 | 0.0098601 | 0.0099014 | 0.0098789 | 0.0098825 | 0.0098777 | 0.0098541 | 0.0098411 | 0.0098485
TSO | - | 5 | 10 | Conventional | 2025 | Winter | Qg, [MVAr] | 2 | 1 | -8.1662e-06 | -7.8614e-06 | -6.291e-06 | -3.9699e-06 | -4.808e-06 | -3.9901e-06 | -1.036e-06 | 3.8855e-06 | 5.3799e-06 | 7.4681e-06 | 7.5261e-06 | 7.8459e-06 | 8.095e-06 | 9.1505e-06 | 4.4933e-06 | 1.2686e-06 | 4.4358e-06 | 5.6472e-06 | 2.7073e-06 | 1.5625e-06 | 1.0414e-06 | -1.7856e-08 | -1.1887e-06 | -1.0261e-06
TSO | - | 6 | 10 | Conventional | 2025 | Winter | Pg, [MW] | 2 | 1 | 0.009802 | 0.0097774 | 0.0097463 | 0.0097367 | 0.0097239 | 0.0097382 | 0.0098949 | 0.0098571 | 0.0098844 | 0.009895 | 0.0098948 | 0.0099133 | 0.0098759 | 0.009899 | 0.0098769 | 0.0098548 | 0.0098601 | 0.0099014 | 0.0098789 | 0.0098825 | 0.0098777 | 0.0098541 | 0.0098411 | 0.0098485
TSO | - | 6 | 10 | Conventional | 2025 | Winter | Qg, [MVAr] | 2 | 1 | -8.1662e-06 | -7.8614e-06 | -6.291e-06 | -3.9699e-06 | -4.808e-06 | -3.9901e-06 | -1.036e-06 | 3.8855e-06 | 5.3799e-06 | 7.4681e-06 | 7.5261e-06 | 7.8459e-06 | 8.095e-06 | 9.1505e-06 | 4.4933e-06 | 1.2686e-06 | 4.4358e-06 | 5.6472e-06 | 2.7073e-06 | 1.5625e-06 | 1.0414e-06 | -1.7856e-08 | -1.1887e-06 | -1.0261e-06
TSO | - | 7 | 10 | Conventional | 2025 | Winter | Pg, [MW] | 2 | 1 | 12.7998 | 12.7998 | 12.7997 | 12.7997 | 12.7997 | 12.7997 | 12.7999 | 12.7999 | 12.7999 | 12.7999 | 12.7999 | 12.7999 | 12.7999 | 12.7999 | 12.7999 | 12.7999 | 12.7999 | 12.7999 | 12.7999 | 12.7999 | 12.7999 | 12.7999 | 12.7998 | 12.7998
TSO | - | 7 | 10 | Conventional | 2025 | Winter | Qg, [MVAr] | 2 | 1 | -7.2959 | -7.1645 | -6.3645 | -4.6495 | -5.3604 | -4.6681 | -1.0921 | 5.571 | 6.782 | 7.9844 | 8.0117 | 8.1575 | 8.2656 | 8.6775 | 6.1071 | 2.4344 | 6.0585 | 6.9634 | 4.3319 | 2.8543 | 2.1003 | 0.47211 | -1.3177 | -1.0775
TSO | - | 8 | 11 | Conventional | 2025 | Winter | Pg, [MW] | 2 | 1 | 211.053 | 190.469 | 179.0181 | 174.0855 | 165.7361 | 180.6183 | 242.3065 | 268.1711 | 288.5169 | 286.887 | 299.8267 | 307.1944 | 298.0205 | 298.5306 | 280.7903 | 272.3727 | 276.9148 | 330.6688 | 323.7147 | 321.231 | 324.1968 | 302.6617 | 284.4214 | 251.7702
TSO | - | 8 | 11 | Conventional | 2025 | Winter | Qg, [MVAr] | 2 | 1 | -38.7857 | -45.4652 | -44.5277 | -46.1343 | -46.6765 | -44.862 | -20.4963 | -3.1732 | 5.1369 | 12.3681 | 16.9513 | 16.6333 | 19.1327 | 14.1727 | 11.6634 | 0.98253 | -0.78485 | 24.2584 | 24.5305 | 25.4264 | 15.5799 | 2.1344 | -7.0888 | -14.3831
TSO | - | 9 | 13 | Conventional | 2025 | Winter | Pg, [MW] | 2 | 1 | 137.5481 | 122.5098 | 113.7061 | 108.3676 | 107.2137 | 119.0669 | 187.8551 | 184.6942 | 202.4816 | 208.9548 | 215.977 | 230.8796 | 209.9166 | 217.3698 | 201.5238 | 182.9024 | 178.2991 | 218.6433 | 209.7524 | 204.1468 | 196.0128 | 183.6613 | 173.4291 | 159.1181
TSO | - | 9 | 13 | Conventional | 2025 | Winter | Qg, [MVAr] | 2 | 1 | -65.9951 | -75.5255 | -77.6883 | -77.9675 | -78.3634 | -75.3854 | -46.8065 | -28.1313 | -14.2981 | -14.1351 | -15.1538 | -20.571 | -21.5109 | -23.7364 | -29.1726 | -37.7576 | -43.9074 | -17.9681 | -19.5601 | -20.5522 | -27.5453 | -35.1852 | -47.7752 | -57.2416
TSO | - | 10 | 14 | Conventional | 2025 | Winter | Pg, [MW] | 2 | 1 | -30.4744 | -31.5363 | -30.2335 | -28.849 | -27.137 | -28.3559 | -35.5903 | -32.349 | -34.6593 | -34.6867 | -39.7585 | -44.8666 | -41.0954 | -41.5101 | -38.6839 | -37.114 | -38.7091 | -41.7519 | -42.2332 | -40.7085 | -41.9669 | -40.4273 | -39.8003 | -35.8525
TSO | - | 10 | 14 | Conventional | 2025 | Winter | Qg, [MVAr] | 2 | 1 | -1.0402 | -1.0118 | -1.0466 | -1.0819 | -1.1233 | -1.094 | -0.89443 | -0.98928 | -0.92245 | -0.92158 | -0.75895 | -0.57252 | -0.71238 | -0.69762 | -0.79538 | -0.84667 | -0.79443 | -0.68878 | -0.67125 | -0.72574 | -0.6809 | -0.73571 | -0.75746 | -0.88632
TSO | - | 11 | 34 | Conventional | 2025 | Winter | Pg, [MW] | 2 | 1 | 39.9999 | 39.9999 | 39.9999 | 39.9999 | 39.9999 | 39.9999 | 40 | 40 | 40 | 40 | 40 | 40 | 40 | 40 | 39.9999 | 39.9999 | 39.9999 | 40 | 40 | 40 | 39.9999 | 39.9999 | 39.9999 | 39.9999
TSO | - | 11 | 34 | Conventional | 2025 | Winter | Qg, [MVAr] | 2 | 1 | 20.9999 | 20.9999 | 20.9999 | 20.9999 | 20.9999 | 20.9999 | 20.9999 | 20.9999 | 20.9999 | 20.9999 | 20.9999 | 20.9999 | 20.9999 | 20.9999 | 20.9999 | 20.9999 | 20.9999 | 20.9999 | 20.9999 | 20.9999 | 20.9999 | 20.9999 | 20.9999 | 20.9999
TSO | - | 12 | 34 | Conventional | 2025 | Winter | Pg, [MW] | 2 | 1 | 39.9999 | 39.9999 | 39.9999 | 39.9999 | 39.9999 | 39.9999 | 40 | 40 | 40 | 40 | 40 | 40 | 40 | 40 | 39.9999 | 39.9999 | 39.9999 | 40 | 40 | 40 | 39.9999 | 39.9999 | 39.9999 | 39.9999
TSO | - | 12 | 34 | Conventional | 2025 | Winter | Qg, [MVAr] | 2 | 1 | 20.9999 | 20.9999 | 20.9999 | 20.9999 | 20.9999 | 20.9999 | 20.9999 | 20.9999 | 20.9999 | 20.9999 | 20.9999 | 20.9999 | 20.9999 | 20.9999 | 20.9999 | 20.9999 | 20.9999 | 20.9999 | 20.9999 | 20.9999 | 20.9999 | 20.9999 | 20.9999 | 20.9999
TSO | - | 13 | 36 | Conventional | 2025 | Winter | Pg, [MW] | 2 | 1 | 0.0097016 | 0.009348 | 1.6899e-05 | 1.7486e-05 | 1.2961e-05 | 0.0096316 | 0.0099515 | 0.0099516 | 0.0099554 | 0.0099479 | 0.0099489 | 0.009958 | 0.0099426 | 0.0099488 | 0.0099325 | 0.0099127 | 0.0098966 | 0.0099518 | 0.0099428 | 0.0099423 | 0.0099305 | 0.0098959 | 0.0098747 | 0.0098558
TSO | - | 13 | 36 | Conventional | 2025 | Winter | Qg, [MVAr] | 2 | 1 | -0.0099487 | -0.0099523 | -0.0099513 | -0.0099495 | -0.0099504 | -0.0099498 | -0.0099365 | -0.0099143 | -0.0099063 | -0.0099338 | -0.0099045 | -0.0099228 | -0.0099085 | -0.0099221 | -0.0099184 | -0.0099294 | -0.0099498 | -0.0099257 | -0.0099486 | -0.0099527 | -0.0099548 | -0.0099536 | -0.0099533 | -0.0099535
TSO | - | 14 | 36 | Conventional | 2025 | Winter | Pg, [MW] | 2 | 1 | 39.9997 | 39.9993 | 37.2586 | 37.3435 | 36.5105 | 39.9996 | 40 | 40 | 40 | 39.9999 | 39.9999 | 40 | 39.9999 | 39.9999 | 39.9999 | 39.9999 | 39.9999 | 40 | 39.9999 | 39.9999 | 39.9999 | 39.9999 | 39.9999 | 39.9999
TSO | - | 14 | 36 | Conventional | 2025 | Winter | Qg, [MVAr] | 2 | 1 | -8.3999 | -8.4 | -8.4 | -8.3999 | -8.4 | -8.3999 | -8.3999 | -8.3999 | -8.3999 | -8.3999 | -8.3999 | -8.3999 | -8.3999 | -8.3999 | -8.3999 | -8.3999 | -8.3999 | -8.3999 | -8.3999 | -8.4 | -8.4 | -8.4 | -8.4 | -8.4
TSO | - | 1 | 7 | Conventional | 2025 | Winter | Pg, [MW] | 2 | 2 | 47.1319 | 45.6964 | 42.9341 | 44.7194 | 45.1998 | 45.3304 | 47.4999 | 47.4993 | 43.786 | 46.8063 | 47.4997 | 47.4999 | 47.4992 | 47.4998 | 47.4996 | 46.993 | 45.8827 | 47.4995 | 45.9078 | 42.9964 | 42.0134 | 39.913 | 47.1109 | 47.4997
TSO | - | 1 | 7 | Conventional | 2025 | Winter | Qg, [MVAr] | 2 | 2 | 24.9992 | 24.9994 | 24.9995 | 24.9996 | 24.9996 | 24.9996 | 22.2108 | 17.5194 | 15.4979 | 17.4649 | 16.5083 | 16.7279 | 17.6063 | 20.0905 | 20.4788 | 22.991 | 24.9997 | 18.3143 | 21.02 | 20.1609 | 23.629 | 24.9983 | 24.9991 | 24.9995
TSO | - | 2 | 7 | Conventional | 2025 | Winter | Pg, [MW] | 2 | 2 | 47.1319 | 45.6964 | 42.9341 | 44.7194 | 45.1998 | 45.3304 | 47.4999 | 47.4993 | 43.786 | 46.8063 | 47.4997 | 47.4999 | 47.4992 | 47.4998 | 47.4996 | 46.993 | 45.8827 | 47.4995 | 45.9078 | 42.9964 | 42.0134 | 39.913 | 47.1109 | 47.4997
TSO | - | 2 | 7 | Conventional | 2025 | Winter | Qg, [MVAr] | 2 | 2 | 24.9992 | 24.9994 | 24.9995 | 24.9996 | 24.9996 | 24.9996 | 22.2108 | 17.5194 | 15.4979 | 17.4649 | 16.5083 | 16.7279 | 17.6063 | 20.0905 | 20.4788 | 22.991 | 24.9997 | 18.3143 | 21.02 | 20.1609 | 23.629 | 24.9983 | 24.9991 | 24.9995
TSO | - | 3 | 8 | Conventional | 2025 | Winter | Pg, [MW] | 2 | 2 | 50.2787 | 37.7383 | 33.8807 | 33.0891 | 33.7074 | 40.8262 | 66.7677 | 78.19 | 84.2225 | 86.1881 | 81.6086 | 79.3838 | 76.9274 | 79.1813 | 74.3975 | 68.9635 | 66.1544 | 87.3544 | 82.3789 | 82.5201 | 78.5 | 71.9897 | 65.317 | 59.1376
TSO | - | 3 | 8 | Conventional | 2025 | Winter | Qg, [MVAr] | 2 | 2 | 68.6409 | 62.7109 | 61.5703 | 60.8196 | 60.0973 | 61.1751 | 67.1524 | 72.2536 | 77.7722 | 52.65 | 33.9983 | 28.7999 | 28.3204 | 27.9455 | 28.8873 | 51.6322 | 67.2611 | 72.9591 | 72.3547 | 73.6889 | 71.2409 | 70.407 | 69.681 | 65.8727
TSO | - | 4 | 10 | Conventional | 2025 | Winter | Pg, [MW] | 2 | 2 | 0.009802 | 0.0097774 | 0.0097463 | 0.0097367 | 0.0097239 | 0.0097382 | 0.0098949 | 0.0098571 | 0.0098844 | 0.009895 | 0.0098948 | 0.0099133 | 0.0098759 | 0.009899 | 0.0098769 | 0.0098548 | 0.0098601 | 0.0099014 | 0.0098789 | 0.0098825 | 0.0098777 | 0.0098541 | 0.0098411 | 0.0098485
TSO | - | 4 | 10 | Conventional | 2025 | Winter | Qg, [MVAr] | 2 | 2 | -8.1662e-06 | -7.8614e-06 | -6.291e-06 | -3.9699e-06 | -4.808e-06 | -3.9901e-06 | -1.036e-06 | 3.8855e-06 | 5.3799e-06 | 7.4681e-06 | 7.5261e-06 | 7.8459e-06 | 8.095e-06 | 9.1505e-06 | 4.4934e-06 | 1.2686e-06 | 4.4358e-06 | 5.6472e-06 | 2.7073e-06 | 1.5625e-06 | 1.0414e-06 | -1.7857e-08 | -1.1887e-06 | -1.0261e-06
TSO | - | 5 | 10 | Conventional | 2025 | Winter | Pg, [MW] | 2 | 2 | 0.009802 | 0.0097774 | 0.0097463 | 0.0097367 | 0.0097239 | 0.0097382 | 0.0098949 | 0.0098571 | 0.0098844 | 0.009895 | 0.0098948 | 0.0099133 | 0.0098759 | 0.009899 | 0.0098769 | 0.0098548 | 0.0098601 | 0.0099014 | 0.0098789 | 0.0098825 | 0.0098777 | 0.0098541 | 0.0098411 | 0.0098485
TSO | - | 5 | 10 | Conventional | 2025 | Winter | Qg, [MVAr] | 2 | 2 | -8.1662e-06 | -7.8614e-06 | -6.291e-06 | -3.9699e-06 | -4.808e-06 | -3.9901e-06 | -1.036e-06 | 3.8855e-06 | 5.3799e-06 | 7.4681e-06 | 7.5261e-06 | 7.8459e-06 | 8.095e-06 | 9.1505e-06 | 4.4934e-06 | 1.2686e-06 | 4.4358e-06 | 5.6472e-06 | 2.7073e-06 | 1.5625e-06 | 1.0414e-06 | -1.7857e-08 | -1.1887e-06 | -1.0261e-06
TSO | - | 6 | 10 | Conventional | 2025 | Winter | Pg, [MW] | 2 | 2 | 0.009802 | 0.0097774 | 0.0097463 | 0.0097367 | 0.0097239 | 0.0097382 | 0.0098949 | 0.0098571 | 0.0098844 | 0.009895 | 0.0098948 | 0.0099133 | 0.0098759 | 0.009899 | 0.0098769 | 0.0098548 | 0.0098601 | 0.0099014 | 0.0098789 | 0.0098825 | 0.0098777 | 0.0098541 | 0.0098411 | 0.0098485
TSO | - | 6 | 10 | Conventional | 2025 | Winter | Qg, [MVAr] | 2 | 2 | -8.1662e-06 | -7.8614e-06 | -6.291e-06 | -3.9699e-06 | -4.808e-06 | -3.9901e-06 | -1.036e-06 | 3.8855e-06 | 5.3799e-06 | 7.4681e-06 | 7.5261e-06 | 7.8459e-06 | 8.095e-06 | 9.1505e-06 | 4.4934e-06 | 1.2686e-06 | 4.4358e-06 | 5.6472e-06 | 2.7073e-06 | 1.5625e-06 | 1.0414e-06 | -1.7857e-08 | -1.1887e-06 | -1.0261e-06
TSO | - | 7 | 10 | Conventional | 2025 | Winter | Pg, [MW] | 2 | 2 | 12.7998 | 12.7998 | 12.7997 | 12.7997 | 12.7997 | 12.7997 | 12.7999 | 12.7999 | 12.7999 | 12.7999 | 12.7999 | 12.7999 | 12.7999 | 12.7999 | 12.7999 | 12.7999 | 12.7999 | 12.7999 | 12.7999 | 12.7999 | 12.7999 | 12.7999 | 12.7998 | 12.7998
TSO | - | 7 | 10 | Conventional | 2025 | Winter | Qg, [MVAr] | 2 | 2 | -7.2959 | -7.1645 | -6.3645 | -4.6495 | -5.3604 | -4.6681 | -1.0921 | 5.571 | 6.782 | 7.9844 | 8.0117 | 8.1575 | 8.2656 | 8.6775 | 6.1071 | 2.4344 | 6.0585 | 6.9634 | 4.3319 | 2.8543 | 2.1003 | 0.47211 | -1.3177 | -1.0775
TSO | - | 8 | 11 | Conventional | 2025 | Winter | Pg, [MW] | 2 | 2 | 211.0518 | 190.4699 | 179.0181 | 174.0848 | 165.7372 | 180.6182 | 242.3079 | 268.1708 | 288.5169 | 286.8859 | 299.8251 | 307.1927 | 298.0211 | 298.5318 | 280.7904 | 272.3719 | 276.9137 | 330.67 | 323.713 | 321.2312 | 324.1972 | 302.6624 | 284.422 | 251.7715
TSO | - | 8 | 11 | Conventional | 2025 | Winter | Qg, [MVAr] | 2 | 2 | -38.7858 | -45.4651 | -44.5277 | -46.1343 | -46.6764 | -44.862 | -20.4962 | -3.1732 | 5.1369 | 12.368 | 16.9512 | 16.6331 | 19.1328 | 14.1728 | 11.6634 | 0.98245 | -0.78496 | 24.2585 | 24.5304 | 25.4264 | 15.58 | 2.1344 | -7.0887 | -14.383
TSO | - | 9 | 13 | Conventional | 2025 | Winter | Pg, [MW] | 2 | 2 | 137.5478 | 122.51 | 113.7061 | 108.3675 | 107.214 | 119.0669 | 187.8557 | 184.6941 | 202.4816 | 208.9545 | 215.9763 | 230.8789 | 209.9169 | 217.3703 | 201.5239 | 182.9022 | 178.2988 | 218.6439 | 209.7521 | 204.1469 | 196.0129 | 183.6615 | 173.4292 | 159.1187
TSO | - | 9 | 13 | Conventional | 2025 | Winter | Qg, [MVAr] | 2 | 2 | -65.9951 | -75.5255 | -77.6883 | -77.9675 | -78.3634 | -75.3854 | -46.8065 | -28.1313 | -14.2981 | -14.1351 | -15.1539 | -20.571 | -21.5109 | -23.7364 | -29.1726 | -37.7576 | -43.9074 | -17.968 | -19.5601 | -20.5522 | -27.5453 | -35.1852 | -47.7752 | -57.2416
TSO | - | 10 | 14 | Conventional | 2025 | Winter | Pg, [MW] | 2 | 2 | -30.4742 | -31.5365 | -30.2335 | -28.8489 | -27.1372 | -28.3559 | -35.5906 | -32.349 | -34.6593 | -34.6864 | -39.7582 | -44.8663 | -41.0955 | -41.5104 | -38.684 | -37.1138 | -38.7089 | -41.7521 | -42.2329 | -40.7086 | -41.967 | -40.4274 | -39.8004 | -35.8528
TSO | - | 10 | 14 | Conventional | 2025 | Winter | Qg, [MVAr] | 2 | 2 | -1.0402 | -1.0118 | -1.0466 | -1.0819 | -1.1233 | -1.0941 | -0.89442 | -0.98928 | -0.92245 | -0.92159 | -0.75896 | -0.57253 | -0.71238 | -0.69761 | -0.79538 | -0.84667 | -0.79444 | -0.68878 | -0.67126 | -0.72574 | -0.68089 | -0.7357 | -0.75746 | -0.88631
TSO | - | 11 | 34 | Conventional | 2025 | Winter | Pg, [MW] | 2 | 2 | 39.9999 | 39.9999 | 39.9999 | 39.9999 | 39.9999 | 39.9999 | 40 | 40 | 40 | 40 | 40 | 40 | 40 | 40 | 39.9999 | 39.9999 | 39.9999 | 40 | 40 | 40 | 39.9999 | 39.9999 | 39.9999 | 39.9999
TSO | - | 11 | 34 | Conventional | 2025 | Winter | Qg, [MVAr] | 2 | 2 | 20.9999 | 20.9999 | 20.9999 | 20.9999 | 20.9999 | 20.9999 | 20.9999 | 20.9999 | 20.9999 | 20.9999 | 20.9999 | 20.9999 | 20.9999 | 20.9999 | 20.9999 | 20.9999 | 20.9999 | 20.9999 | 20.9999 | 20.9999 | 20.9999 | 20.9999 | 20.9999 | 20.9999
TSO | - | 12 | 34 | Conventional | 2025 | Winter | Pg, [MW] | 2 | 2 | 39.9999 | 39.9999 | 39.9999 | 39.9999 | 39.9999 | 39.9999 | 40 | 40 | 40 | 40 | 40 | 40 | 40 | 40 | 39.9999 | 39.9999 | 39.9999 | 40 | 40 | 40 | 39.9999 | 39.9999 | 39.9999 | 39.9999
TSO | - | 12 | 34 | Conventional | 2025 | Winter | Qg, [MVAr] | 2 | 2 | 20.9999 | 20.9999 | 20.9999 | 20.9999 | 20.9999 | 20.9999 | 20.9999 | 20.9999 | 20.9999 | 20.9999 | 20.9999 | 20.9999 | 20.9999 | 20.9999 | 20.9999 | 20.9999 | 20.9999 | 20.9999 | 20.9999 | 20.9999 | 20.9999 | 20.9999 | 20.9999 | 20.9999
TSO | - | 13 | 36 | Conventional | 2025 | Winter | Pg, [MW] | 2 | 2 | 0.0097016 | 0.009348 | 1.6899e-05 | 1.7486e-05 | 1.2962e-05 | 0.0096316 | 0.0099515 | 0.0099516 | 0.0099554 | 0.0099479 | 0.0099489 | 0.009958 | 0.0099426 | 0.0099488 | 0.0099325 | 0.0099127 | 0.0098966 | 0.0099518 | 0.0099428 | 0.0099423 | 0.0099305 | 0.0098959 | 0.0098747 | 0.0098558
TSO | - | 13 | 36 | Conventional | 2025 | Winter | Qg, [MVAr] | 2 | 2 | -0.0099487 | -0.0099523 | -0.0099513 | -0.0099495 | -0.0099504 | -0.0099498 | -0.0099365 | -0.0099143 | -0.0099063 | -0.0099338 | -0.0099045 | -0.0099228 | -0.0099085 | -0.0099221 | -0.0099184 | -0.0099294 | -0.0099498 | -0.0099257 | -0.0099486 | -0.0099527 | -0.0099548 | -0.0099536 | -0.0099533 | -0.0099535
TSO | - | 14 | 36 | Conventional | 2025 | Winter | Pg, [MW] | 2 | 2 | 39.9997 | 39.9993 | 37.2586 | 37.3435 | 36.5105 | 39.9996 | 40 | 40 | 40 | 39.9999 | 39.9999 | 40 | 39.9999 | 39.9999 | 39.9999 | 39.9999 | 39.9999 | 40 | 39.9999 | 39.9999 | 39.9999 | 39.9999 | 39.9999 | 39.9999
TSO | - | 14 | 36 | Conventional | 2025 | Winter | Qg, [MVAr] | 2 | 2 | -8.3999 | -8.4 | -8.4 | -8.3999 | -8.4 | -8.3999 | -8.3999 | -8.3999 | -8.3999 | -8.3999 | -8.3999 | -8.3999 | -8.3999 | -8.3999 | -8.3999 | -8.3999 | -8.3999 | -8.3999 | -8.3999 | -8.4 | -8.4 | -8.4 | -8.4 | -8.4
TSO | - | 1 | 7 | Conventional | 2025 | Winter | Pg, [MW] | Expected | - | 47.2059 | 45.7461 | 42.8069 | 44.6428 | 45.0335 | 45.1831 | 47.4999 | 47.4993 | 44.1859 | 47.1253 | 47.4997 | 47.4999 | 47.4992 | 47.4998 | 47.4996 | 46.8754 | 45.6599 | 47.4995 | 45.447 | 43.1434 | 42.3437 | 40.0931 | 47.1627 | 47.4997
TSO | - | 1 | 7 | Conventional | 2025 | Winter | Qg, [MVAr] | Expected | - | 24.9993 | 24.9995 | 24.9995 | 24.9996 | 24.9995 | 24.9995 | 22.4502 | 17.7141 | 16.8577 | 18.8913 | 16.6285 | 16.8919 | 17.749 | 20.0167 | 20.3157 | 22.594 | 24.9996 | 18.1831 | 19.6138 | 20.6389 | 24.348 | 24.9989 | 24.9992 | 24.999
TSO | - | 2 | 7 | Conventional | 2025 | Winter | Pg, [MW] | Expected | - | 47.2059 | 45.7461 | 42.8069 | 44.6428 | 45.0335 | 45.1831 | 47.4999 | 47.4993 | 44.1859 | 47.1253 | 47.4997 | 47.4999 | 47.4992 | 47.4998 | 47.4996 | 46.8754 | 45.6599 | 47.4995 | 45.447 | 43.1434 | 42.3437 | 40.0931 | 47.1627 | 47.4997
TSO | - | 2 | 7 | Conventional | 2025 | Winter | Qg, [MVAr] | Expected | - | 24.9993 | 24.9995 | 24.9995 | 24.9996 | 24.9995 | 24.9995 | 22.4502 | 17.7141 | 16.8577 | 18.8913 | 16.6285 | 16.8919 | 17.749 | 20.0167 | 20.3157 | 22.594 | 24.9996 | 18.1831 | 19.6138 | 20.6389 | 24.348 | 24.9989 | 24.9992 | 24.999
TSO | - | 3 | 8 | Conventional | 2025 | Winter | Pg, [MW] | Expected | - | 50.215 | 37.7063 | 33.9221 | 33.1136 | 33.7607 | 40.9253 | 66.7506 | 78.1725 | 83.9898 | 86.0186 | 81.6004 | 79.3734 | 76.9193 | 79.1845 | 74.4044 | 69.0252 | 66.2964 | 87.3651 | 82.5894 | 82.4359 | 78.3138 | 71.8716 | 65.28 | 59.2243
TSO | - | 3 | 8 | Conventional | 2025 | Winter | Qg, [MVAr] | Expected | - | 68.417 | 62.5921 | 61.7773 | 60.9432 | 60.3651 | 61.5309 | 66.9513 | 72.0805 | 76.5657 | 51.4521 | 33.892 | 28.6559 | 28.1966 | 28.0125 | 29.0283 | 51.9643 | 67.8336 | 73.0767 | 73.4788 | 73.3099 | 70.4049 | 69.9473 | 69.5385 | 66.5282
TSO | - | 4 | 10 | Conventional | 2025 | Winter | Pg, [MW] | Expected | - | 0.0098001 | 0.0097763 | 0.0097483 | 0.0097379 | 0.0097266 | 0.0097418 | 0.0098943 | 0.0098564 | 0.0098768 | 0.0098897 | 0.0098944 | 0.0099129 | 0.0098754 | 0.0098992 | 0.0098774 | 0.0098568 | 0.0098634 | 0.0099018 | 0.0098848 | 0.0098806 | 0.0098731 | 0.009851 | 0.0098401 | 0.0098505
TSO | - | 4 | 10 | Conventional | 2025 | Winter | Qg, [MVAr] | Expected | - | -7.1603e-06 | -7.3762e-06 | -7.4214e-06 | -4.3948e-06 | -5.9074e-06 | -5.1906e-06 | -9.6755e-07 | 3.992e-06 | 6.4599e-06 | 9.0843e-06 | 7.6646e-06 | 8.0907e-06 | 8.3425e-06 | 9.1012e-06 | 4.4e-06 | 1.1513e-06 | 3.0394e-06 | 5.5687e-06 | 2.3754e-06 | 1.6354e-06 | 1.7136e-06 | 7.4838e-07 | -9.6035e-07 | -2.3072e-06
TSO | - | 5 | 10 | Conventional | 2025 | Winter | Pg, [MW] | Expected | - | 0.0098001 | 0.0097763 | 0.0097483 | 0.0097379 | 0.0097266 | 0.0097418 | 0.0098943 | 0.0098564 | 0.0098768 | 0.0098897 | 0.0098944 | 0.0099129 | 0.0098754 | 0.0098992 | 0.0098774 | 0.0098568 | 0.0098634 | 0.0099018 | 0.0098848 | 0.0098806 | 0.0098731 | 0.009851 | 0.0098401 | 0.0098505
TSO | - | 5 | 10 | Conventional | 2025 | Winter | Qg, [MVAr] | Expected | - | -7.1603e-06 | -7.3762e-06 | -7.4214e-06 | -4.3948e-06 | -5.9074e-06 | -5.1906e-06 | -9.6755e-07 | 3.992e-06 | 6.4599e-06 | 9.0843e-06 | 7.6646e-06 | 8.0907e-06 | 8.3425e-06 | 9.1012e-06 | 4.4e-06 | 1.1513e-06 | 3.0394e-06 | 5.5687e-06 | 2.3754e-06 | 1.6354e-06 | 1.7136e-06 | 7.4838e-07 | -9.6035e-07 | -2.3072e-06
TSO | - | 6 | 10 | Conventional | 2025 | Winter | Pg, [MW] | Expected | - | 0.0098001 | 0.0097763 | 0.0097483 | 0.0097379 | 0.0097266 | 0.0097418 | 0.0098943 | 0.0098564 | 0.0098768 | 0.0098897 | 0.0098944 | 0.0099129 | 0.0098754 | 0.0098992 | 0.0098774 | 0.0098568 | 0.0098634 | 0.0099018 | 0.0098848 | 0.0098806 | 0.0098731 | 0.009851 | 0.0098401 | 0.0098505
TSO | - | 6 | 10 | Conventional | 2025 | Winter | Qg, [MVAr] | Expected | - | -7.1603e-06 | -7.3762e-06 | -7.4214e-06 | -4.3948e-06 | -5.9074e-06 | -5.1906e-06 | -9.6755e-07 | 3.992e-06 | 6.4599e-06 | 9.0843e-06 | 7.6646e-06 | 8.0907e-06 | 8.3425e-06 | 9.1012e-06 | 4.4e-06 | 1.1513e-06 | 3.0394e-06 | 5.5687e-06 | 2.3754e-06 | 1.6354e-06 | 1.7136e-06 | 7.4838e-07 | -9.6035e-07 | -2.3072e-06
TSO | - | 7 | 10 | Conventional | 2025 | Winter | Pg, [MW] | Expected | - | 12.7998 | 12.7998 | 12.7997 | 12.7997 | 12.7997 | 12.7997 | 12.7999 | 12.7999 | 12.7999 | 12.7999 | 12.7999 | 12.7999 | 12.7999 | 12.7999 | 12.7999 | 12.7999 | 12.7999 | 12.7999 | 12.7999 | 12.7999 | 12.7999 | 12.7999 | 12.7998 | 12.7999
TSO | - | 7 | 10 | Conventional | 2025 | Winter | Qg, [MVAr] | Expected | - | -6.7675 | -6.8599 | -6.9092 | -4.9784 | -6.0727 | -5.5877 | -0.98845 | 5.6679 | 7.3972 | 8.5664 | 8.0708 | 8.2411 | 8.3453 | 8.642 | 6.0243 | 2.262 | 4.6023 | 6.907 | 3.9205 | 2.956 | 2.9945 | 1.6293 | -0.97227 | -2.7333
TSO | - | 8 | 11 | Conventional | 2025 | Winter | Pg, [MW] | Expected | - | 211.0709 | 190.4788 | 179.0051 | 174.0776 | 165.7203 | 180.5915 | 242.3077 | 268.1731 | 288.6096 | 286.9573 | 299.8271 | 307.196 | 298.0226 | 298.5309 | 280.7901 | 272.3453 | 276.862 | 330.667 | 323.6144 | 321.2626 | 324.2734 | 302.7035 | 284.4342 | 251.7674
TSO | - | 8 | 11 | Conventional | 2025 | Winter | Qg, [MVAr] | Expected | - | -38.7966 | -45.4719 | -44.5152 | -46.1267 | -46.6596 | -44.8413 | -20.4973 | -3.1728 | 5.1573 | 12.3954 | 16.9533 | 16.6374 | 19.1356 | 14.1714 | 11.6617 | 0.97726 | -0.76701 | 24.2536 | 24.4703 | 25.4353 | 15.6079 | 2.1248 | -7.0922 | -14.3553
TSO | - | 9 | 13 | Conventional | 2025 | Winter | Pg, [MW] | Expected | - | 137.4523 | 122.4612 | 113.7625 | 108.4008 | 107.2873 | 119.21 | 187.9603 | 184.7684 | 202.2523 | 209.0278 | 216.03 | 230.9523 | 209.9817 | 217.3313 | 201.4399 | 182.9623 | 178.4981 | 218.5898 | 209.9331 | 204.0421 | 195.8037 | 183.4911 | 173.3778 | 158.855
TSO | - | 9 | 13 | Conventional | 2025 | Winter | Qg, [MVAr] | Expected | - | -66.2685 | -75.6696 | -77.4384 | -77.8185 | -78.0404 | -74.9558 | -47.0578 | -28.3492 | -15.8515 | -15.6628 | -15.2852 | -20.7477 | -21.6636 | -23.6536 | -28.9986 | -37.3287 | -43.2164 | -17.821 | -18.1004 | -21.0506 | -28.6082 | -35.7403 | -47.9483 | -56.4747
TSO | - | 10 | 14 | Conventional | 2025 | Winter | Pg, [MW] | Expected | - | -30.4942 | -31.546 | -30.2205 | -28.8417 | -27.1224 | -28.3274 | -35.6387 | -32.3852 | -34.8598 | -34.9118 | -39.7834 | -44.9034 | -41.1255 | -41.494 | -38.6502 | -37.0503 | -38.6579 | -41.7227 | -41.9787 | -40.7756 | -42.1285 | -40.473 | -39.816 | -35.7538
TSO | - | 10 | 14 | Conventional | 2025 | Winter | Qg, [MVAr] | Expected | - | -1.0396 | -1.0115 | -1.0469 | -1.0821 | -1.1236 | -1.0947 | -0.89295 | -0.98827 | -0.91647 | -0.91485 | -0.75809 | -0.57109 | -0.71131 | -0.69819 | -0.79649 | -0.84869 | -0.79611 | -0.68983 | -0.68042 | -0.72339 | -0.67506 | -0.73413 | -0.75693 | -0.88934
TSO | - | 11 | 34 | Conventional | 2025 | Winter | Pg, [MW] | Expected | - | 39.9999 | 39.9999 | 39.9999 | 39.9999 | 39.9999 | 39.9999 | 40 | 40 | 40 | 40 | 40 | 40 | 40 | 40 | 39.9999 | 39.9999 | 39.9999 | 40 | 40 | 39.9999 | 39.9999 | 39.9999 | 39.9999 | 39.9999
TSO | - | 11 | 34 | Conventional | 2025 | Winter | Qg, [MVAr] | Expected | - | 20.9999 | 20.9999 | 20.9999 | 20.9999 | 20.9999 | 20.9999 | 20.9999 | 20.9999 | 20.9999 | 20.9999 | 20.9999 | 20.9999 | 20.9999 | 20.9999 | 20.9999 | 20.9999 | 20.9999 | 20.9999 | 20.9999 | 20.9999 | 20.9999 | 20.9999 | 20.9999 | 20.9999
TSO | - | 12 | 34 | Conventional | 2025 | Winter | Pg, [MW] | Expected | - | 39.9999 | 39.9999 | 39.9999 | 39.9999 | 39.9999 | 39.9999 | 40 | 40 | 40 | 40 | 40 | 40 | 40 | 40 | 39.9999 | 39.9999 | 39.9999 | 40 | 40 | 39.9999 | 39.9999 | 39.9999 | 39.9999 | 39.9999
TSO | - | 12 | 34 | Conventional | 2025 | Winter | Qg, [MVAr] | Expected | - | 20.9999 | 20.9999 | 20.9999 | 20.9999 | 20.9999 | 20.9999 | 20.9999 | 20.9999 | 20.9999 | 20.9999 | 20.9999 | 20.9999 | 20.9999 | 20.9999 | 20.9999 | 20.9999 | 20.9999 | 20.9999 | 20.9999 | 20.9999 | 20.9999 | 20.9999 | 20.9999 | 20.9999
TSO | - | 13 | 36 | Conventional | 2025 | Winter | Pg, [MW] | Expected | - | 0.0096947 | 0.009336 | 1.7742e-05 | 1.8002e-05 | 1.3598e-05 | 0.0096435 | 0.0099512 | 0.0099512 | 0.0099522 | 0.0099447 | 0.0099487 | 0.0099577 | 0.0099423 | 0.0099489 | 0.0099328 | 0.0099141 | 0.0099 | 0.009952 | 0.0099461 | 0.0099411 | 0.0099271 | 0.0098927 | 0.0098736 | 0.0098589
TSO | - | 13 | 36 | Conventional | 2025 | Winter | Qg, [MVAr] | Expected | - | -0.0099482 | -0.0099521 | -0.0099517 | -0.0099498 | -0.009951 | -0.0099505 | -0.0099362 | -0.0099139 | -0.0099039 | -0.0099322 | -0.0099043 | -0.0099225 | -0.0099082 | -0.0099222 | -0.0099187 | -0.0099299 | -0.009951 | -0.0099258 | -0.0099496 | -0.0099525 | -0.0099538 | -0.0099526 | -0.009953 | -0.0099548
TSO | - | 14 | 36 | Conventional | 2025 | Winter | Pg, [MW] | Expected | - | 39.9997 | 39.9993 | 37.3747 | 37.4082 | 36.654 | 39.9996 | 40 | 40 | 40 | 39.9999 | 39.9999 | 40 | 39.9999 | 39.9999 | 39.9999 | 39.9999 | 39.9999 | 40 | 39.9999 | 39.9999 | 39.9999 | 39.9999 | 39.9999 | 39.9999
TSO | - | 14 | 36 | Conventional | 2025 | Winter | Qg, [MVAr] | Expected | - | -8.3999 | -8.4 | -8.4 | -8.3999 | -8.4 | -8.4 | -8.3999 | -8.3999 | -8.3999 | -8.3999 | -8.3999 | -8.3999 | -8.3999 | -8.3999 | -8.3999 | -8.3999 | -8.4 | -8.3999 | -8.3999 | -8.4 | -8.4 | -8.4 | -8.4 | -8.4
DSO | 29 | 1 | 1 | Reference (TN) | 2025 | Winter | Pg, [MW] | 0 | 0 | 8.0508 | 7.6835 | 7.466 | 7.4317 | 7.3926 | 7.2753 | 6.9518 | 7.107 | 6.1645 | 5.7088 | 5.6495 | 5.8163 | 5.797 | 5.6836 | 6.9169 | 6.863 | 7.7128 | 6.2471 | 7.4903 | 6.3131 | 6.1584 | 5.8582 | 6.9761 | 6.8415
DSO | 29 | 1 | 1 | Reference (TN) | 2025 | Winter | Qg, [MVAr] | 0 | 0 | 1.0972 | 0.94999 | 0.86331 | 0.86165 | 0.88389 | 0.86682 | 0.76553 | 1.2866 | 0.56017 | 0.41899 | 0.46889 | 0.3645 | 0.45747 | 0.40619 | 0.95979 | 1.0514 | 0.78062 | 0.74333 | 0.78147 | 0.54573 | 0.45493 | 0.62577 | 0.68527 | 0.67322
DSO | 29 | 1 | 1 | Reference (TN) | 2025 | Winter | Pg, [MW] | 0 | 1 | 7.6164 | 7.249 | 7.0314 | 6.9971 | 6.958 | 6.8406 | 6.5171 | 6.6723 | 5.7296 | 5.2739 | 5.2146 | 5.3814 | 5.3621 | 5.2487 | 6.4822 | 6.4283 | 7.2782 | 5.8122 | 7.0557 | 5.8783 | 5.7235 | 5.4233 | 6.5414 | 6.4068
DSO | 29 | 1 | 1 | Reference (TN) | 2025 | Winter | Qg, [MVAr] | 0 | 1 | 1.111 | 0.96374 | 0.87703 | 0.87538 | 0.89763 | 0.88056 | 0.77922 | 1.3005 | 0.57374 | 0.43252 | 0.48244 | 0.378 | 0.47101 | 0.41971 | 0.97358 | 1.0653 | 0.79425 | 0.75699 | 0.7951 | 0.5593 | 0.46846 | 0.63941 | 0.69891 | 0.68687
DSO | 29 | 1 | 1 | Reference (TN) | 2025 | Winter | Pg, [MW] | 0 | 2 | 8.1771 | 7.8098 | 7.5922 | 7.5579 | 7.5188 | 7.4014 | 7.078 | 7.2332 | 6.2905 | 5.8348 | 5.7755 | 5.9423 | 5.923 | 5.8096 | 7.0431 | 6.9891 | 7.839 | 6.3731 | 7.6165 | 6.4392 | 6.2844 | 5.9842 | 7.1022 | 6.9677
DSO | 29 | 1 | 1 | Reference (TN) | 2025 | Winter | Qg, [MVAr] | 0 | 2 | 1.0839 | 0.93667 | 0.84996 | 0.8483 | 0.87056 | 0.85348 | 0.75215 | 1.2734 | 0.54671 | 0.4055 | 0.45541 | 0.35098 | 0.44398 | 0.39269 | 0.94651 | 1.0382 | 0.76721 | 0.72995 | 0.76806 | 0.53226 | 0.44143 | 0.61237 | 0.67186 | 0.65981
DSO | 29 | 1 | 1 | Reference (TN) | 2025 | Winter | Pg, [MW] | Expected | - | 7.9481 | 7.5808 | 7.3632 | 7.3289 | 7.2898 | 7.1724 | 6.849 | 7.0042 | 6.0615 | 5.6058 | 5.5465 | 5.7133 | 5.694 | 5.5806 | 6.8141 | 6.7601 | 7.61 | 6.1441 | 7.3875 | 6.2102 | 6.0554 | 5.7552 | 6.8732 | 6.7387
DSO | 29 | 1 | 1 | Reference (TN) | 2025 | Winter | Qg, [MVAr] | Expected | - | 1.0974 | 0.95013 | 0.86344 | 0.86178 | 0.88403 | 0.86695 | 0.76563 | 1.2869 | 0.56021 | 0.419 | 0.46891 | 0.3645 | 0.45749 | 0.4062 | 0.95996 | 1.0516 | 0.78069 | 0.74342 | 0.78154 | 0.54576 | 0.45494 | 0.62585 | 0.68535 | 0.6733
DSO | 1 | 2 | 9 | Reference (TN) | 2025 | Winter | Pg, [MW] | 0 | 0 | 26.0864 | 23.0853 | 22.009 | 21.8526 | 21.7804 | 23.3843 | 30.2684 | 32.5172 | 32.9862 | 36.2209 | 36.1584 | 37.0673 | 34.1398 | 34.2729 | 32.1392 | 31.627 | 31.5602 | 34.496 | 34.1904 | 33.1623 | 32.5963 | 30.262 | 29.0134 | 26.4771
DSO | 1 | 2 | 9 | Reference (TN) | 2025 | Winter | Qg, [MVAr] | 0 | 0 | -4.0264 | -5.1911 | -4.8916 | -4.5493 | -4.6221 | -4.518 | -2.9417 | -2.2731 | -1.4318 | -0.5427 | -0.58821 | -0.079444 | -0.53665 | -1.0852 | -2.3474 | -2.1108 | -2.0002 | -0.995 | -1.2117 | -0.9537 | -1.8148 | -2.2676 | -3.2814 | -3.7343
DSO | 1 | 2 | 9 | Reference (TN) | 2025 | Winter | Pg, [MW] | 0 | 1 | 26.2067 | 23.2056 | 22.1294 | 21.9729 | 21.9007 | 23.5046 | 30.3886 | 32.6374 | 33.1064 | 36.3411 | 36.2786 | 37.1876 | 34.26 | 34.3931 | 32.2595 | 31.7472 | 31.6805 | 34.6163 | 34.3106 | 33.2826 | 32.7166 | 30.3822 | 29.1337 | 26.5974
DSO | 1 | 2 | 9 | Reference (TN) | 2025 | Winter | Qg, [MVAr] | 0 | 1 | -4.0375 | -5.2022 | -4.9027 | -4.5604 | -4.6333 | -4.5291 | -2.9528 | -2.2843 | -1.4429 | -0.55382 | -0.59933 | -0.090571 | -0.54778 | -1.0963 | -2.3586 | -2.1219 | -2.0113 | -1.0061 | -1.2228 | -0.96486 | -1.8259 | -2.2787 | -3.2925 | -3.7454
DSO | 1 | 2 | 9 | Reference (TN) | 2025 | Winter | Pg, [MW] | 0 | 2 | 26.326 | 23.3249 | 22.2487 | 22.0922 | 22.0201 | 23.6239 | 30.5078 | 32.7567 | 33.2257 | 36.4603 | 36.3979 | 37.3068 | 34.3793 | 34.5124 | 32.3788 | 31.8665 | 31.7997 | 34.7355 | 34.4299 | 33.4019 | 32.8358 | 30.5015 | 29.2529 | 26.7166
DSO | 1 | 2 | 9 | Reference (TN) | 2025 | Winter | Qg, [MVAr] | 0 | 2 | -4.0488 | -5.2135 | -4.914 | -4.5717 | -4.6446 | -4.5404 | -2.9641 | -2.2956 | -1.4542 | -0.56512 | -0.61063 | -0.10187 | -0.55908 | -1.1076 | -2.3699 | -2.1332 | -2.0226 | -1.0174 | -1.2341 | -0.97616 | -1.8372 | -2.29 | -3.3038 | -3.7567
DSO | 1 | 2 | 9 | Reference (TN) | 2025 | Winter | Pg, [MW] | Expected | - | 26.2064 | 23.2053 | 22.129 | 21.9726 | 21.9004 | 23.5043 | 30.3883 | 32.6371 | 33.1061 | 36.3408 | 36.2783 | 37.1872 | 34.2597 | 34.3928 | 32.2592 | 31.7469 | 31.6801 | 34.616 | 34.3103 | 33.2823 | 32.7162 | 30.3819 | 29.1333 | 26.597
DSO | 1 | 2 | 9 | Reference (TN) | 2025 | Winter | Qg, [MVAr] | Expected | - | -4.0375 | -5.2023 | -4.9028 | -4.5605 | -4.6333 | -4.5292 | -2.9529 | -2.2843 | -1.443 | -0.55388 | -0.59939 | -0.090629 | -0.54783 | -1.0964 | -2.3586 | -2.122 | -2.0114 | -1.0062 | -1.2229 | -0.96491 | -1.826 | -2.2788 | -3.2926 | -3.7455
DSO | 19 | 3 | 31 | Reference (TN) | 2025 | Winter | Pg, [MW] | 0 | 0 | 12.3537 | 11.5454 | 11.338 | 11.1074 | 10.8723 | 10.9483 | 19.8964 | 20.1557 | 19.2518 | 12.1199 | 18.9972 | 20.4204 | 20.5207 | 19.9796 | 18.1303 | 18.0197 | 12.0696 | 18.5708 | 17.5594 | 16.8346 | 12.7487 | 12.144 | 13.1466 | 12.7353
DSO | 19 | 3 | 31 | Reference (TN) | 2025 | Winter | Qg, [MVAr] | 0 | 0 | 1.4883 | -0.35345 | -0.68516 | -0.73382 | -1.1179 | -1.1133 | 2.5795 | 2.5068 | 5.5948 | 3.4858 | 7.2718 | 3.2382 | 3.07 | 2.6522 | 4.262 | 4.2154 | 2.2651 | 4.5103 | 3.7981 | 3.9447 | 2.4008 | 2.2795 | 2.1825 | -0.30874
DSO | 19 | 4 | 36 | Conventional | 2025 | Winter | Pg, [MW] | 0 | 0 | 0.50241 | 0.54238 | 0.55635 | 0.60963 | 0.59497 | 0.6234 | 0.60704 | 0.48755 | 0.28875 | 0.4076 | 0.59622 | 0.45572 | 0.47402 | 0.52513 | 0.58039 | 0.62127 | 1.304 | 0.96162 | 0.87222 | 0.63542 | 1.1412 | 1.0576 | 1.0064 | 1.1281
DSO | 19 | 4 | 36 | Conventional | 2025 | Winter | Qg, [MVAr] | 0 | 0 | 0.62608 | 0.66121 | 0.66202 | 0.66113 | 0.66153 | 0.6567 | 0.65286 | 0.6539 | 0.58033 | 0.62502 | 0.19297 | 0.65174 | 0.65589 | 0.65821 | 0.64905 | 0.64757 | 0.64488 | 0.63859 | 0.6399 | 0.63326 | 0.64396 | 0.64757 | 0.64335 | 0.66628
DSO | 19 | 3 | 31 | Reference (TN) | 2025 | Winter | Pg, [MW] | 0 | 1 | 12.394 | 11.5858 | 11.3784 | 11.1478 | 10.9127 | 10.9886 | 19.9353 | 20.1948 | 19.2909 | 12.1601 | 19.0367 | 20.4596 | 20.5599 | 20.0189 | 18.1699 | 18.0594 | 12.1099 | 18.6104 | 17.5992 | 16.8745 | 12.7892 | 12.185 | 13.1873 | 12.776
DSO | 19 | 3 | 31 | Reference (TN) | 2025 | Winter | Qg, [MVAr] | 0 | 1 | 1.4878 | -0.35304 | -0.68463 | -0.73328 | -1.1171 | -1.1126 | 2.579 | 2.5065 | 5.5934 | 3.4848 | 7.2697 | 3.2378 | 3.0696 | 2.6516 | 4.2608 | 4.2141 | 2.2645 | 4.5091 | 3.7971 | 3.9437 | 2.4001 | 2.2788 | 2.1819 | -0.30821
DSO | 19 | 4 | 36 | Conventional | 2025 | Winter | Pg, [MW] | 0 | 1 | 1.601 | 1.601 | 1.601 | 1.601 | 1.601 | 1.601 | 1.601 | 1.601 | 1.601 | 1.601 | 1.601 | 1.601 | 1.601 | 1.601 | 1.601 | 1.601 | 1.601 | 1.601 | 1.601 | 1.601 | 1.601 | 1.601 | 1.601 | 1.601
DSO | 19 | 4 | 36 | Conventional | 2025 | Winter | Qg, [MVAr] | 0 | 1 | 0.1156 | 0.66811 | 0.6556 | 0.66243 | 0.68686 | 0.64539 | 0.2025 | 0.20396 | -0.69653 | -0.52311 | -0.69681 | 0.42141 | 0.38001 | 0.4223 | -0.082223 | -0.21326 | -0.025374 | -0.29049 | -0.12717 | -0.52888 | -0.171 | -0.15783 | -0.022056 | 0.68692
DSO | 19 | 3 | 31 | Reference (TN) | 2025 | Winter | Pg, [MW] | 0 | 2 | 12.3139 | 11.5056 | 11.2982 | 11.0676 | 10.8324 | 10.9085 | 19.8581 | 20.1172 | 19.2133 | 12.0802 | 18.9583 | 20.3818 | 20.4821 | 19.9409 | 18.0912 | 17.9806 | 12.0298 | 18.5318 | 17.5202 | 16.7954 | 12.7087 | 12.1036 | 13.1064 | 12.6951
DSO | 19 | 3 | 31 | Reference (TN) | 2025 | Winter | Qg, [MVAr] | 0 | 2 | 1.4887 | -0.3541 | -0.68595 | -0.73462 | -1.1189 | -1.1142 | 2.5798 | 2.5069 | 5.5963 | 3.4867 | 7.2739 | 3.2384 | 3.0702 | 2.6524 | 4.2632 | 4.2166 | 2.2657 | 4.5115 | 3.799 | 3.9457 | 2.4014 | 2.2801 | 2.183 | -0.30955
DSO | 19 | 4 | 36 | Conventional | 2025 | Winter | Pg, [MW] | 0 | 2 | 0.98921 | 0.82602 | 0.56962 | 0.5671 | 0.56411 | 0.53085 | 0.5506 | 0.43515 | 0.18241 | 0.11449 | 0.43954 | 0.38855 | 0.42223 | 0.43831 | 0.45877 | 0.47366 | 0.77215 | 0.84165 | 0.41882 | 0.4079 | 0.4569 | 0.43582 | 0.49124 | 0.92222
DSO | 19 | 4 | 36 | Conventional | 2025 | Winter | Qg, [MVAr] | 0 | 2 | 0.69894 | 0.69897 | 0.69897 | 0.69897 | 0.69896 | 0.69894 | 0.69894 | 0.69894 | 0.6989 | 0.69308 | 0.69892 | 0.69895 | 0.69896 | 0.69895 | 0.69897 | 0.69894 | 0.69888 | 0.69892 | 0.6989 | 0.69892 | 0.69894 | 0.69897 | 0.70003 | 0.69894
DSO | 19 | 3 | 31 | Reference (TN) | 2025 | Winter | Pg, [MW] | Expected | - | 12.3539 | 11.5456 | 11.3382 | 11.1076 | 10.8725 | 10.9485 | 19.8966 | 20.1559 | 19.252 | 12.1201 | 18.9974 | 20.4206 | 20.5209 | 19.9798 | 18.1304 | 18.0199 | 12.0698 | 18.571 | 17.5596 | 16.8349 | 12.7489 | 12.1442 | 13.1468 | 12.7355
DSO | 19 | 3 | 31 | Reference (TN) | 2025 | Winter | Qg, [MVAr] | Expected | - | 1.4883 | -0.35353 | -0.68525 | -0.7339 | -1.1179 | -1.1134 | 2.5794 | 2.5067 | 5.5948 | 3.4858 | 7.2718 | 3.2381 | 3.0699 | 2.6521 | 4.262 | 4.2154 | 2.2651 | 4.5103 | 3.7981 | 3.9447 | 2.4008 | 2.2795 | 2.1825 | -0.30883
DSO | 19 | 4 | 36 | Conventional | 2025 | Winter | Pg, [MW] | Expected | - | 1.0309 | 0.9898 | 0.90899 | 0.92591 | 0.92002 | 0.91841 | 0.91954 | 0.84123 | 0.69072 | 0.70769 | 0.87891 | 0.81509 | 0.83241 | 0.85481 | 0.88005 | 0.89864 | 1.2257 | 1.1348 | 0.96401 | 0.88144 | 1.0664 | 1.0315 | 1.0329 | 1.2171
DSO | 19 | 4 | 36 | Conventional | 2025 | Winter | Qg, [MVAr] | Expected | - | 0.48021 | 0.6761 | 0.6722 | 0.67418 | 0.68245 | 0.66701 | 0.5181 | 0.51893 | 0.19423 | 0.265 | 0.065028 | 0.5907 | 0.57828 | 0.59315 | 0.42193 | 0.37775 | 0.43946 | 0.34901 | 0.40388 | 0.26776 | 0.39063 | 0.39623 | 0.44044 | 0.68405

## Branch Losses
Operator | ADN Node ID | Branch ID | From Node ID | To Node ID | Year | Day | Quantity | Market Scenario | Operation Scenario | 0 | 1 | 2 | 3 | 4 | 5 | 6 | 7 | 8 | 9 | 10 | 11 | 12 | 13 | 14 | 15 | 16 | 17 | 18 | 19 | 20 | 21 | 22 | 23
TSO | - | 1 | 1 | 5 | 2025 | Winter | P, [MW] | 0 | 0 | 0.078237 | 0.09224 | 0.090459 | 0.089252 | 0.094921 | 0.14088 | 0.086132 | 0.06455 | 0.03754 | 0.053113 | 0.044134 | 0.074687 | 0.058024 | 0.074353 | 0.061637 | 0.061097 | 0.07104 | 0.047584 | 0.051021 | 0.052008 | 0.062388 | 0.070235 | 0.078229 | 0.08903
TSO | - | 2 | 1 | 19 | 2025 | Winter | P, [MW] | 0 | 0 | 0.12133 | 0.111 | 0.10429 | 0.10058 | 0.10023 | 0.10267 | 0.24355 | 0.25189 | 0.24795 | 0.15114 | 0.24549 | 0.26818 | 0.27709 | 0.27503 | 0.23209 | 0.21389 | 0.14478 | 0.25861 | 0.23173 | 0.21638 | 0.16511 | 0.15311 | 0.15365 | 0.13743
TSO | - | 3 | 1 | 29 | 2025 | Winter | P, [MW] | 0 | 0 | 0.16509 | 0.15846 | 0.15216 | 0.14991 | 0.15162 | 0.19137 | 0.19345 | 0.23792 | 0.23184 | 0.22825 | 0.21992 | 0.20758 | 0.23773 | 0.21441 | 0.21047 | 0.21385 | 0.21535 | 0.23463 | 0.24272 | 0.2462 | 0.23742 | 0.23014 | 0.22009 | 0.18303
TSO | - | 4 | 1 | 36 | 2025 | Winter | P, [MW] | 0 | 0 | 0.29538 | 0.27204 | 0.26348 | 0.25968 | 0.25447 | 0.32018 | 0.3057 | 0.3666 | 0.35561 | 0.33572 | 0.34037 | 0.31824 | 0.3627 | 0.34082 | 0.3419 | 0.34523 | 0.33647 | 0.35567 | 0.37282 | 0.36184 | 0.35357 | 0.34583 | 0.3406 | 0.30226
TSO | - | 5 | 1 | 55 | 2025 | Winter | P, [MW] | 0 | 0 | 0.12038 | 0.14505 | 0.15003 | 0.14667 | 0.15364 | 0.14868 | 0.21177 | 0.14635 | 0.11416 | 0.11056 | 0.12277 | 0.1932 | 0.13347 | 0.16807 | 0.12897 | 0.11676 | 0.12702 | 0.13925 | 0.12252 | 0.11552 | 0.12046 | 0.11634 | 0.12873 | 0.15178
TSO | - | 6 | 3 | 9 | 2025 | Winter | P, [MW] | 0 | 0 | 0.070087 | 0.052959 | 0.033347 | 0.035912 | 0.034139 | 0.067706 | 0.20747 | 0.32246 | 0.35253 | 0.32044 | 0.26675 | 0.2977 | 0.313 | 0.25892 | 0.23955 | 0.22011 | 0.21967 | 0.3066 | 0.29403 | 0.27681 | 0.25469 | 0.17754 | 0.14401 | 0.093649
TSO | - | 7 | 3 | 34 | 2025 | Winter | P, [MW] | 0 | 0 | 0.0021584 | 0.0038484 | 0.0056163 | 0.006385 | 0.005843 | 0.00051247 | 0.0011157 | 0.012129 | 0.0099953 | 0.0059807 | 0.0038114 | 0.0028994 | 0.0063835 | 0.0033174 | 0.0025867 | 0.0030756 | 0.0038511 | 0.010008 | 0.0096528 | 0.0071402 | 0.0053321 | 0.0017425 | 0.00085394 | 0.00089993
TSO | - | 8 | 4 | 15 | 2025 | Winter | P, [MW] | 0 | 0 | 0.075923 | 0.059791 | 0.053506 | 0.049214 | 0.049557 | 0.059473 | 0.095252 | 0.11865 | 0.13951 | 0.15453 | 0.14738 | 0.14715 | 0.14423 | 0.14237 | 0.13162 | 0.11714 | 0.12017 | 0.16358 | 0.16759 | 0.16189 | 0.15261 | 0.13858 | 0.1213 | 0.097115
TSO | - | 10 | 4 | 103 | 2025 | Winter | P, [MW] | 0 | 0 | 0.00073584 | 0.0011575 | 0.0010179 | 0.00098973 | 0.001115 | 0.00095381 | 0.00038881 | 0.0027043 | 0.0044997 | 0.0051545 | 0.0039784 | 0.0040854 | 0.0033374 | 0.0030889 | 0.0023996 | 0.00095852 | 0.00077936 | 0.0017559 | 0.0020376 | 0.001472 | 0.0010034 | 0.0010236 | 0.00020418 | 4.8405e-05
TSO | - | 12 | 5 | 42 | 2025 | Winter | P, [MW] | 0 | 0 | 0.12897 | 0.16198 | 0.1761 | 0.17311 | 0.18132 | 0.17415 | 0.24412 | 0.17626 | 0.11726 | 0.10169 | 0.10265 | 0.16443 | 0.11555 | 0.14871 | 0.12003 | 0.10882 | 0.12598 | 0.11296 | 0.10264 | 0.099558 | 0.11288 | 0.11527 | 0.13251 | 0.16205
TSO | - | 13 | 5 | 68 | 2025 | Winter | P, [MW] | 0 | 0 | 0.0019552 | 0.0018293 | 0.0016339 | 0.0019366 | 0.0017562 | 0.001744 | 0.0021647 | 0.0021227 | 0.0019617 | 0.0023326 | 0.0023395 | 0.0022757 | 0.0022825 | 0.0023185 | 0.0022364 | 0.0018576 | 0.0019808 | 0.0021657 | 0.0017316 | 0.0020916 | 0.0018722 | 0.001628 | 0.001843 | 0.0019162
TSO | - | 14 | 7 | 9 | 2025 | Winter | P, [MW] | 0 | 0 | 0.33841 | 0.32373 | 0.29295 | 0.31162 | 0.31594 | 0.31593 | 0.31927 | 0.29901 | 0.25756 | 0.29734 | 0.29409 | 0.29353 | 0.29708 | 0.30654 | 0.30877 | 0.31195 | 0.31581 | 0.30345 | 0.28971 | 0.26858 | 0.27805 | 0.26146 | 0.33469 | 0.34171
TSO | - | 16 | 8 | 14 | 2025 | Winter | P, [MW] | 0 | 0 | 0.0002032 | 0.00021719 | 0.00019935 | 0.00018152 | 0.00016053 | 0.00017506 | 0.00027597 | 0.00022876 | 0.0002646 | 0.00026469 | 0.00034481 | 0.00043759 | 0.00036709 | 0.00037357 | 0.00032466 | 0.00029888 | 0.0003265 | 0.00038223 | 0.00038697 | 0.00036409 | 0.00038782 | 0.00035796 | 0.00034642 | 0.00027935
TSO | - | 17 | 9 | 10 | 2025 | Winter | P, [MW] | 0 | 0 | 0.41144 | 0.47921 | 0.49556 | 0.46913 | 0.50118 | 0.49036 | 0.31127 | 0.21737 | 0.18787 | 0.28907 | 0.19818 | 0.2358 | 0.26197 | 0.26287 | 0.29564 | 0.35758 | 0.43925 | 0.25446 | 0.31865 | 0.33238 | 0.40311 | 0.42177 | 0.44009 | 0.45485
TSO | - | 18 | 9 | 16 | 2025 | Winter | P, [MW] | 0 | 0 | 0.091952 | 0.079167 | 0.063136 | 0.063004 | 0.063947 | 0.10392 | 0.23624 | 0.34083 | 0.35872 | 0.31749 | 0.28613 | 0.29753 | 0.29524 | 0.27355 | 0.24683 | 0.23902 | 0.24378 | 0.31874 | 0.29803 | 0.27975 | 0.26407 | 0.18926 | 0.16328 | 0.11379
TSO | - | 19 | 10 | 15 | 2025 | Winter | P, [MW] | 0 | 0 | 0.36199 | 0.42158 | 0.43314 | 0.44863 | 0.45227 | 0.43624 | 0.41597 | 0.2616 | 0.21736 | 0.2916 | 0.29899 | 0.43682 | 0.32727 | 0.41375 | 0.36037 | 0.34206 | 0.41657 | 0.32918 | 0.27569 | 0.26826 | 0.32298 | 0.35353 | 0.37563 | 0.42779
TSO | - | 20 | 11 | 13 | 2025 | Winter | P, [MW] | 0 | 0 | 0.0062883 | 0.0060765 | 0.0057044 | 0.0056038 | 0.00458 | 0.0045032 | 0.0038136 | 0.0063223 | 0.0069338 | 0.0062525 | 0.0075781 | 0.0073938 | 0.0085895 | 0.0077463 | 0.0072489 | 0.0086169 | 0.01051 | 0.012031 | 0.012567 | 0.012922 | 0.01571 | 0.014145 | 0.012772 | 0.0094736
TSO | - | 21 | 12 | 72 | 2025 | Winter | P, [MW] | 0 | 0 | 0.021572 | 0.022476 | 0.02125 | 0.020535 | 0.016879 | 0.016402 | 0.014152 | 0.019273 | 0.021148 | 0.019307 | 0.024813 | 0.026375 | 0.028546 | 0.026238 | 0.024305 | 0.028214 | 0.034755 | 0.037134 | 0.039464 | 0.039879 | 0.049004 | 0.045186 | 0.042123 | 0.031785
TSO | - | 23 | 15 | 18 | 2025 | Winter | P, [MW] | 0 | 0 | 0.020075 | 0.015806 | 0.014357 | 0.012913 | 0.012858 | 0.015893 | 0.026458 | 0.035193 | 0.042287 | 0.046886 | 0.044727 | 0.044566 | 0.043376 | 0.042582 | 0.03902 | 0.033648 | 0.034303 | 0.047221 | 0.048523 | 0.046331 | 0.043199 | 0.038749 | 0.032531 | 0.02546
TSO | - | 24 | 15 | 26 | 2025 | Winter | P, [MW] | 0 | 0 | 0.10132 | 0.088258 | 0.079805 | 0.075951 | 0.075896 | 0.088295 | 0.17037 | 0.17543 | 0.19221 | 0.19289 | 0.19958 | 0.22544 | 0.196 | 0.2076 | 0.17877 | 0.15911 | 0.15042 | 0.20822 | 0.20126 | 0.19253 | 0.18501 | 0.16118 | 0.15081 | 0.13271
TSO | - | 25 | 16 | 17 | 2025 | Winter | P, [MW] | 0 | 0 | 6.3921e-06 | 0.00012567 | 0.00077799 | 0.00073075 | 0.00083512 | 6.2953e-05 | 0.0018979 | 0.0078367 | 0.0079398 | 0.0069382 | 0.0038027 | 0.0044979 | 0.006922 | 0.003603 | 0.0037115 | 0.003548 | 0.0041586 | 0.0082236 | 0.0079518 | 0.0074366 | 0.0063042 | 0.0032223 | 0.0018284 | 0.00032706
TSO | - | 26 | 17 | 34 | 2025 | Winter | P, [MW] | 0 | 0 | 0.0068912 | 0.010226 | 0.013775 | 0.013942 | 0.014667 | 0.0074221 | 0.0016761 | 0.00096382 | 0.00098947 | 0.00042103 | 7.0784e-05 | 0.00017534 | 0.0011825 | 0.00018713 | 0.00037633 | 0.00060554 | 0.0013591 | 0.00076777 | 0.001134 | 0.00072795 | 0.00099068 | 0.0013724 | 0.0020176 | 0.0059442
TSO | - | 27 | 18 | 103 | 2025 | Winter | P, [MW] | 0 | 0 | 0.017916 | 0.013732 | 0.012394 | 0.011071 | 0.011008 | 0.01405 | 0.02375 | 0.032493 | 0.03944 | 0.043436 | 0.040361 | 0.040581 | 0.038911 | 0.0381 | 0.034879 | 0.029704 | 0.030095 | 0.042246 | 0.04359 | 0.041477 | 0.038396 | 0.0357 | 0.029819 | 0.023277
TSO | - | 28 | 26 | 55 | 2025 | Winter | P, [MW] | 0 | 0 | 0.15844 | 0.18356 | 0.18592 | 0.18198 | 0.18945 | 0.18948 | 0.31289 | 0.24554 | 0.20692 | 0.1977 | 0.22104 | 0.31932 | 0.23265 | 0.2828 | 0.21785 | 0.19331 | 0.19823 | 0.24394 | 0.21377 | 0.20144 | 0.2019 | 0.18519 | 0.19048 | 0.21166
TSO | - | 29 | 26 | 103 | 2025 | Winter | P, [MW] | 0 | 0 | 0.020872 | 0.021431 | 0.020382 | 0.020596 | 0.021407 | 0.021959 | 0.043876 | 0.032964 | 0.030026 | 0.028222 | 0.031568 | 0.043234 | 0.032995 | 0.039762 | 0.031606 | 0.029703 | 0.027163 | 0.033298 | 0.030525 | 0.029259 | 0.030852 | 0.026682 | 0.028265 | 0.030399
TSO | - | 30 | 29 | 34 | 2025 | Winter | P, [MW] | 0 | 0 | 0.25451 | 0.23596 | 0.22411 | 0.22084 | 0.22098 | 0.26856 | 0.3063 | 0.37735 | 0.36504 | 0.34411 | 0.33472 | 0.33124 | 0.36663 | 0.34105 | 0.34282 | 0.3422 | 0.34569 | 0.36566 | 0.3781 | 0.35601 | 0.34761 | 0.32273 | 0.30923 | 0.26421
TSO | - | 31 | 34 | 35 | 2025 | Winter | P, [MW] | 0 | 0 | 0.1018 | 0.099467 | 0.093674 | 0.092389 | 0.094325 | 0.11318 | 0.14472 | 0.17767 | 0.17664 | 0.17156 | 0.15303 | 0.15639 | 0.16837 | 0.15006 | 0.14474 | 0.14639 | 0.15409 | 0.17635 | 0.17285 | 0.17064 | 0.1675 | 0.15035 | 0.14032 | 0.11484
TSO | - | 32 | 35 | 36 | 2025 | Winter | P, [MW] | 0 | 0 | 0.034572 | 0.03302 | 0.033473 | 0.033528 | 0.03454 | 0.037054 | 0.041576 | 0.043164 | 0.042584 | 0.046763 | 0.044138 | 0.046096 | 0.047695 | 0.046489 | 0.045157 | 0.044374 | 0.04771 | 0.043004 | 0.045261 | 0.045629 | 0.045512 | 0.044527 | 0.040969 | 0.038232
TSO | - | 33 | 42 | 72 | 2025 | Winter | P, [MW] | 0 | 0 | 0.27588 | 0.28582 | 0.27404 | 0.27115 | 0.27789 | 0.37064 | 0.67365 | 0.61001 | 0.5278 | 0.44874 | 0.47768 | 0.60297 | 0.48707 | 0.52438 | 0.43725 | 0.37221 | 0.36548 | 0.52507 | 0.46338 | 0.44599 | 0.41996 | 0.36899 | 0.37509 | 0.35867
TSO | - | 34 | 72 | 103 | 2025 | Winter | P, [MW] | 0 | 0 | 0.037307 | 0.048023 | 0.049915 | 0.051845 | 0.052669 | 0.048851 | 0.021324 | 0.0080801 | 0.004937 | 0.009004 | 0.0076731 | 0.011151 | 0.0093235 | 0.011351 | 0.013605 | 0.015963 | 0.022119 | 0.0053757 | 0.0053347 | 0.0055408 | 0.0086023 | 0.013503 | 0.021528 | 0.029172
TSO | - | 36 | 1 | 2 | 2025 | Winter | P, [MW] | 0 | 0 | 0.053276 | 0.048212 | 0.042965 | 0.041798 | 0.040639 | 0.045725 | 0.064078 | 0.076833 | 0.090372 | 0.093665 | 0.087437 | 0.088803 | 0.090123 | 0.090544 | 0.08151 | 0.077179 | 0.080146 | 0.10234 | 0.097857 | 0.092516 | 0.091436 | 0.078911 | 0.071359 | 0.062807
TSO | - | 38 | 8 | 72 | 2025 | Winter | P, [MW] | 0 | 0 | 0.030072 | 0.024412 | 0.022816 | 0.022737 | 0.023256 | 0.02664 | 0.044232 | 0.053773 | 0.058812 | 0.063728 | 0.055841 | 0.055298 | 0.052502 | 0.055739 | 0.049604 | 0.04446 | 0.044412 | 0.066221 | 0.060324 | 0.060263 | 0.057304 | 0.05028 | 0.043686 | 0.039653
TSO | - | 41 | 11 | 12 | 2025 | Winter | P, [MW] | 0 | 0 | 0.13018 | 0.10802 | 0.095483 | 0.090374 | 0.083777 | 0.09934 | 0.17179 | 0.20103 | 0.23003 | 0.23511 | 0.25047 | 0.26698 | 0.24901 | 0.25249 | 0.22358 | 0.20739 | 0.21511 | 0.30129 | 0.2901 | 0.2855 | 0.28848 | 0.25319 | 0.22536 | 0.18058
TSO | - | 44 | 13 | 14 | 2025 | Winter | P, [MW] | 0 | 0 | 0.0047232 | 0.0050484 | 0.0046337 | 0.0042191 | 0.0037313 | 0.004069 | 0.0064149 | 0.0053175 | 0.0061505 | 0.0061526 | 0.0080154 | 0.010173 | 0.0085334 | 0.0086841 | 0.007547 | 0.0069474 | 0.0075898 | 0.0088855 | 0.0089958 | 0.0084637 | 0.0090154 | 0.0083211 | 0.0080529 | 0.0064935
TSO | - | 45 | 13 | 15 | 2025 | Winter | P, [MW] | 0 | 0 | 0.050523 | 0.044057 | 0.040315 | 0.038146 | 0.03769 | 0.042022 | 0.073201 | 0.073591 | 0.085542 | 0.092539 | 0.094743 | 0.10495 | 0.090763 | 0.09669 | 0.084825 | 0.07396 | 0.073277 | 0.10262 | 0.09538 | 0.091823 | 0.087797 | 0.078504 | 0.071986 | 0.063135
TSO | - | 47 | 19 | 20 | 2025 | Winter | P, [MW] | 0 | 0 | 0.005143 | 0.0051816 | 0.0050595 | 0.004876 | 0.0057647 | 0.0049792 | 0.0052785 | 0.0031999 | 0.0023484 | 0.0018405 | 0.0025661 | 0.0034598 | 0.0042849 | 0.0052004 | 0.0047419 | 0.0036651 | 0.0036468 | 0.0046581 | 0.0045939 | 0.0042791 | 0.0042779 | 0.0053897 | 0.0055384 | 0.0047928
TSO | - | 48 | 19 | 21 | 2025 | Winter | P, [MW] | 0 | 0 | 0.015694 | 0.014075 | 0.012322 | 0.011959 | 0.011259 | 0.012992 | 0.02753 | 0.034078 | 0.038517 | 0.039287 | 0.035354 | 0.038805 | 0.039828 | 0.040072 | 0.032295 | 0.028589 | 0.030513 | 0.043084 | 0.037809 | 0.036203 | 0.035219 | 0.029986 | 0.025191 | 0.02067
TSO | - | 50 | 29 | 30 | 2025 | Winter | P, [MW] | 0 | 0 | 0.030171 | 0.02749 | 0.026815 | 0.026513 | 0.025997 | 0.027966 | 0.045466 | 0.049769 | 0.053433 | 0.050395 | 0.049776 | 0.055265 | 0.054691 | 0.056563 | 0.05219 | 0.050307 | 0.048397 | 0.05326 | 0.049333 | 0.045548 | 0.046959 | 0.040651 | 0.035327 | 0.033516
TSO | - | 1 | 1 | 5 | 2025 | Winter | P, [MW] | 0 | 1 | 0.078237 | 0.09224 | 0.090459 | 0.089252 | 0.094921 | 0.14088 | 0.086132 | 0.06455 | 0.03754 | 0.053113 | 0.044134 | 0.074687 | 0.058024 | 0.074353 | 0.061637 | 0.061097 | 0.07104 | 0.047584 | 0.051021 | 0.052008 | 0.062388 | 0.070235 | 0.078229 | 0.08903
TSO | - | 2 | 1 | 19 | 2025 | Winter | P, [MW] | 0 | 1 | 0.12133 | 0.111 | 0.10429 | 0.10058 | 0.10023 | 0.10267 | 0.24355 | 0.25189 | 0.24795 | 0.15114 | 0.24549 | 0.26818 | 0.27709 | 0.27503 | 0.23209 | 0.21389 | 0.14478 | 0.25861 | 0.23173 | 0.21638 | 0.16511 | 0.15311 | 0.15365 | 0.13743
TSO | - | 3 | 1 | 29 | 2025 | Winter | P, [MW] | 0 | 1 | 0.16509 | 0.15846 | 0.15216 | 0.14991 | 0.15162 | 0.19137 | 0.19345 | 0.23792 | 0.23184 | 0.22825 | 0.21992 | 0.20758 | 0.23773 | 0.21441 | 0.21047 | 0.21385 | 0.21535 | 0.23463 | 0.24272 | 0.2462 | 0.23742 | 0.23014 | 0.22009 | 0.18303
TSO | - | 4 | 1 | 36 | 2025 | Winter | P, [MW] | 0 | 1 | 0.29538 | 0.27204 | 0.26348 | 0.25968 | 0.25447 | 0.32018 | 0.3057 | 0.3666 | 0.35561 | 0.33572 | 0.34037 | 0.31824 | 0.36271 | 0.34082 | 0.3419 | 0.34523 | 0.33647 | 0.35567 | 0.37281 | 0.36184 | 0.35357 | 0.34583 | 0.3406 | 0.30226
TSO | - | 5 | 1 | 55 | 2025 | Winter | P, [MW] | 0 | 1 | 0.12038 | 0.14505 | 0.15003 | 0.14667 | 0.15363 | 0.14868 | 0.21177 | 0.14635 | 0.11416 | 0.11056 | 0.12277 | 0.1932 | 0.13347 | 0.16807 | 0.12897 | 0.11676 | 0.12702 | 0.13925 | 0.12252 | 0.11552 | 0.12046 | 0.11634 | 0.12873 | 0.15178
TSO | - | 6 | 3 | 9 | 2025 | Winter | P, [MW] | 0 | 1 | 0.070088 | 0.052958 | 0.033347 | 0.035912 | 0.034139 | 0.067706 | 0.20747 | 0.32246 | 0.35253 | 0.32044 | 0.26675 | 0.2977 | 0.313 | 0.25892 | 0.23955 | 0.22011 | 0.21968 | 0.3066 | 0.29403 | 0.27681 | 0.25469 | 0.17754 | 0.14401 | 0.093649
TSO | - | 7 | 3 | 34 | 2025 | Winter | P, [MW] | 0 | 1 | 0.0021584 | 0.0038483 | 0.0056164 | 0.006385 | 0.0058429 | 0.00051247 | 0.0011158 | 0.012129 | 0.0099953 | 0.0059807 | 0.0038113 | 0.0028993 | 0.0063836 | 0.0033175 | 0.0025867 | 0.0030755 | 0.0038511 | 0.010008 | 0.0096526 | 0.0071403 | 0.0053321 | 0.0017425 | 0.00085396 | 0.00089989
TSO | - | 8 | 4 | 15 | 2025 | Winter | P, [MW] | 0 | 1 | 0.075923 | 0.059791 | 0.053506 | 0.049215 | 0.049557 | 0.059473 | 0.095252 | 0.11865 | 0.13951 | 0.15453 | 0.14738 | 0.14715 | 0.14423 | 0.14237 | 0.13162 | 0.11714 | 0.12017 | 0.16357 | 0.16759 | 0.16189 | 0.15261 | 0.13857 | 0.1213 | 0.097114
TSO | - | 10 | 4 | 103 | 2025 | Winter | P, [MW] | 0 | 1 | 0.00073585 | 0.0011575 | 0.0010179 | 0.00098973 | 0.001115 | 0.00095381 | 0.00038883 | 0.0027043 | 0.0044997 | 0.0051545 | 0.0039783 | 0.0040853 | 0.0033374 | 0.0030889 | 0.0023996 | 0.0009585 | 0.00077935 | 0.0017559 | 0.0020376 | 0.001472 | 0.0010034 | 0.0010236 | 0.00020419 | 4.8408e-05
TSO | - | 12 | 5 | 42 | 2025 | Winter | P, [MW] | 0 | 1 | 0.12897 | 0.16198 | 0.1761 | 0.17311 | 0.18132 | 0.17415 | 0.24412 | 0.17626 | 0.11726 | 0.10169 | 0.10265 | 0.16443 | 0.11555 | 0.14871 | 0.12003 | 0.10882 | 0.12598 | 0.11296 | 0.10264 | 0.099558 | 0.11288 | 0.11527 | 0.13251 | 0.16205
TSO | - | 13 | 5 | 68 | 2025 | Winter | P, [MW] | 0 | 1 | 0.0019552 | 0.0018293 | 0.0016339 | 0.0019365 | 0.0017562 | 0.001744 | 0.0021647 | 0.0021227 | 0.0019617 | 0.0023326 | 0.0023394 | 0.0022757 | 0.0022825 | 0.0023185 | 0.0022364 | 0.0018576 | 0.0019808 | 0.0021657 | 0.0017316 | 0.0020916 | 0.0018722 | 0.001628 | 0.001843 | 0.0019162
TSO | - | 14 | 7 | 9 | 2025 | Winter | P, [MW] | 0 | 1 | 0.33841 | 0.32373 | 0.29295 | 0.31162 | 0.31594 | 0.31593 | 0.31927 | 0.29901 | 0.25756 | 0.29735 | 0.29409 | 0.29353 | 0.29708 | 0.30654 | 0.30877 | 0.31195 | 0.31581 | 0.30345 | 0.28971 | 0.26858 | 0.27805 | 0.26146 | 0.33469 | 0.34171
TSO | - | 16 | 8 | 14 | 2025 | Winter | P, [MW] | 0 | 1 | 0.0002032 | 0.00021719 | 0.00019935 | 0.00018152 | 0.00016053 | 0.00017506 | 0.00027597 | 0.00022876 | 0.0002646 | 0.00026469 | 0.00034481 | 0.00043759 | 0.00036709 | 0.00037357 | 0.00032466 | 0.00029888 | 0.0003265 | 0.00038223 | 0.00038697 | 0.00036409 | 0.00038782 | 0.00035796 | 0.00034642 | 0.00027935
TSO | - | 17 | 9 | 10 | 2025 | Winter | P, [MW] | 0 | 1 | 0.41144 | 0.47921 | 0.49556 | 0.46913 | 0.50118 | 0.49036 | 0.31127 | 0.21737 | 0.18787 | 0.28907 | 0.19818 | 0.2358 | 0.26197 | 0.26287 | 0.29564 | 0.35758 | 0.43925 | 0.25446 | 0.31865 | 0.33238 | 0.40311 | 0.42177 | 0.44009 | 0.45485
TSO | - | 18 | 9 | 16 | 2025 | Winter | P, [MW] | 0 | 1 | 0.091952 | 0.079167 | 0.063136 | 0.063004 | 0.063947 | 0.10392 | 0.23624 | 0.34083 | 0.35872 | 0.31749 | 0.28613 | 0.29753 | 0.29524 | 0.27355 | 0.24683 | 0.23902 | 0.24378 | 0.31874 | 0.29803 | 0.27975 | 0.26407 | 0.18926 | 0.16328 | 0.11379
TSO | - | 19 | 10 | 15 | 2025 | Winter | P, [MW] | 0 | 1 | 0.36199 | 0.42158 | 0.43314 | 0.44863 | 0.45227 | 0.43624 | 0.41597 | 0.2616 | 0.21736 | 0.2916 | 0.29899 | 0.43682 | 0.32727 | 0.41375 | 0.36037 | 0.34206 | 0.41657 | 0.32918 | 0.27569 | 0.26826 | 0.32298 | 0.35353 | 0.37563 | 0.42779
TSO | - | 20 | 11 | 13 | 2025 | Winter | P, [MW] | 0 | 1 | 0.0062884 | 0.0060764 | 0.0057044 | 0.0056039 | 0.00458 | 0.0045032 | 0.0038136 | 0.0063224 | 0.0069338 | 0.0062526 | 0.0075782 | 0.0073939 | 0.0085895 | 0.0077462 | 0.0072488 | 0.008617 | 0.01051 | 0.01203 | 0.012567 | 0.012922 | 0.015709 | 0.014145 | 0.012772 | 0.0094735
TSO | - | 21 | 12 | 72 | 2025 | Winter | P, [MW] | 0 | 1 | 0.021572 | 0.022476 | 0.02125 | 0.020535 | 0.016879 | 0.016402 | 0.014152 | 0.019273 | 0.021148 | 0.019307 | 0.024813 | 0.026375 | 0.028546 | 0.026237 | 0.024305 | 0.028214 | 0.034755 | 0.037134 | 0.039465 | 0.039879 | 0.049004 | 0.045186 | 0.042122 | 0.031785
TSO | - | 23 | 15 | 18 | 2025 | Winter | P, [MW] | 0 | 1 | 0.020075 | 0.015806 | 0.014357 | 0.012913 | 0.012858 | 0.015893 | 0.026458 | 0.035193 | 0.042287 | 0.046886 | 0.044727 | 0.044566 | 0.043376 | 0.042582 | 0.03902 | 0.033648 | 0.034303 | 0.047221 | 0.048523 | 0.046331 | 0.043199 | 0.038749 | 0.032531 | 0.02546
TSO | - | 24 | 15 | 26 | 2025 | Winter | P, [MW] | 0 | 1 | 0.10132 | 0.088258 | 0.079805 | 0.075951 | 0.075896 | 0.088295 | 0.17037 | 0.17543 | 0.19221 | 0.19289 | 0.19958 | 0.22544 | 0.196 | 0.2076 | 0.17877 | 0.15911 | 0.15042 | 0.20822 | 0.20126 | 0.19253 | 0.18501 | 0.16118 | 0.15081 | 0.13271
TSO | - | 25 | 16 | 17 | 2025 | Winter | P, [MW] | 0 | 1 | 6.392e-06 | 0.00012567 | 0.000778 | 0.00073075 | 0.00083512 | 6.2953e-05 | 0.001898 | 0.0078367 | 0.0079398 | 0.0069382 | 0.0038027 | 0.0044979 | 0.006922 | 0.003603 | 0.0037115 | 0.003548 | 0.0041586 | 0.0082237 | 0.0079518 | 0.0074366 | 0.0063042 | 0.0032223 | 0.0018284 | 0.00032707
TSO | - | 26 | 17 | 34 | 2025 | Winter | P, [MW] | 0 | 1 | 0.0068912 | 0.010225 | 0.013775 | 0.013942 | 0.014667 | 0.0074221 | 0.0016761 | 0.00096381 | 0.00098947 | 0.00042102 | 7.0783e-05 | 0.00017533 | 0.0011825 | 0.00018713 | 0.00037633 | 0.00060554 | 0.0013591 | 0.00076779 | 0.001134 | 0.00072795 | 0.00099068 | 0.0013724 | 0.0020176 | 0.0059441
TSO | - | 27 | 18 | 103 | 2025 | Winter | P, [MW] | 0 | 1 | 0.017916 | 0.013732 | 0.012394 | 0.011071 | 0.011008 | 0.01405 | 0.02375 | 0.032493 | 0.03944 | 0.043436 | 0.040361 | 0.040581 | 0.038911 | 0.0381 | 0.034879 | 0.029704 | 0.030095 | 0.042246 | 0.04359 | 0.041477 | 0.038396 | 0.0357 | 0.029819 | 0.023277
TSO | - | 28 | 26 | 55 | 2025 | Winter | P, [MW] | 0 | 1 | 0.15845 | 0.18356 | 0.18592 | 0.18198 | 0.18945 | 0.18948 | 0.31289 | 0.24554 | 0.20692 | 0.1977 | 0.22104 | 0.31933 | 0.23265 | 0.2828 | 0.21785 | 0.19331 | 0.19823 | 0.24394 | 0.21377 | 0.20144 | 0.2019 | 0.18519 | 0.19048 | 0.21166
TSO | - | 29 | 26 | 103 | 2025 | Winter | P, [MW] | 0 | 1 | 0.020872 | 0.021431 | 0.020382 | 0.020596 | 0.021407 | 0.021959 | 0.043876 | 0.032964 | 0.030026 | 0.028222 | 0.031568 | 0.043233 | 0.032995 | 0.039763 | 0.031606 | 0.029703 | 0.027163 | 0.033298 | 0.030525 | 0.029259 | 0.030852 | 0.026682 | 0.028265 | 0.030399
TSO | - | 30 | 29 | 34 | 2025 | Winter | P, [MW] | 0 | 1 | 0.25451 | 0.23596 | 0.22411 | 0.22084 | 0.22098 | 0.26856 | 0.3063 | 0.37735 | 0.36504 | 0.34411 | 0.33472 | 0.33123 | 0.36663 | 0.34105 | 0.34282 | 0.3422 | 0.34569 | 0.36567 | 0.37809 | 0.35601 | 0.34761 | 0.32273 | 0.30923 | 0.26421
TSO | - | 31 | 34 | 35 | 2025 | Winter | P, [MW] | 0 | 1 | 0.1018 | 0.099467 | 0.093674 | 0.092389 | 0.094325 | 0.11318 | 0.14472 | 0.17767 | 0.17664 | 0.17156 | 0.15303 | 0.15639 | 0.16837 | 0.15006 | 0.14474 | 0.14639 | 0.15409 | 0.17635 | 0.17285 | 0.17064 | 0.1675 | 0.15035 | 0.14032 | 0.11484
TSO | - | 32 | 35 | 36 | 2025 | Winter | P, [MW] | 0 | 1 | 0.034572 | 0.03302 | 0.033473 | 0.033528 | 0.03454 | 0.037054 | 0.041576 | 0.043164 | 0.042584 | 0.046763 | 0.044138 | 0.046096 | 0.047695 | 0.046489 | 0.045157 | 0.044374 | 0.04771 | 0.043004 | 0.045261 | 0.045629 | 0.045512 | 0.044527 | 0.040969 | 0.038232
TSO | - | 33 | 42 | 72 | 2025 | Winter | P, [MW] | 0 | 1 | 0.27588 | 0.28582 | 0.27404 | 0.27114 | 0.27789 | 0.37064 | 0.67365 | 0.61001 | 0.5278 | 0.44874 | 0.47768 | 0.60297 | 0.48707 | 0.52438 | 0.43725 | 0.37221 | 0.36548 | 0.52507 | 0.46337 | 0.44599 | 0.41996 | 0.36899 | 0.37509 | 0.35867
TSO | - | 34 | 72 | 103 | 2025 | Winter | P, [MW] | 0 | 1 | 0.037307 | 0.048023 | 0.049915 | 0.051845 | 0.052669 | 0.048851 | 0.021324 | 0.0080801 | 0.004937 | 0.0090039 | 0.0076729 | 0.011151 | 0.0093236 | 0.011351 | 0.013605 | 0.015963 | 0.022119 | 0.0053757 | 0.0053346 | 0.0055408 | 0.0086024 | 0.013503 | 0.021528 | 0.029172
TSO | - | 36 | 1 | 2 | 2025 | Winter | P, [MW] | 0 | 1 | 0.053275 | 0.048212 | 0.042965 | 0.041798 | 0.040639 | 0.045725 | 0.064078 | 0.076832 | 0.090372 | 0.093665 | 0.087436 | 0.088802 | 0.090123 | 0.090544 | 0.08151 | 0.077179 | 0.080146 | 0.10234 | 0.097856 | 0.092517 | 0.091437 | 0.078911 | 0.071359 | 0.062807
TSO | - | 38 | 8 | 72 | 2025 | Winter | P, [MW] | 0 | 1 | 0.030072 | 0.024412 | 0.022816 | 0.022737 | 0.023256 | 0.02664 | 0.044232 | 0.053773 | 0.058812 | 0.063728 | 0.055841 | 0.055298 | 0.052502 | 0.055739 | 0.049604 | 0.04446 | 0.044412 | 0.066221 | 0.060324 | 0.060263 | 0.057304 | 0.05028 | 0.043686 | 0.039653
TSO | - | 41 | 11 | 12 | 2025 | Winter | P, [MW] | 0 | 1 | 0.13018 | 0.10801 | 0.095483 | 0.090374 | 0.083776 | 0.09934 | 0.17179 | 0.20103 | 0.23003 | 0.23511 | 0.25047 | 0.26698 | 0.24901 | 0.25249 | 0.22358 | 0.20739 | 0.21511 | 0.30129 | 0.2901 | 0.2855 | 0.28848 | 0.25319 | 0.22536 | 0.18057
TSO | - | 44 | 13 | 14 | 2025 | Winter | P, [MW] | 0 | 1 | 0.0047232 | 0.0050483 | 0.0046337 | 0.0042191 | 0.0037313 | 0.004069 | 0.0064148 | 0.0053175 | 0.0061505 | 0.0061527 | 0.0080155 | 0.010173 | 0.0085333 | 0.0086841 | 0.007547 | 0.0069474 | 0.0075898 | 0.0088855 | 0.0089958 | 0.0084636 | 0.0090154 | 0.0083211 | 0.0080529 | 0.0064935
TSO | - | 45 | 13 | 15 | 2025 | Winter | P, [MW] | 0 | 1 | 0.050523 | 0.044057 | 0.040315 | 0.038146 | 0.03769 | 0.042022 | 0.073201 | 0.073591 | 0.085542 | 0.092539 | 0.094743 | 0.10495 | 0.090763 | 0.09669 | 0.084825 | 0.07396 | 0.073277 | 0.10262 | 0.09538 | 0.091823 | 0.087797 | 0.078503 | 0.071986 | 0.063134
TSO | - | 47 | 19 | 20 | 2025 | Winter | P, [MW] | 0 | 1 | 0.005143 | 0.0051816 | 0.0050595 | 0.004876 | 0.0057647 | 0.0049792 | 0.0052785 | 0.0031999 | 0.0023484 | 0.0018405 | 0.0025661 | 0.0034598 | 0.0042849 | 0.0052004 | 0.0047419 | 0.0036651 | 0.0036468 | 0.0046581 | 0.0045939 | 0.0042791 | 0.0042779 | 0.0053897 | 0.0055384 | 0.0047928
TSO | - | 48 | 19 | 21 | 2025 | Winter | P, [MW] | 0 | 1 | 0.015694 | 0.014075 | 0.012322 | 0.011959 | 0.011259 | 0.012992 | 0.027531 | 0.034078 | 0.038517 | 0.039287 | 0.035354 | 0.038805 | 0.039828 | 0.040072 | 0.032295 | 0.028589 | 0.030513 | 0.043084 | 0.037809 | 0.036203 | 0.035219 | 0.029986 | 0.025191 | 0.02067
TSO | - | 50 | 29 | 30 | 2025 | Winter | P, [MW] | 0 | 1 | 0.030171 | 0.02749 | 0.026815 | 0.026513 | 0.025997 | 0.027966 | 0.045466 | 0.049769 | 0.053433 | 0.050395 | 0.049776 | 0.055265 | 0.054691 | 0.056563 | 0.05219 | 0.050307 | 0.048397 | 0.05326 | 0.049333 | 0.045548 | 0.046959 | 0.040651 | 0.035327 | 0.033516
TSO | - | 1 | 1 | 5 | 2025 | Winter | P, [MW] | 0 | 2 | 0.078237 | 0.09224 | 0.090459 | 0.089252 | 0.094921 | 0.14088 | 0.086132 | 0.06455 | 0.03754 | 0.053113 | 0.044134 | 0.074686 | 0.058024 | 0.074353 | 0.061637 | 0.061097 | 0.07104 | 0.047584 | 0.051021 | 0.052008 | 0.062388 | 0.070235 | 0.078229 | 0.08903
TSO | - | 2 | 1 | 19 | 2025 | Winter | P, [MW] | 0 | 2 | 0.12133 | 0.111 | 0.10429 | 0.10058 | 0.10023 | 0.10267 | 0.24355 | 0.25189 | 0.24795 | 0.15114 | 0.24549 | 0.26818 | 0.27709 | 0.27503 | 0.23209 | 0.21389 | 0.14478 | 0.25861 | 0.23173 | 0.21638 | 0.16511 | 0.15311 | 0.15365 | 0.13743
TSO | - | 3 | 1 | 29 | 2025 | Winter | P, [MW] | 0 | 2 | 0.16509 | 0.15846 | 0.15216 | 0.14991 | 0.15162 | 0.19137 | 0.19345 | 0.23792 | 0.23184 | 0.22825 | 0.21992 | 0.20758 | 0.23773 | 0.21441 | 0.21047 | 0.21385 | 0.21535 | 0.23463 | 0.24272 | 0.2462 | 0.23742 | 0.23014 | 0.22009 | 0.18303
TSO | - | 4 | 1 | 36 | 2025 | Winter | P, [MW] | 0 | 2 | 0.29538 | 0.27204 | 0.26348 | 0.25968 | 0.25447 | 0.32018 | 0.3057 | 0.3666 | 0.35561 | 0.33572 | 0.34037 | 0.31824 | 0.3627 | 0.34082 | 0.3419 | 0.34523 | 0.33647 | 0.35567 | 0.37282 | 0.36184 | 0.35357 | 0.34583 | 0.3406 | 0.30226
TSO | - | 5 | 1 | 55 | 2025 | Winter | P, [MW] | 0 | 2 | 0.12038 | 0.14505 | 0.15003 | 0.14667 | 0.15364 | 0.14868 | 0.21177 | 0.14635 | 0.11416 | 0.11056 | 0.12277 | 0.1932 | 0.13347 | 0.16807 | 0.12897 | 0.11676 | 0.12702 | 0.13925 | 0.12252 | 0.11552 | 0.12046 | 0.11634 | 0.12873 | 0.15178
TSO | - | 6 | 3 | 9 | 2025 | Winter | P, [MW] | 0 | 2 | 0.070087 | 0.052959 | 0.033347 | 0.035912 | 0.034139 | 0.067706 | 0.20747 | 0.32246 | 0.35253 | 0.32044 | 0.26675 | 0.2977 | 0.313 | 0.25892 | 0.23955 | 0.22011 | 0.21967 | 0.3066 | 0.29403 | 0.27681 | 0.25469 | 0.17754 | 0.14401 | 0.09365
TSO | - | 7 | 3 | 34 | 2025 | Winter | P, [MW] | 0 | 2 | 0.0021584 | 0.0038484 | 0.0056163 | 0.006385 | 0.005843 | 0.00051247 | 0.0011157 | 0.012129 | 0.0099953 | 0.0059807 | 0.0038115 | 0.0028994 | 0.0063835 | 0.0033174 | 0.0025866 | 0.0030756 | 0.0038511 | 0.010008 | 0.0096527 | 0.0071402 | 0.0053321 | 0.0017425 | 0.00085395 | 0.00089994
TSO | - | 8 | 4 | 15 | 2025 | Winter | P, [MW] | 0 | 2 | 0.075923 | 0.059791 | 0.053506 | 0.049214 | 0.049557 | 0.059473 | 0.095253 | 0.11865 | 0.13951 | 0.15453 | 0.14738 | 0.14715 | 0.14423 | 0.14237 | 0.13162 | 0.11714 | 0.12017 | 0.16358 | 0.16759 | 0.16189 | 0.15261 | 0.13858 | 0.1213 | 0.097115
TSO | - | 10 | 4 | 103 | 2025 | Winter | P, [MW] | 0 | 2 | 0.00073584 | 0.0011575 | 0.0010179 | 0.00098973 | 0.001115 | 0.00095381 | 0.00038881 | 0.0027043 | 0.0044997 | 0.0051545 | 0.0039784 | 0.0040854 | 0.0033374 | 0.0030889 | 0.0023996 | 0.00095851 | 0.00077936 | 0.0017559 | 0.0020376 | 0.001472 | 0.0010034 | 0.0010236 | 0.00020418 | 4.8405e-05
TSO | - | 12 | 5 | 42 | 2025 | Winter | P, [MW] | 0 | 2 | 0.12897 | 0.16198 | 0.1761 | 0.17311 | 0.18132 | 0.17415 | 0.24412 | 0.17626 | 0.11726 | 0.10169 | 0.10265 | 0.16443 | 0.11555 | 0.14871 | 0.12003 | 0.10882 | 0.12598 | 0.11296 | 0.10264 | 0.099558 | 0.11288 | 0.11527 | 0.13251 | 0.16205
TSO | - | 13 | 5 | 68 | 2025 | Winter | P, [MW] | 0 | 2 | 0.0019552 | 0.0018293 | 0.0016339 | 0.0019366 | 0.0017562 | 0.001744 | 0.0021647 | 0.0021227 | 0.0019617 | 0.0023326 | 0.0023395 | 0.0022757 | 0.0022825 | 0.0023185 | 0.0022364 | 0.0018576 | 0.0019808 | 0.0021657 | 0.0017316 | 0.0020916 | 0.0018722 | 0.001628 | 0.001843 | 0.0019162
TSO | - | 14 | 7 | 9 | 2025 | Winter | P, [MW] | 0 | 2 | 0.33841 | 0.32373 | 0.29295 | 0.31162 | 0.31594 | 0.31593 | 0.31927 | 0.29901 | 0.25756 | 0.29734 | 0.29409 | 0.29353 | 0.29708 | 0.30654 | 0.30877 | 0.31195 | 0.31581 | 0.30345 | 0.28971 | 0.26858 | 0.27805 | 0.26146 | 0.33469 | 0.34171
TSO | - | 16 | 8 | 14 | 2025 | Winter | P, [MW] | 0 | 2 | 0.0002032 | 0.00021719 | 0.00019935 | 0.00018152 | 0.00016054 | 0.00017506 | 0.00027597 | 0.00022876 | 0.0002646 | 0.00026469 | 0.00034481 | 0.00043759 | 0.00036709 | 0.00037357 | 0.00032466 | 0.00029887 | 0.0003265 | 0.00038223 | 0.00038697 | 0.00036409 | 0.00038782 | 0.00035796 | 0.00034642 | 0.00027936
TSO | - | 17 | 9 | 10 | 2025 | Winter | P, [MW] | 0 | 2 | 0.41144 | 0.47921 | 0.49556 | 0.46913 | 0.50118 | 0.49036 | 0.31127 | 0.21737 | 0.18787 | 0.28907 | 0.19818 | 0.2358 | 0.26197 | 0.26287 | 0.29564 | 0.35758 | 0.43925 | 0.25446 | 0.31865 | 0.33238 | 0.40311 | 0.42177 | 0.44009 | 0.45485
TSO | - | 18 | 9 | 16 | 2025 | Winter | P, [MW] | 0 | 2 | 0.091951 | 0.079167 | 0.063136 | 0.063004 | 0.063947 | 0.10392 | 0.23624 | 0.34083 | 0.35872 | 0.31749 | 0.28613 | 0.29753 | 0.29524 | 0.27355 | 0.24683 | 0.23902 | 0.24378 | 0.31874 | 0.29803 | 0.27975 | 0.26408 | 0.18926 | 0.16328 | 0.11379
TSO | - | 19 | 10 | 15 | 2025 | Winter | P, [MW] | 0 | 2 | 0.36199 | 0.42158 | 0.43314 | 0.44863 | 0.45227 | 0.43624 | 0.41597 | 0.2616 | 0.21736 | 0.2916 | 0.29899 | 0.43682 | 0.32727 | 0.41375 | 0.36037 | 0.34206 | 0.41657 | 0.32918 | 0.27568 | 0.26826 | 0.32298 | 0.35353 | 0.37563 | 0.42779
TSO | - | 20 | 11 | 13 | 2025 | Winter | P, [MW] | 0 | 2 | 0.0062883 | 0.0060766 | 0.0057044 | 0.0056038 | 0.0045801 | 0.0045032 | 0.0038137 | 0.0063223 | 0.0069338 | 0.0062525 | 0.007578 | 0.0073937 | 0.0085896 | 0.0077463 | 0.0072489 | 0.0086169 | 0.01051 | 0.012031 | 0.012567 | 0.012922 | 0.01571 | 0.014145 | 0.012772 | 0.0094737
TSO | - | 21 | 12 | 72 | 2025 | Winter | P, [MW] | 0 | 2 | 0.021571 | 0.022476 | 0.02125 | 0.020534 | 0.016879 | 0.016402 | 0.014152 | 0.019273 | 0.021148 | 0.019306 | 0.024813 | 0.026374 | 0.028546 | 0.026238 | 0.024305 | 0.028213 | 0.034755 | 0.037135 | 0.039464 | 0.039879 | 0.049004 | 0.045187 | 0.042123 | 0.031785
TSO | - | 23 | 15 | 18 | 2025 | Winter | P, [MW] | 0 | 2 | 0.020075 | 0.015806 | 0.014357 | 0.012913 | 0.012858 | 0.015893 | 0.026458 | 0.035193 | 0.042287 | 0.046886 | 0.044727 | 0.044566 | 0.043376 | 0.042582 | 0.03902 | 0.033648 | 0.034303 | 0.047221 | 0.048523 | 0.046331 | 0.043199 | 0.038749 | 0.032531 | 0.02546
TSO | - | 24 | 15 | 26 | 2025 | Winter | P, [MW] | 0 | 2 | 0.10132 | 0.088258 | 0.079805 | 0.075951 | 0.075896 | 0.088295 | 0.17037 | 0.17543 | 0.19221 | 0.19289 | 0.19958 | 0.22544 | 0.196 | 0.2076 | 0.17877 | 0.15911 | 0.15042 | 0.20822 | 0.20126 | 0.19253 | 0.18501 | 0.16118 | 0.15081 | 0.13271
TSO | - | 25 | 16 | 17 | 2025 | Winter | P, [MW] | 0 | 2 | 6.3919e-06 | 0.00012567 | 0.00077799 | 0.00073075 | 0.00083512 | 6.2953e-05 | 0.0018979 | 0.0078367 | 0.0079398 | 0.0069382 | 0.0038027 | 0.0044979 | 0.006922 | 0.0036029 | 0.0037115 | 0.003548 | 0.0041586 | 0.0082236 | 0.0079518 | 0.0074366 | 0.0063042 | 0.0032223 | 0.0018284 | 0.00032706
TSO | - | 26 | 17 | 34 | 2025 | Winter | P, [MW] | 0 | 2 | 0.0068912 | 0.010226 | 0.013775 | 0.013942 | 0.014667 | 0.0074221 | 0.0016761 | 0.00096382 | 0.00098947 | 0.00042103 | 7.0783e-05 | 0.00017534 | 0.0011825 | 0.00018713 | 0.00037633 | 0.00060554 | 0.0013591 | 0.00076776 | 0.001134 | 0.00072795 | 0.00099068 | 0.0013724 | 0.0020176 | 0.0059442
TSO | - | 27 | 18 | 103 | 2025 | Winter | P, [MW] | 0 | 2 | 0.017916 | 0.013732 | 0.012394 | 0.011071 | 0.011008 | 0.01405 | 0.02375 | 0.032493 | 0.03944 | 0.043436 | 0.040361 | 0.040581 | 0.038911 | 0.0381 | 0.034879 | 0.029703 | 0.030095 | 0.042246 | 0.04359 | 0.041477 | 0.038396 | 0.0357 | 0.029819 | 0.023277
TSO | - | 28 | 26 | 55 | 2025 | Winter | P, [MW] | 0 | 2 | 0.15844 | 0.18356 | 0.18592 | 0.18198 | 0.18945 | 0.18948 | 0.31289 | 0.24554 | 0.20692 | 0.1977 | 0.22104 | 0.31932 | 0.23265 | 0.2828 | 0.21785 | 0.19331 | 0.19823 | 0.24394 | 0.21377 | 0.20144 | 0.2019 | 0.18519 | 0.19048 | 0.21166
TSO | - | 29 | 26 | 103 | 2025 | Winter | P, [MW] | 0 | 2 | 0.020872 | 0.021431 | 0.020382 | 0.020596 | 0.021407 | 0.021959 | 0.043876 | 0.032964 | 0.030026 | 0.028222 | 0.031568 | 0.043234 | 0.032995 | 0.039762 | 0.031606 | 0.029704 | 0.027163 | 0.033298 | 0.030525 | 0.029259 | 0.030852 | 0.026682 | 0.028264 | 0.030399
TSO | - | 30 | 29 | 34 | 2025 | Winter | P, [MW] | 0 | 2 | 0.25451 | 0.23596 | 0.22411 | 0.22084 | 0.22098 | 0.26856 | 0.3063 | 0.37735 | 0.36504 | 0.34411 | 0.33472 | 0.33124 | 0.36663 | 0.34105 | 0.34282 | 0.3422 | 0.34569 | 0.36566 | 0.3781 | 0.35601 | 0.34761 | 0.32273 | 0.30923 | 0.26421
TSO | - | 31 | 34 | 35 | 2025 | Winter | P, [MW] | 0 | 2 | 0.1018 | 0.099467 | 0.093674 | 0.09239 | 0.094325 | 0.11318 | 0.14472 | 0.17767 | 0.17664 | 0.17156 | 0.15303 | 0.15639 | 0.16837 | 0.15006 | 0.14474 | 0.14639 | 0.15409 | 0.17635 | 0.17285 | 0.17064 | 0.1675 | 0.15035 | 0.14032 | 0.11484
TSO | - | 32 | 35 | 36 | 2025 | Winter | P, [MW] | 0 | 2 | 0.034572 | 0.03302 | 0.033473 | 0.033528 | 0.03454 | 0.037054 | 0.041576 | 0.043164 | 0.042584 | 0.046763 | 0.044138 | 0.046096 | 0.047695 | 0.046489 | 0.045157 | 0.044374 | 0.04771 | 0.043004 | 0.045261 | 0.045629 | 0.045512 | 0.044527 | 0.040969 | 0.038232
TSO | - | 33 | 42 | 72 | 2025 | Winter | P, [MW] | 0 | 2 | 0.27588 | 0.28582 | 0.27404 | 0.27115 | 0.27789 | 0.37064 | 0.67365 | 0.61001 | 0.5278 | 0.44874 | 0.47768 | 0.60297 | 0.48707 | 0.52438 | 0.43725 | 0.37221 | 0.36548 | 0.52507 | 0.46337 | 0.44599 | 0.41996 | 0.36899 | 0.37509 | 0.35867
TSO | - | 34 | 72 | 103 | 2025 | Winter | P, [MW] | 0 | 2 | 0.037307 | 0.048023 | 0.049915 | 0.051845 | 0.052669 | 0.048851 | 0.021324 | 0.0080801 | 0.004937 | 0.009004 | 0.0076731 | 0.011151 | 0.0093235 | 0.011351 | 0.013605 | 0.015963 | 0.022119 | 0.0053757 | 0.0053347 | 0.0055407 | 0.0086023 | 0.013503 | 0.021528 | 0.029172
TSO | - | 36 | 1 | 2 | 2025 | Winter | P, [MW] | 0 | 2 | 0.053275 | 0.048212 | 0.042965 | 0.041798 | 0.040639 | 0.045725 | 0.064078 | 0.076832 | 0.090372 | 0.093665 | 0.087437 | 0.088802 | 0.090123 | 0.090544 | 0.08151 | 0.077179 | 0.080146 | 0.10234 | 0.097857 | 0.092516 | 0.091437 | 0.078911 | 0.071359 | 0.062807
TSO | - | 38 | 8 | 72 | 2025 | Winter | P, [MW] | 0 | 2 | 0.030072 | 0.024412 | 0.022816 | 0.022737 | 0.023256 | 0.02664 | 0.044232 | 0.053773 | 0.058812 | 0.063728 | 0.055841 | 0.055298 | 0.052502 | 0.055739 | 0.049604 | 0.04446 | 0.044412 | 0.066221 | 0.060324 | 0.060263 | 0.057304 | 0.05028 | 0.043686 | 0.039653
TSO | - | 41 | 11 | 12 | 2025 | Winter | P, [MW] | 0 | 2 | 0.13018 | 0.10802 | 0.095483 | 0.090373 | 0.083777 | 0.09934 | 0.17179 | 0.20103 | 0.23003 | 0.23511 | 0.25047 | 0.26698 | 0.24902 | 0.25249 | 0.22358 | 0.20739 | 0.21511 | 0.30129 | 0.2901 | 0.2855 | 0.28848 | 0.25319 | 0.22536 | 0.18058
TSO | - | 44 | 13 | 14 | 2025 | Winter | P, [MW] | 0 | 2 | 0.0047231 | 0.0050484 | 0.0046337 | 0.0042191 | 0.0037314 | 0.004069 | 0.0064149 | 0.0053174 | 0.0061505 | 0.0061526 | 0.0080153 | 0.010173 | 0.0085334 | 0.0086842 | 0.007547 | 0.0069474 | 0.0075897 | 0.0088856 | 0.0089957 | 0.0084637 | 0.0090154 | 0.0083212 | 0.008053 | 0.0064936
TSO | - | 45 | 13 | 15 | 2025 | Winter | P, [MW] | 0 | 2 | 0.050523 | 0.044057 | 0.040315 | 0.038146 | 0.03769 | 0.042022 | 0.073202 | 0.073591 | 0.085542 | 0.092539 | 0.094743 | 0.10495 | 0.090763 | 0.096691 | 0.084825 | 0.07396 | 0.073277 | 0.10262 | 0.09538 | 0.091824 | 0.087797 | 0.078504 | 0.071986 | 0.063135
TSO | - | 47 | 19 | 20 | 2025 | Winter | P, [MW] | 0 | 2 | 0.005143 | 0.0051816 | 0.0050595 | 0.004876 | 0.0057647 | 0.0049792 | 0.0052785 | 0.0031999 | 0.0023484 | 0.0018405 | 0.0025661 | 0.0034598 | 0.0042849 | 0.0052004 | 0.0047419 | 0.0036651 | 0.0036468 | 0.0046581 | 0.0045939 | 0.0042791 | 0.0042779 | 0.0053897 | 0.0055384 | 0.0047928
TSO | - | 48 | 19 | 21 | 2025 | Winter | P, [MW] | 0 | 2 | 0.015694 | 0.014075 | 0.012322 | 0.011959 | 0.011259 | 0.012992 | 0.02753 | 0.034078 | 0.038517 | 0.039287 | 0.035354 | 0.038805 | 0.039828 | 0.040072 | 0.032295 | 0.028589 | 0.030513 | 0.043084 | 0.037809 | 0.036203 | 0.035219 | 0.029986 | 0.02519 | 0.02067
TSO | - | 50 | 29 | 30 | 2025 | Winter | P, [MW] | 0 | 2 | 0.030171 | 0.02749 | 0.026815 | 0.026513 | 0.025997 | 0.027966 | 0.045466 | 0.049769 | 0.053433 | 0.050395 | 0.049776 | 0.055265 | 0.054691 | 0.056563 | 0.05219 | 0.050307 | 0.048397 | 0.05326 | 0.049333 | 0.045548 | 0.046959 | 0.040651 | 0.035327 | 0.033516
TSO | - | 1 | 1 | 5 | 2025 | Winter | P, [MW] | 1 | 0 | 0.078996 | 0.093957 | 0.091299 | 0.0906 | 0.095687 | 0.14164 | 0.091948 | 0.066597 | 0.044221 | 0.062304 | 0.046352 | 0.080501 | 0.063442 | 0.079633 | 0.064951 | 0.062774 | 0.070329 | 0.044826 | 0.044737 | 0.052111 | 0.066068 | 0.071749 | 0.079124 | 0.087426
TSO | - | 2 | 1 | 19 | 2025 | Winter | P, [MW] | 1 | 0 | 0.12206 | 0.11112 | 0.10468 | 0.10104 | 0.10092 | 0.1029 | 0.24472 | 0.25263 | 0.25082 | 0.15361 | 0.24626 | 0.26994 | 0.27898 | 0.27677 | 0.23323 | 0.21451 | 0.1444 | 0.25814 | 0.22964 | 0.21708 | 0.16585 | 0.15373 | 0.15429 | 0.13681
TSO | - | 3 | 1 | 29 | 2025 | Winter | P, [MW] | 1 | 0 | 0.16682 | 0.16066 | 0.15334 | 0.1518 | 0.15262 | 0.19202 | 0.19884 | 0.23994 | 0.24447 | 0.24231 | 0.22337 | 0.21463 | 0.24427 | 0.22061 | 0.21425 | 0.21674 | 0.21393 | 0.23117 | 0.22966 | 0.24665 | 0.24398 | 0.23299 | 0.22157 | 0.18134
TSO | - | 4 | 1 | 36 | 2025 | Winter | P, [MW] | 1 | 0 | 0.29724 | 0.27388 | 0.26364 | 0.25979 | 0.25495 | 0.32088 | 0.30878 | 0.36796 | 0.36521 | 0.34527 | 0.34243 | 0.32258 | 0.36675 | 0.3447 | 0.34435 | 0.34749 | 0.3352 | 0.35343 | 0.36281 | 0.36215 | 0.3588 | 0.34831 | 0.34207 | 0.30132
TSO | - | 5 | 1 | 55 | 2025 | Winter | P, [MW] | 1 | 0 | 0.12068 | 0.14641 | 0.15079 | 0.1479 | 0.15426 | 0.14911 | 0.21928 | 0.14899 | 0.1195 | 0.12142 | 0.12592 | 0.2016 | 0.14074 | 0.17549 | 0.13363 | 0.11883 | 0.1266 | 0.13506 | 0.11512 | 0.11564 | 0.12361 | 0.11718 | 0.12913 | 0.15002
TSO | - | 6 | 3 | 9 | 2025 | Winter | P, [MW] | 1 | 0 | 0.071292 | 0.053883 | 0.03414 | 0.037192 | 0.034969 | 0.068129 | 0.2091 | 0.32322 | 0.36041 | 0.32656 | 0.26755 | 0.29957 | 0.3145 | 0.26037 | 0.24061 | 0.22168 | 0.21874 | 0.30537 | 0.28641 | 0.27721 | 0.25922 | 0.17957 | 0.14522 | 0.0933
TSO | - | 7 | 3 | 34 | 2025 | Winter | P, [MW] | 1 | 0 | 0.0019667 | 0.0036142 | 0.0053552 | 0.0059621 | 0.0055733 | 0.0004791 | 0.001278 | 0.012224 | 0.011133 | 0.0069428 | 0.0039111 | 0.0033106 | 0.0066893 | 0.0036216 | 0.0027265 | 0.0032333 | 0.0037356 | 0.00992 | 0.0088787 | 0.0071891 | 0.0058851 | 0.0018936 | 0.00089629 | 0.0009614
TSO | - | 8 | 4 | 15 | 2025 | Winter | P, [MW] | 1 | 0 | 0.076077 | 0.059941 | 0.053588 | 0.049336 | 0.049634 | 0.059528 | 0.096069 | 0.11909 | 0.1417 | 0.15738 | 0.14816 | 0.14876 | 0.14574 | 0.14373 | 0.13246 | 0.11757 | 0.11994 | 0.16257 | 0.16501 | 0.16193 | 0.15393 | 0.13916 | 0.12158 | 0.096783
TSO | - | 10 | 4 | 103 | 2025 | Winter | P, [MW] | 1 | 0 | 0.00067837 | 0.0010688 | 0.00097114 | 0.00091876 | 0.0010668 | 0.00092801 | 0.00040374 | 0.0027431 | 0.0047105 | 0.0054634 | 0.0040511 | 0.0042384 | 0.00347 | 0.0032113 | 0.0024661 | 0.00097273 | 0.00076881 | 0.0017104 | 0.0019242 | 0.0014751 | 0.0010786 | 0.0010681 | 0.00020121 | 6.1067e-05
TSO | - | 12 | 5 | 42 | 2025 | Winter | P, [MW] | 1 | 0 | 0.13023 | 0.16504 | 0.17769 | 0.17565 | 0.18274 | 0.17495 | 0.25281 | 0.17925 | 0.12362 | 0.11511 | 0.10625 | 0.17402 | 0.12407 | 0.15735 | 0.12557 | 0.11151 | 0.12489 | 0.10825 | 0.093035 | 0.099723 | 0.11824 | 0.11743 | 0.13378 | 0.15918
TSO | - | 13 | 5 | 68 | 2025 | Winter | P, [MW] | 1 | 0 | 0.0019562 | 0.0018309 | 0.0016346 | 0.0019378 | 0.0017569 | 0.0017445 | 0.002174 | 0.0021265 | 0.0019776 | 0.0023541 | 0.0023455 | 0.0022882 | 0.0022941 | 0.0023293 | 0.0022433 | 0.0018611 | 0.0019795 | 0.002159 | 0.001717 | 0.0020917 | 0.0018788 | 0.0016301 | 0.0018442 | 0.0019144
TSO | - | 14 | 7 | 9 | 2025 | Winter | P, [MW] | 1 | 0 | 0.34092 | 0.3264 | 0.295 | 0.31494 | 0.31809 | 0.31688 | 0.32612 | 0.30124 | 0.27414 | 0.31432 | 0.2971 | 0.30003 | 0.30336 | 0.31303 | 0.31313 | 0.31652 | 0.31455 | 0.29942 | 0.27109 | 0.26926 | 0.28636 | 0.2641 | 0.33663 | 0.3417
TSO | - | 16 | 8 | 14 | 2025 | Winter | P, [MW] | 1 | 0 | 0.00020348 | 0.0002179 | 0.00019961 | 0.0001819 | 0.00016072 | 0.00017524 | 0.00028003 | 0.00023021 | 0.00026973 | 0.00027163 | 0.00034765 | 0.00044486 | 0.00037298 | 0.00037897 | 0.00032788 | 0.00030023 | 0.00032604 | 0.00037843 | 0.00037898 | 0.00036414 | 0.00039125 | 0.00035909 | 0.00034701 | 0.00027796
TSO | - | 17 | 9 | 10 | 2025 | Winter | P, [MW] | 1 | 0 | 0.40611 | 0.47397 | 0.49217 | 0.46413 | 0.49734 | 0.48857 | 0.33732 | 0.22515 | 0.22271 | 0.33761 | 0.20895 | 0.26359 | 0.28559 | 0.28686 | 0.31072 | 0.36857 | 0.44174 | 0.2408 | 0.27201 | 0.33365 | 0.41121 | 0.41702 | 0.4361 | 0.46182
TSO | - | 18 | 9 | 16 | 2025 | Winter | P, [MW] | 1 | 0 | 0.092751 | 0.079733 | 0.06373 | 0.063951 | 0.064566 | 0.10421 | 0.23728 | 0.3415 | 0.36483 | 0.32226 | 0.28687 | 0.29927 | 0.29663 | 0.27487 | 0.24763 | 0.24009 | 0.24321 | 0.31781 | 0.29275 | 0.27999 | 0.26701 | 0.19054 | 0.16402 | 0.11365
TSO | - | 19 | 10 | 15 | 2025 | Winter | P, [MW] | 1 | 0 | 0.37815 | 0.44564 | 0.44624 | 0.4697 | 0.46545 | 0.44402 | 0.44715 | 0.27269 | 0.2535 | 0.34447 | 0.31442 | 0.47537 | 0.36205 | 0.44753 | 0.38199 | 0.35285 | 0.40459 | 0.31051 | 0.23895 | 0.26923 | 0.35859 | 0.37572 | 0.39 | 0.40567
TSO | - | 20 | 11 | 13 | 2025 | Winter | P, [MW] | 1 | 0 | 0.006336 | 0.0061551 | 0.0057346 | 0.0056507 | 0.0046048 | 0.0045222 | 0.0038289 | 0.006327 | 0.0071716 | 0.0064101 | 0.0076 | 0.0074451 | 0.0086441 | 0.0077865 | 0.007265 | 0.008677 | 0.010442 | 0.012002 | 0.012234 | 0.012928 | 0.015983 | 0.014281 | 0.012848 | 0.0094632
TSO | - | 21 | 12 | 72 | 2025 | Winter | P, [MW] | 1 | 0 | 0.021728 | 0.022763 | 0.021362 | 0.020707 | 0.016969 | 0.016471 | 0.014307 | 0.019339 | 0.022013 | 0.020005 | 0.02497 | 0.026748 | 0.028928 | 0.026541 | 0.024468 | 0.028457 | 0.034525 | 0.036887 | 0.038108 | 0.039897 | 0.050008 | 0.045654 | 0.042382 | 0.031694
TSO | - | 23 | 15 | 18 | 2025 | Winter | P, [MW] | 1 | 0 | 0.020101 | 0.015817 | 0.014365 | 0.012925 | 0.012865 | 0.0159 | 0.026694 | 0.035335 | 0.042995 | 0.047822 | 0.044981 | 0.045094 | 0.043864 | 0.043023 | 0.039287 | 0.033776 | 0.034248 | 0.046911 | 0.047716 | 0.046344 | 0.043606 | 0.038929 | 0.032609 | 0.025371
TSO | - | 24 | 15 | 26 | 2025 | Winter | P, [MW] | 1 | 0 | 0.10127 | 0.08814 | 0.079852 | 0.076022 | 0.075929 | 0.088286 | 0.17228 | 0.17626 | 0.19392 | 0.19591 | 0.20069 | 0.22806 | 0.19821 | 0.2098 | 0.18017 | 0.15954 | 0.1505 | 0.20673 | 0.19934 | 0.19257 | 0.18546 | 0.16117 | 0.15077 | 0.13225
TSO | - | 25 | 16 | 17 | 2025 | Winter | P, [MW] | 1 | 0 | 6.2925e-06 | 0.00011734 | 0.00073125 | 0.00066022 | 0.00078868 | 6.9161e-05 | 0.0020148 | 0.0078612 | 0.0083605 | 0.0073123 | 0.0038179 | 0.0045931 | 0.0069941 | 0.0036781 | 0.0037794 | 0.003648 | 0.0040891 | 0.0081572 | 0.0074475 | 0.0074692 | 0.0066726 | 0.0033641 | 0.0019018 | 0.00030445
TSO | - | 26 | 17 | 34 | 2025 | Winter | P, [MW] | 1 | 0 | 0.0067113 | 0.010071 | 0.013501 | 0.013507 | 0.014383 | 0.0073722 | 0.0020571 | 0.0010133 | 0.0013099 | 0.00091145 | 0.00014858 | 0.00045166 | 0.0014163 | 0.00042174 | 0.00057721 | 0.00072306 | 0.0013126 | 0.00061466 | 0.00061456 | 0.00075472 | 0.0013393 | 0.0014482 | 0.0020442 | 0.0058807
TSO | - | 27 | 18 | 103 | 2025 | Winter | P, [MW] | 1 | 0 | 0.017954 | 0.013756 | 0.012409 | 0.011094 | 0.011022 | 0.014061 | 0.023982 | 0.032633 | 0.040134 | 0.044348 | 0.040605 | 0.04109 | 0.039378 | 0.038522 | 0.035135 | 0.029824 | 0.030011 | 0.041951 | 0.042859 | 0.04149 | 0.038797 | 0.035891 | 0.029904 | 0.023176
TSO | - | 28 | 26 | 55 | 2025 | Winter | P, [MW] | 1 | 0 | 0.15873 | 0.18491 | 0.18677 | 0.18335 | 0.19016 | 0.18993 | 0.32199 | 0.24888 | 0.21311 | 0.21074 | 0.22505 | 0.32983 | 0.2417 | 0.29206 | 0.22367 | 0.19565 | 0.19791 | 0.2386 | 0.20547 | 0.20159 | 0.20503 | 0.18585 | 0.19079 | 0.20949
TSO | - | 29 | 26 | 103 | 2025 | Winter | P, [MW] | 1 | 0 | 0.020942 | 0.02158 | 0.020509 | 0.020797 | 0.021532 | 0.02202 | 0.044852 | 0.033314 | 0.030549 | 0.029535 | 0.031962 | 0.044291 | 0.033913 | 0.040737 | 0.03222 | 0.029919 | 0.027129 | 0.032745 | 0.029742 | 0.029275 | 0.03117 | 0.026784 | 0.028315 | 0.030071
TSO | - | 30 | 29 | 34 | 2025 | Winter | P, [MW] | 1 | 0 | 0.25697 | 0.23792 | 0.22565 | 0.22311 | 0.22277 | 0.26943 | 0.31068 | 0.37944 | 0.3773 | 0.35574 | 0.33729 | 0.33717 | 0.37202 | 0.34605 | 0.34639 | 0.34505 | 0.3443 | 0.36208 | 0.36591 | 0.35661 | 0.3539 | 0.32558 | 0.3112 | 0.26329
TSO | - | 31 | 34 | 35 | 2025 | Winter | P, [MW] | 1 | 0 | 0.10284 | 0.10059 | 0.094638 | 0.093908 | 0.095204 | 0.11356 | 0.14777 | 0.17888 | 0.18383 | 0.17893 | 0.15479 | 0.16011 | 0.17178 | 0.15321 | 0.14683 | 0.14799 | 0.15332 | 0.17424 | 0.16559 | 0.17092 | 0.17116 | 0.15189 | 0.14123 | 0.11402
TSO | - | 32 | 35 | 36 | 2025 | Winter | P, [MW] | 1 | 0 | 0.035052 | 0.033559 | 0.033796 | 0.034038 | 0.034856 | 0.037227 | 0.043801 | 0.044056 | 0.046855 | 0.051814 | 0.045517 | 0.049104 | 0.050459 | 0.049059 | 0.046816 | 0.045367 | 0.047344 | 0.041445 | 0.041033 | 0.045823 | 0.047444 | 0.045273 | 0.041407 | 0.037696
TSO | - | 33 | 42 | 72 | 2025 | Winter | P, [MW] | 1 | 0 | 0.27653 | 0.28738 | 0.2753 | 0.27315 | 0.27905 | 0.37111 | 0.68378 | 0.61379 | 0.5326 | 0.46034 | 0.48196 | 0.61396 | 0.49623 | 0.53377 | 0.44338 | 0.37435 | 0.36523 | 0.51924 | 0.45661 | 0.44613 | 0.42198 | 0.36939 | 0.37536 | 0.35569
TSO | - | 34 | 72 | 103 | 2025 | Winter | P, [MW] | 1 | 0 | 0.039033 | 0.05068 | 0.051354 | 0.054165 | 0.054117 | 0.049693 | 0.023682 | 0.0086801 | 0.0064675 | 0.01131 | 0.0083359 | 0.013041 | 0.011034 | 0.013092 | 0.014868 | 0.016733 | 0.021181 | 0.0046374 | 0.0038861 | 0.0055879 | 0.010675 | 0.014996 | 0.022706 | 0.027291
TSO | - | 36 | 1 | 2 | 2025 | Winter | P, [MW] | 1 | 0 | 0.053276 | 0.048212 | 0.042965 | 0.041798 | 0.040639 | 0.045725 | 0.064078 | 0.076833 | 0.090374 | 0.093666 | 0.087438 | 0.088804 | 0.090124 | 0.090544 | 0.08151 | 0.077179 | 0.080147 | 0.10234 | 0.097849 | 0.092517 | 0.091437 | 0.078911 | 0.071359 | 0.062807
TSO | - | 38 | 8 | 72 | 2025 | Winter | P, [MW] | 1 | 0 | 0.030247 | 0.024739 | 0.023013 | 0.023056 | 0.023452 | 0.026745 | 0.04498 | 0.054071 | 0.059678 | 0.065072 | 0.056186 | 0.056154 | 0.053299 | 0.056503 | 0.050073 | 0.04467 | 0.044313 | 0.065685 | 0.059394 | 0.060278 | 0.057798 | 0.050488 | 0.043816 | 0.03933
TSO | - | 41 | 11 | 12 | 2025 | Winter | P, [MW] | 1 | 0 | 0.13025 | 0.10813 | 0.095533 | 0.090448 | 0.083815 | 0.099373 | 0.17289 | 0.20157 | 0.23249 | 0.23818 | 0.25142 | 0.26912 | 0.25089 | 0.25423 | 0.2246 | 0.20791 | 0.21497 | 0.29992 | 0.2869 | 0.28553 | 0.28981 | 0.25358 | 0.22553 | 0.18029
TSO | - | 44 | 13 | 14 | 2025 | Winter | P, [MW] | 1 | 0 | 0.0047297 | 0.0050648 | 0.0046398 | 0.004228 | 0.0037355 | 0.0040733 | 0.0065093 | 0.005351 | 0.0062699 | 0.0063139 | 0.0080816 | 0.010342 | 0.0086703 | 0.0088098 | 0.0076219 | 0.006979 | 0.007579 | 0.0087971 | 0.0088099 | 0.0084649 | 0.0090953 | 0.0083475 | 0.0080665 | 0.0064611
TSO | - | 45 | 13 | 15 | 2025 | Winter | P, [MW] | 1 | 0 | 0.050659 | 0.044283 | 0.040458 | 0.038371 | 0.037827 | 0.042096 | 0.074198 | 0.073982 | 0.086325 | 0.094021 | 0.095315 | 0.10631 | 0.091913 | 0.097823 | 0.085549 | 0.074178 | 0.073245 | 0.10185 | 0.094509 | 0.091832 | 0.088126 | 0.078613 | 0.072073 | 0.062724
TSO | - | 47 | 19 | 20 | 2025 | Winter | P, [MW] | 1 | 0 | 0.005143 | 0.0051816 | 0.0050595 | 0.004876 | 0.0057648 | 0.0049792 | 0.0052785 | 0.0031999 | 0.0023485 | 0.0018406 | 0.0025816 | 0.00346 | 0.0042851 | 0.0052005 | 0.004742 | 0.0036653 | 0.0036468 | 0.0046584 | 0.0045724 | 0.0042791 | 0.0042779 | 0.0053897 | 0.0055385 | 0.0047928
TSO | - | 48 | 19 | 21 | 2025 | Winter | P, [MW] | 1 | 0 | 0.015694 | 0.014075 | 0.012322 | 0.011959 | 0.011259 | 0.012992 | 0.02753 | 0.034078 | 0.038518 | 0.039288 | 0.035413 | 0.038806 | 0.039828 | 0.040072 | 0.032295 | 0.028589 | 0.030513 | 0.043085 | 0.037745 | 0.036203 | 0.035219 | 0.029986 | 0.025191 | 0.02067
TSO | - | 50 | 29 | 30 | 2025 | Winter | P, [MW] | 1 | 0 | 0.030171 | 0.02749 | 0.026815 | 0.026513 | 0.025997 | 0.027966 | 0.045466 | 0.049769 | 0.053434 | 0.050396 | 0.049777 | 0.055269 | 0.054691 | 0.056564 | 0.05219 | 0.050307 | 0.048399 | 0.05326 | 0.049322 | 0.045548 | 0.046959 | 0.040651 | 0.035327 | 0.033516
TSO | - | 1 | 1 | 5 | 2025 | Winter | P, [MW] | 1 | 1 | 0.078996 | 0.093957 | 0.091299 | 0.0906 | 0.095687 | 0.14164 | 0.091948 | 0.066597 | 0.044221 | 0.062304 | 0.046352 | 0.080501 | 0.063442 | 0.079633 | 0.064951 | 0.062774 | 0.070329 | 0.044826 | 0.044737 | 0.052111 | 0.066068 | 0.071749 | 0.079124 | 0.087426
TSO | - | 2 | 1 | 19 | 2025 | Winter | P, [MW] | 1 | 1 | 0.12206 | 0.11112 | 0.10468 | 0.10104 | 0.10092 | 0.1029 | 0.24472 | 0.25263 | 0.25082 | 0.15361 | 0.24626 | 0.26993 | 0.27898 | 0.27677 | 0.23323 | 0.21451 | 0.1444 | 0.25814 | 0.22964 | 0.21708 | 0.16585 | 0.15373 | 0.15429 | 0.13681
TSO | - | 3 | 1 | 29 | 2025 | Winter | P, [MW] | 1 | 1 | 0.16681 | 0.16066 | 0.15334 | 0.1518 | 0.15262 | 0.19202 | 0.19884 | 0.23994 | 0.24447 | 0.24231 | 0.22337 | 0.21463 | 0.24428 | 0.22061 | 0.21425 | 0.21674 | 0.21393 | 0.23117 | 0.22966 | 0.24665 | 0.24398 | 0.23299 | 0.22157 | 0.18134
TSO | - | 4 | 1 | 36 | 2025 | Winter | P, [MW] | 1 | 1 | 0.29724 | 0.27389 | 0.26364 | 0.25979 | 0.25495 | 0.32088 | 0.30878 | 0.36796 | 0.36521 | 0.34527 | 0.34243 | 0.32258 | 0.36675 | 0.3447 | 0.34435 | 0.34749 | 0.3352 | 0.35343 | 0.36281 | 0.36215 | 0.3588 | 0.34831 | 0.34207 | 0.30132
TSO | - | 5 | 1 | 55 | 2025 | Winter | P, [MW] | 1 | 1 | 0.12068 | 0.14641 | 0.15079 | 0.1479 | 0.15426 | 0.14911 | 0.21928 | 0.14899 | 0.1195 | 0.12142 | 0.12592 | 0.2016 | 0.14074 | 0.17549 | 0.13363 | 0.11883 | 0.1266 | 0.13506 | 0.11512 | 0.11564 | 0.12361 | 0.11718 | 0.12913 | 0.15002
TSO | - | 6 | 3 | 9 | 2025 | Winter | P, [MW] | 1 | 1 | 0.071292 | 0.053882 | 0.03414 | 0.037193 | 0.034968 | 0.068129 | 0.20909 | 0.32322 | 0.36041 | 0.32657 | 0.26755 | 0.29957 | 0.3145 | 0.26037 | 0.24061 | 0.22168 | 0.21875 | 0.30537 | 0.28641 | 0.27721 | 0.25922 | 0.17957 | 0.14522 | 0.0933
TSO | - | 7 | 3 | 34 | 2025 | Winter | P, [MW] | 1 | 1 | 0.0019667 | 0.0036142 | 0.0053552 | 0.0059621 | 0.0055733 | 0.0004791 | 0.0012781 | 0.012224 | 0.011133 | 0.0069427 | 0.003911 | 0.0033104 | 0.0066893 | 0.0036217 | 0.0027265 | 0.0032333 | 0.0037356 | 0.0099201 | 0.0088786 | 0.0071891 | 0.0058851 | 0.0018937 | 0.0008963 | 0.00096135
TSO | - | 8 | 4 | 15 | 2025 | Winter | P, [MW] | 1 | 1 | 0.076078 | 0.059941 | 0.053588 | 0.049336 | 0.049634 | 0.059528 | 0.096069 | 0.11909 | 0.1417 | 0.15738 | 0.14816 | 0.14877 | 0.14574 | 0.14373 | 0.13246 | 0.11757 | 0.11994 | 0.16257 | 0.16501 | 0.16193 | 0.15393 | 0.13916 | 0.12158 | 0.096782
TSO | - | 10 | 4 | 103 | 2025 | Winter | P, [MW] | 1 | 1 | 0.00067837 | 0.0010688 | 0.00097114 | 0.00091876 | 0.0010668 | 0.00092801 | 0.00040376 | 0.0027431 | 0.0047105 | 0.0054633 | 0.0040511 | 0.0042383 | 0.00347 | 0.0032113 | 0.0024661 | 0.00097271 | 0.00076879 | 0.0017105 | 0.0019242 | 0.0014751 | 0.0010786 | 0.0010681 | 0.00020122 | 6.107e-05
TSO | - | 12 | 5 | 42 | 2025 | Winter | P, [MW] | 1 | 1 | 0.13023 | 0.16504 | 0.17769 | 0.17565 | 0.18274 | 0.17495 | 0.2528 | 0.17925 | 0.12362 | 0.11511 | 0.10625 | 0.17402 | 0.12407 | 0.15735 | 0.12557 | 0.11151 | 0.12489 | 0.10825 | 0.093035 | 0.099723 | 0.11824 | 0.11743 | 0.13378 | 0.15918
TSO | - | 13 | 5 | 68 | 2025 | Winter | P, [MW] | 1 | 1 | 0.0019562 | 0.0018309 | 0.0016346 | 0.0019378 | 0.0017569 | 0.0017445 | 0.002174 | 0.0021265 | 0.0019776 | 0.002354 | 0.0023455 | 0.0022882 | 0.0022941 | 0.0023293 | 0.0022433 | 0.001861 | 0.0019795 | 0.0021591 | 0.001717 | 0.0020917 | 0.0018788 | 0.0016301 | 0.0018442 | 0.0019144
TSO | - | 14 | 7 | 9 | 2025 | Winter | P, [MW] | 1 | 1 | 0.34092 | 0.3264 | 0.295 | 0.31494 | 0.31809 | 0.31688 | 0.32612 | 0.30124 | 0.27414 | 0.31432 | 0.2971 | 0.30003 | 0.30336 | 0.31303 | 0.31313 | 0.31652 | 0.31455 | 0.29942 | 0.27109 | 0.26926 | 0.28636 | 0.2641 | 0.33663 | 0.3417
TSO | - | 16 | 8 | 14 | 2025 | Winter | P, [MW] | 1 | 1 | 0.00020348 | 0.0002179 | 0.00019961 | 0.0001819 | 0.00016071 | 0.00017524 | 0.00028003 | 0.00023021 | 0.00026973 | 0.00027163 | 0.00034766 | 0.00044486 | 0.00037298 | 0.00037897 | 0.00032788 | 0.00030023 | 0.00032604 | 0.00037843 | 0.00037898 | 0.00036414 | 0.00039125 | 0.00035909 | 0.00034701 | 0.00027795
TSO | - | 17 | 9 | 10 | 2025 | Winter | P, [MW] | 1 | 1 | 0.40611 | 0.47397 | 0.49217 | 0.46413 | 0.49734 | 0.48857 | 0.33732 | 0.22515 | 0.22271 | 0.33761 | 0.20895 | 0.26359 | 0.28559 | 0.28686 | 0.31072 | 0.36857 | 0.44174 | 0.2408 | 0.27201 | 0.33365 | 0.41121 | 0.41702 | 0.4361 | 0.46182
TSO | - | 18 | 9 | 16 | 2025 | Winter | P, [MW] | 1 | 1 | 0.092751 | 0.079733 | 0.06373 | 0.063951 | 0.064566 | 0.10421 | 0.23728 | 0.3415 | 0.36483 | 0.32226 | 0.28687 | 0.29927 | 0.29663 | 0.27487 | 0.24763 | 0.24009 | 0.24322 | 0.31781 | 0.29275 | 0.27999 | 0.26701 | 0.19054 | 0.16402 | 0.11365
TSO | - | 19 | 10 | 15 | 2025 | Winter | P, [MW] | 1 | 1 | 0.37815 | 0.44564 | 0.44624 | 0.4697 | 0.46545 | 0.44402 | 0.44715 | 0.27269 | 0.2535 | 0.34447 | 0.31442 | 0.47537 | 0.36205 | 0.44753 | 0.38199 | 0.35285 | 0.40459 | 0.31051 | 0.23895 | 0.26923 | 0.35859 | 0.37572 | 0.39 | 0.40567
TSO | - | 20 | 11 | 13 | 2025 | Winter | P, [MW] | 1 | 1 | 0.0063361 | 0.006155 | 0.0057346 | 0.0056508 | 0.0046048 | 0.0045223 | 0.0038289 | 0.006327 | 0.0071716 | 0.0064102 | 0.0076001 | 0.0074452 | 0.0086441 | 0.0077864 | 0.007265 | 0.0086771 | 0.010442 | 0.012002 | 0.012234 | 0.012928 | 0.015983 | 0.014281 | 0.012848 | 0.0094631
TSO | - | 21 | 12 | 72 | 2025 | Winter | P, [MW] | 1 | 1 | 0.021728 | 0.022763 | 0.021362 | 0.020707 | 0.016969 | 0.016471 | 0.014307 | 0.019339 | 0.022013 | 0.020005 | 0.02497 | 0.026748 | 0.028927 | 0.026541 | 0.024468 | 0.028457 | 0.034525 | 0.036887 | 0.038108 | 0.039897 | 0.050008 | 0.045654 | 0.042382 | 0.031694
TSO | - | 23 | 15 | 18 | 2025 | Winter | P, [MW] | 1 | 1 | 0.020101 | 0.015817 | 0.014365 | 0.012925 | 0.012865 | 0.0159 | 0.026694 | 0.035335 | 0.042995 | 0.047822 | 0.044981 | 0.045094 | 0.043864 | 0.043023 | 0.039287 | 0.033776 | 0.034248 | 0.046911 | 0.047716 | 0.046344 | 0.043606 | 0.038929 | 0.032609 | 0.025371
TSO | - | 24 | 15 | 26 | 2025 | Winter | P, [MW] | 1 | 1 | 0.10127 | 0.088141 | 0.079852 | 0.076022 | 0.075929 | 0.088286 | 0.17228 | 0.17626 | 0.19392 | 0.19591 | 0.20069 | 0.22806 | 0.19821 | 0.2098 | 0.18017 | 0.15954 | 0.1505 | 0.20673 | 0.19934 | 0.19257 | 0.18546 | 0.16117 | 0.15077 | 0.13225
TSO | - | 25 | 16 | 17 | 2025 | Winter | P, [MW] | 1 | 1 | 6.2921e-06 | 0.00011733 | 0.00073125 | 0.00066023 | 0.00078868 | 6.9161e-05 | 0.0020148 | 0.0078612 | 0.0083605 | 0.0073123 | 0.0038179 | 0.004593 | 0.0069942 | 0.0036782 | 0.0037794 | 0.003648 | 0.0040891 | 0.0081573 | 0.0074474 | 0.0074692 | 0.0066726 | 0.0033641 | 0.0019018 | 0.00030446
TSO | - | 26 | 17 | 34 | 2025 | Winter | P, [MW] | 1 | 1 | 0.0067113 | 0.010071 | 0.013501 | 0.013507 | 0.014383 | 0.0073722 | 0.0020571 | 0.0010133 | 0.0013099 | 0.00091143 | 0.00014857 | 0.00045165 | 0.0014164 | 0.00042174 | 0.00057721 | 0.00072306 | 0.0013126 | 0.00061468 | 0.00061455 | 0.00075472 | 0.0013393 | 0.0014482 | 0.0020442 | 0.0058807
TSO | - | 27 | 18 | 103 | 2025 | Winter | P, [MW] | 1 | 1 | 0.017954 | 0.013756 | 0.012409 | 0.011094 | 0.011022 | 0.014061 | 0.023982 | 0.032633 | 0.040134 | 0.044348 | 0.040605 | 0.04109 | 0.039378 | 0.038522 | 0.035135 | 0.029824 | 0.030011 | 0.041951 | 0.042859 | 0.04149 | 0.038797 | 0.035891 | 0.029904 | 0.023176
TSO | - | 28 | 26 | 55 | 2025 | Winter | P, [MW] | 1 | 1 | 0.15873 | 0.18491 | 0.18677 | 0.18335 | 0.19016 | 0.18993 | 0.32199 | 0.24888 | 0.21311 | 0.21074 | 0.22505 | 0.32983 | 0.2417 | 0.29206 | 0.22367 | 0.19565 | 0.19791 | 0.2386 | 0.20547 | 0.20159 | 0.20503 | 0.18585 | 0.19079 | 0.20949
TSO | - | 29 | 26 | 103 | 2025 | Winter | P, [MW] | 1 | 1 | 0.020942 | 0.02158 | 0.020509 | 0.020797 | 0.021532 | 0.02202 | 0.044852 | 0.033314 | 0.030549 | 0.029535 | 0.031962 | 0.04429 | 0.033913 | 0.040737 | 0.03222 | 0.029919 | 0.027129 | 0.032745 | 0.029742 | 0.029275 | 0.03117 | 0.026784 | 0.028315 | 0.030072
TSO | - | 30 | 29 | 34 | 2025 | Winter | P, [MW] | 1 | 1 | 0.25697 | 0.23792 | 0.22565 | 0.22311 | 0.22277 | 0.26943 | 0.31068 | 0.37944 | 0.3773 | 0.35574 | 0.33729 | 0.33717 | 0.37202 | 0.34606 | 0.34639 | 0.34505 | 0.3443 | 0.36208 | 0.36591 | 0.35661 | 0.3539 | 0.32559 | 0.3112 | 0.26329
TSO | - | 31 | 34 | 35 | 2025 | Winter | P, [MW] | 1 | 1 | 0.10284 | 0.10059 | 0.094638 | 0.093908 | 0.095204 | 0.11356 | 0.14777 | 0.17888 | 0.18383 | 0.17892 | 0.15479 | 0.16011 | 0.17178 | 0.15321 | 0.14683 | 0.14799 | 0.15332 | 0.17424 | 0.16559 | 0.17092 | 0.17116 | 0.15189 | 0.14123 | 0.11402
TSO | - | 32 | 35 | 36 | 2025 | Winter | P, [MW] | 1 | 1 | 0.035052 | 0.033559 | 0.033796 | 0.034038 | 0.034856 | 0.037227 | 0.043801 | 0.044056 | 0.046855 | 0.051813 | 0.045516 | 0.049104 | 0.050459 | 0.049059 | 0.046816 | 0.045367 | 0.047344 | 0.041445 | 0.041033 | 0.045823 | 0.047444 | 0.045273 | 0.041407 | 0.037696
TSO | - | 33 | 42 | 72 | 2025 | Winter | P, [MW] | 1 | 1 | 0.27652 | 0.28738 | 0.2753 | 0.27315 | 0.27905 | 0.37111 | 0.68378 | 0.61379 | 0.5326 | 0.46034 | 0.48196 | 0.61396 | 0.49623 | 0.53377 | 0.44338 | 0.37435 | 0.36523 | 0.51924 | 0.4566 | 0.44614 | 0.42198 | 0.3694 | 0.37537 | 0.35569
TSO | - | 34 | 72 | 103 | 2025 | Winter | P, [MW] | 1 | 1 | 0.039033 | 0.050681 | 0.051354 | 0.054165 | 0.054117 | 0.049693 | 0.023682 | 0.0086801 | 0.0064675 | 0.01131 | 0.0083357 | 0.013041 | 0.011034 | 0.013092 | 0.014868 | 0.016733 | 0.021181 | 0.0046374 | 0.003886 | 0.0055879 | 0.010675 | 0.014997 | 0.022706 | 0.027291
TSO | - | 36 | 1 | 2 | 2025 | Winter | P, [MW] | 1 | 1 | 0.053275 | 0.048212 | 0.042965 | 0.041798 | 0.040639 | 0.045725 | 0.064078 | 0.076833 | 0.090374 | 0.093666 | 0.087437 | 0.088803 | 0.090124 | 0.090545 | 0.08151 | 0.077179 | 0.080147 | 0.10234 | 0.097848 | 0.092517 | 0.091437 | 0.078911 | 0.071359 | 0.062807
TSO | - | 38 | 8 | 72 | 2025 | Winter | P, [MW] | 1 | 1 | 0.030247 | 0.024739 | 0.023013 | 0.023056 | 0.023452 | 0.026745 | 0.04498 | 0.054071 | 0.059678 | 0.065072 | 0.056186 | 0.056154 | 0.053299 | 0.056502 | 0.050073 | 0.04467 | 0.044314 | 0.065685 | 0.059394 | 0.060278 | 0.057798 | 0.050488 | 0.043815 | 0.03933
TSO | - | 41 | 11 | 12 | 2025 | Winter | P, [MW] | 1 | 1 | 0.13025 | 0.10813 | 0.095533 | 0.090448 | 0.083815 | 0.099373 | 0.17289 | 0.20157 | 0.23249 | 0.23818 | 0.25142 | 0.26912 | 0.25089 | 0.25422 | 0.2246 | 0.20791 | 0.21497 | 0.29992 | 0.2869 | 0.28553 | 0.28981 | 0.25358 | 0.22553 | 0.18029
TSO | - | 44 | 13 | 14 | 2025 | Winter | P, [MW] | 1 | 1 | 0.0047297 | 0.0050648 | 0.0046398 | 0.004228 | 0.0037355 | 0.0040733 | 0.0065093 | 0.005351 | 0.0062699 | 0.0063139 | 0.0080816 | 0.010342 | 0.0086703 | 0.0088098 | 0.0076219 | 0.006979 | 0.007579 | 0.0087971 | 0.0088099 | 0.0084649 | 0.0090953 | 0.0083475 | 0.0080665 | 0.006461
TSO | - | 45 | 13 | 15 | 2025 | Winter | P, [MW] | 1 | 1 | 0.050659 | 0.044283 | 0.040458 | 0.038371 | 0.037827 | 0.042096 | 0.074198 | 0.073982 | 0.086325 | 0.094022 | 0.095315 | 0.10631 | 0.091913 | 0.097823 | 0.085549 | 0.074178 | 0.073245 | 0.10185 | 0.094509 | 0.091832 | 0.088126 | 0.078613 | 0.072073 | 0.062724
TSO | - | 47 | 19 | 20 | 2025 | Winter | P, [MW] | 1 | 1 | 0.005143 | 0.0051816 | 0.0050595 | 0.004876 | 0.0057647 | 0.0049792 | 0.0052785 | 0.0031999 | 0.0023485 | 0.0018406 | 0.0025816 | 0.00346 | 0.0042851 | 0.0052005 | 0.004742 | 0.0036653 | 0.0036469 | 0.0046583 | 0.0045724 | 0.0042791 | 0.0042779 | 0.0053897 | 0.0055384 | 0.0047928
TSO | - | 48 | 19 | 21 | 2025 | Winter | P, [MW] | 1 | 1 | 0.015694 | 0.014075 | 0.012322 | 0.011959 | 0.011259 | 0.012992 | 0.027531 | 0.034078 | 0.038518 | 0.039287 | 0.035413 | 0.038805 | 0.039828 | 0.040072 | 0.032295 | 0.028589 | 0.030513 | 0.043085 | 0.037745 | 0.036203 | 0.035219 | 0.029986 | 0.025191 | 0.02067
TSO | - | 50 | 29 | 30 | 2025 | Winter | P, [MW] | 1 | 1 | 0.030171 | 0.02749 | 0.026815 | 0.026513 | 0.025997 | 0.027966 | 0.045466 | 0.049769 | 0.053434 | 0.050396 | 0.049777 | 0.055268 | 0.054691 | 0.056564 | 0.05219 | 0.050307 | 0.048399 | 0.05326 | 0.049322 | 0.045548 | 0.046959 | 0.040651 | 0.035328 | 0.033516
TSO | - | 1 | 1 | 5 | 2025 | Winter | P, [MW] | 1 | 2 | 0.078996 | 0.093957 | 0.091299 | 0.0906 | 0.095687 | 0.14164 | 0.091948 | 0.066597 | 0.044221 | 0.062304 | 0.046352 | 0.080501 | 0.063442 | 0.079633 | 0.064951 | 0.062774 | 0.070329 | 0.044827 | 0.044737 | 0.052111 | 0.066068 | 0.071749 | 0.079124 | 0.087426
TSO | - | 2 | 1 | 19 | 2025 | Winter | P, [MW] | 1 | 2 | 0.12206 | 0.11112 | 0.10468 | 0.10104 | 0.10092 | 0.1029 | 0.24472 | 0.25263 | 0.25082 | 0.15361 | 0.24626 | 0.26994 | 0.27898 | 0.27677 | 0.23323 | 0.21451 | 0.1444 | 0.25814 | 0.22964 | 0.21708 | 0.16585 | 0.15373 | 0.15429 | 0.13681
TSO | - | 3 | 1 | 29 | 2025 | Winter | P, [MW] | 1 | 2 | 0.16682 | 0.16066 | 0.15334 | 0.1518 | 0.15262 | 0.19202 | 0.19884 | 0.23994 | 0.24447 | 0.24231 | 0.22338 | 0.21463 | 0.24427 | 0.22061 | 0.21425 | 0.21674 | 0.21393 | 0.23117 | 0.22966 | 0.24665 | 0.24398 | 0.23299 | 0.22157 | 0.18134
TSO | - | 4 | 1 | 36 | 2025 | Winter | P, [MW] | 1 | 2 | 0.29724 | 0.27388 | 0.26364 | 0.25979 | 0.25495 | 0.32088 | 0.30878 | 0.36796 | 0.36521 | 0.34527 | 0.34243 | 0.32258 | 0.36675 | 0.3447 | 0.34435 | 0.34749 | 0.3352 | 0.35343 | 0.36281 | 0.36215 | 0.3588 | 0.34831 | 0.34207 | 0.30132
TSO | - | 5 | 1 | 55 | 2025 | Winter | P, [MW] | 1 | 2 | 0.12068 | 0.14641 | 0.15079 | 0.1479 | 0.15426 | 0.14911 | 0.21929 | 0.14899 | 0.1195 | 0.12142 | 0.12592 | 0.2016 | 0.14074 | 0.17549 | 0.13363 | 0.11883 | 0.1266 | 0.13506 | 0.11512 | 0.11564 | 0.12361 | 0.11718 | 0.12913 | 0.15002
TSO | - | 6 | 3 | 9 | 2025 | Winter | P, [MW] | 1 | 2 | 0.071292 | 0.053883 | 0.03414 | 0.037192 | 0.034969 | 0.068129 | 0.2091 | 0.32322 | 0.36041 | 0.32656 | 0.26755 | 0.29957 | 0.3145 | 0.26037 | 0.24061 | 0.22168 | 0.21874 | 0.30537 | 0.28641 | 0.27721 | 0.25922 | 0.17957 | 0.14522 | 0.0933
TSO | - | 7 | 3 | 34 | 2025 | Winter | P, [MW] | 1 | 2 | 0.0019667 | 0.0036142 | 0.0053552 | 0.0059621 | 0.0055733 | 0.0004791 | 0.001278 | 0.012224 | 0.011133 | 0.0069428 | 0.0039111 | 0.0033106 | 0.0066893 | 0.0036216 | 0.0027265 | 0.0032333 | 0.0037356 | 0.0099199 | 0.0088787 | 0.0071891 | 0.0058851 | 0.0018937 | 0.00089629 | 0.00096141
TSO | - | 8 | 4 | 15 | 2025 | Winter | P, [MW] | 1 | 2 | 0.076077 | 0.059941 | 0.053588 | 0.049336 | 0.049635 | 0.059528 | 0.09607 | 0.11909 | 0.1417 | 0.15738 | 0.14816 | 0.14876 | 0.14574 | 0.14373 | 0.13246 | 0.11757 | 0.11994 | 0.16258 | 0.16501 | 0.16193 | 0.15393 | 0.13916 | 0.12158 | 0.096783
TSO | - | 10 | 4 | 103 | 2025 | Winter | P, [MW] | 1 | 2 | 0.00067837 | 0.0010688 | 0.00097114 | 0.00091876 | 0.0010668 | 0.00092801 | 0.00040374 | 0.0027431 | 0.0047105 | 0.0054634 | 0.0040511 | 0.0042384 | 0.00347 | 0.0032113 | 0.0024661 | 0.00097272 | 0.0007688 | 0.0017104 | 0.0019242 | 0.0014751 | 0.0010786 | 0.0010681 | 0.00020122 | 6.1068e-05
TSO | - | 12 | 5 | 42 | 2025 | Winter | P, [MW] | 1 | 2 | 0.13023 | 0.16504 | 0.17769 | 0.17565 | 0.18274 | 0.17495 | 0.25281 | 0.17925 | 0.12362 | 0.11511 | 0.10625 | 0.17401 | 0.12407 | 0.15735 | 0.12557 | 0.11151 | 0.12489 | 0.10825 | 0.093035 | 0.099723 | 0.11824 | 0.11743 | 0.13378 | 0.15918
TSO | - | 13 | 5 | 68 | 2025 | Winter | P, [MW] | 1 | 2 | 0.0019562 | 0.0018309 | 0.0016346 | 0.0019378 | 0.0017569 | 0.0017445 | 0.002174 | 0.0021265 | 0.0019776 | 0.002354 | 0.0023455 | 0.0022882 | 0.0022941 | 0.0023293 | 0.0022433 | 0.001861 | 0.0019795 | 0.002159 | 0.001717 | 0.0020917 | 0.0018788 | 0.0016301 | 0.0018442 | 0.0019144
TSO | - | 14 | 7 | 9 | 2025 | Winter | P, [MW] | 1 | 2 | 0.34092 | 0.3264 | 0.295 | 0.31494 | 0.31809 | 0.31688 | 0.32612 | 0.30124 | 0.27414 | 0.31432 | 0.2971 | 0.30003 | 0.30336 | 0.31303 | 0.31313 | 0.31652 | 0.31455 | 0.29942 | 0.27109 | 0.26926 | 0.28637 | 0.2641 | 0.33663 | 0.3417
TSO | - | 16 | 8 | 14 | 2025 | Winter | P, [MW] | 1 | 2 | 0.00020348 | 0.0002179 | 0.00019961 | 0.0001819 | 0.00016072 | 0.00017524 | 0.00028003 | 0.00023021 | 0.00026973 | 0.00027162 | 0.00034765 | 0.00044486 | 0.00037298 | 0.00037898 | 0.00032788 | 0.00030023 | 0.00032604 | 0.00037843 | 0.00037897 | 0.00036414 | 0.00039126 | 0.0003591 | 0.00034701 | 0.00027796
TSO | - | 17 | 9 | 10 | 2025 | Winter | P, [MW] | 1 | 2 | 0.40611 | 0.47397 | 0.49217 | 0.46413 | 0.49734 | 0.48857 | 0.33732 | 0.22515 | 0.22271 | 0.33762 | 0.20895 | 0.26359 | 0.28559 | 0.28686 | 0.31072 | 0.36857 | 0.44174 | 0.2408 | 0.27201 | 0.33365 | 0.41121 | 0.41702 | 0.4361 | 0.46182
TSO | - | 18 | 9 | 16 | 2025 | Winter | P, [MW] | 1 | 2 | 0.092751 | 0.079733 | 0.06373 | 0.06395 | 0.064567 | 0.10421 | 0.23728 | 0.3415 | 0.36483 | 0.32226 | 0.28687 | 0.29927 | 0.29663 | 0.27487 | 0.24763 | 0.24009 | 0.24321 | 0.31781 | 0.29275 | 0.27999 | 0.26701 | 0.19055 | 0.16402 | 0.11365
TSO | - | 19 | 10 | 15 | 2025 | Winter | P, [MW] | 1 | 2 | 0.37815 | 0.44564 | 0.44624 | 0.4697 | 0.46545 | 0.44402 | 0.44715 | 0.27269 | 0.2535 | 0.34447 | 0.31441 | 0.47537 | 0.36205 | 0.44753 | 0.38199 | 0.35285 | 0.40459 | 0.31051 | 0.23895 | 0.26923 | 0.35859 | 0.37572 | 0.39 | 0.40567
TSO | - | 20 | 11 | 13 | 2025 | Winter | P, [MW] | 1 | 2 | 0.006336 | 0.0061551 | 0.0057346 | 0.0056507 | 0.0046049 | 0.0045222 | 0.003829 | 0.006327 | 0.0071716 | 0.0064101 | 0.0075999 | 0.007445 | 0.0086441 | 0.0077865 | 0.007265 | 0.0086769 | 0.010442 | 0.012003 | 0.012234 | 0.012928 | 0.015983 | 0.014282 | 0.012848 | 0.0094632
TSO | - | 21 | 12 | 72 | 2025 | Winter | P, [MW] | 1 | 2 | 0.021728 | 0.022763 | 0.021362 | 0.020706 | 0.016969 | 0.016471 | 0.014307 | 0.019339 | 0.022013 | 0.020005 | 0.02497 | 0.026747 | 0.028928 | 0.026542 | 0.024468 | 0.028456 | 0.034524 | 0.036887 | 0.038107 | 0.039897 | 0.050008 | 0.045654 | 0.042382 | 0.031694
TSO | - | 23 | 15 | 18 | 2025 | Winter | P, [MW] | 1 | 2 | 0.0201 | 0.015817 | 0.014365 | 0.012925 | 0.012865 | 0.0159 | 0.026694 | 0.035335 | 0.042995 | 0.047822 | 0.044981 | 0.045093 | 0.043864 | 0.043023 | 0.039287 | 0.033776 | 0.034248 | 0.046911 | 0.047716 | 0.046344 | 0.043606 | 0.038929 | 0.032609 | 0.025371
TSO | - | 24 | 15 | 26 | 2025 | Winter | P, [MW] | 1 | 2 | 0.10127 | 0.088141 | 0.079852 | 0.076022 | 0.075929 | 0.088286 | 0.17228 | 0.17626 | 0.19392 | 0.19591 | 0.20069 | 0.22806 | 0.19821 | 0.2098 | 0.18017 | 0.15954 | 0.1505 | 0.20673 | 0.19934 | 0.19257 | 0.18546 | 0.16117 | 0.15077 | 0.13225
TSO | - | 25 | 16 | 17 | 2025 | Winter | P, [MW] | 1 | 2 | 6.2921e-06 | 0.00011733 | 0.00073125 | 0.00066022 | 0.00078868 | 6.9161e-05 | 0.0020148 | 0.0078612 | 0.0083605 | 0.0073123 | 0.0038179 | 0.0045931 | 0.0069941 | 0.0036781 | 0.0037794 | 0.003648 | 0.0040891 | 0.0081572 | 0.0074474 | 0.0074692 | 0.0066726 | 0.0033641 | 0.0019018 | 0.00030445
TSO | - | 26 | 17 | 34 | 2025 | Winter | P, [MW] | 1 | 2 | 0.0067113 | 0.010071 | 0.013501 | 0.013507 | 0.014383 | 0.0073722 | 0.0020571 | 0.0010133 | 0.0013099 | 0.00091146 | 0.00014858 | 0.00045166 | 0.0014163 | 0.00042174 | 0.00057721 | 0.00072306 | 0.0013126 | 0.00061465 | 0.00061456 | 0.00075472 | 0.0013393 | 0.0014482 | 0.0020442 | 0.0058808
TSO | - | 27 | 18 | 103 | 2025 | Winter | P, [MW] | 1 | 2 | 0.017953 | 0.013756 | 0.012409 | 0.011094 | 0.011022 | 0.014061 | 0.023982 | 0.032633 | 0.040134 | 0.044348 | 0.040605 | 0.04109 | 0.039378 | 0.038522 | 0.035135 | 0.029824 | 0.030011 | 0.041952 | 0.042859 | 0.04149 | 0.038797 | 0.035891 | 0.029905 | 0.023176
TSO | - | 28 | 26 | 55 | 2025 | Winter | P, [MW] | 1 | 2 | 0.15873 | 0.18491 | 0.18677 | 0.18335 | 0.19016 | 0.18993 | 0.32199 | 0.24888 | 0.21311 | 0.21074 | 0.22505 | 0.32983 | 0.2417 | 0.29206 | 0.22367 | 0.19565 | 0.19791 | 0.2386 | 0.20547 | 0.20159 | 0.20503 | 0.18585 | 0.19079 | 0.20949
TSO | - | 29 | 26 | 103 | 2025 | Winter | P, [MW] | 1 | 2 | 0.020942 | 0.02158 | 0.020509 | 0.020797 | 0.021531 | 0.02202 | 0.044852 | 0.033314 | 0.030549 | 0.029535 | 0.031962 | 0.044291 | 0.033913 | 0.040737 | 0.03222 | 0.029919 | 0.027129 | 0.032745 | 0.029742 | 0.029275 | 0.03117 | 0.026784 | 0.028315 | 0.030071
TSO | - | 30 | 29 | 34 | 2025 | Winter | P, [MW] | 1 | 2 | 0.25697 | 0.23792 | 0.22565 | 0.22311 | 0.22277 | 0.26943 | 0.31068 | 0.37944 | 0.3773 | 0.35574 | 0.33729 | 0.33717 | 0.37201 | 0.34605 | 0.34639 | 0.34505 | 0.3443 | 0.36208 | 0.36591 | 0.35661 | 0.3539 | 0.32558 | 0.3112 | 0.26329
TSO | - | 31 | 34 | 35 | 2025 | Winter | P, [MW] | 1 | 2 | 0.10284 | 0.10059 | 0.094638 | 0.093908 | 0.095204 | 0.11356 | 0.14777 | 0.17888 | 0.18383 | 0.17893 | 0.15479 | 0.16011 | 0.17178 | 0.15321 | 0.14683 | 0.14799 | 0.15332 | 0.17424 | 0.16559 | 0.17092 | 0.17116 | 0.15189 | 0.14123 | 0.11402
TSO | - | 32 | 35 | 36 | 2025 | Winter | P, [MW] | 1 | 2 | 0.035052 | 0.033559 | 0.033796 | 0.034038 | 0.034856 | 0.037227 | 0.043801 | 0.044056 | 0.046855 | 0.051814 | 0.045517 | 0.049104 | 0.050459 | 0.049059 | 0.046816 | 0.045367 | 0.047344 | 0.041445 | 0.041033 | 0.045823 | 0.047444 | 0.045273 | 0.041407 | 0.037696
TSO | - | 33 | 42 | 72 | 2025 | Winter | P, [MW] | 1 | 2 | 0.27653 | 0.28738 | 0.2753 | 0.27315 | 0.27905 | 0.37111 | 0.68378 | 0.61379 | 0.5326 | 0.46034 | 0.48196 | 0.61396 | 0.49623 | 0.53377 | 0.44338 | 0.37435 | 0.36523 | 0.51924 | 0.45661 | 0.44613 | 0.42198 | 0.36939 | 0.37536 | 0.35569
TSO | - | 34 | 72 | 103 | 2025 | Winter | P, [MW] | 1 | 2 | 0.039033 | 0.05068 | 0.051354 | 0.054165 | 0.054117 | 0.049693 | 0.023682 | 0.0086801 | 0.0064675 | 0.01131 | 0.0083359 | 0.013041 | 0.011034 | 0.013092 | 0.014868 | 0.016733 | 0.021181 | 0.0046374 | 0.0038861 | 0.0055879 | 0.010675 | 0.014996 | 0.022706 | 0.027291
TSO | - | 36 | 1 | 2 | 2025 | Winter | P, [MW] | 1 | 2 | 0.053275 | 0.048212 | 0.042965 | 0.041798 | 0.040639 | 0.045725 | 0.064078 | 0.076833 | 0.090374 | 0.093666 | 0.087437 | 0.088803 | 0.090124 | 0.090545 | 0.08151 | 0.077179 | 0.080147 | 0.10234 | 0.097849 | 0.092517 | 0.091437 | 0.078911 | 0.071359 | 0.062807
TSO | - | 38 | 8 | 72 | 2025 | Winter | P, [MW] | 1 | 2 | 0.030247 | 0.024739 | 0.023013 | 0.023056 | 0.023452 | 0.026745 | 0.04498 | 0.054071 | 0.059678 | 0.065072 | 0.056186 | 0.056154 | 0.053299 | 0.056503 | 0.050073 | 0.04467 | 0.044314 | 0.065685 | 0.059394 | 0.060278 | 0.057798 | 0.050488 | 0.043815 | 0.03933
TSO | - | 41 | 11 | 12 | 2025 | Winter | P, [MW] | 1 | 2 | 0.13025 | 0.10813 | 0.095533 | 0.090447 | 0.083816 | 0.099373 | 0.1729 | 0.20157 | 0.23249 | 0.23818 | 0.25141 | 0.26912 | 0.25089 | 0.25423 | 0.2246 | 0.20791 | 0.21496 | 0.29992 | 0.2869 | 0.28553 | 0.28981 | 0.25358 | 0.22553 | 0.1803
TSO | - | 44 | 13 | 14 | 2025 | Winter | P, [MW] | 1 | 2 | 0.0047297 | 0.0050649 | 0.0046398 | 0.004228 | 0.0037356 | 0.0040733 | 0.0065094 | 0.005351 | 0.0062699 | 0.0063139 | 0.0080815 | 0.010342 | 0.0086704 | 0.0088099 | 0.0076219 | 0.0069789 | 0.0075789 | 0.0087972 | 0.0088098 | 0.0084649 | 0.0090954 | 0.0083476 | 0.0080665 | 0.0064611
TSO | - | 45 | 13 | 15 | 2025 | Winter | P, [MW] | 1 | 2 | 0.050659 | 0.044283 | 0.040457 | 0.038371 | 0.037827 | 0.042096 | 0.074198 | 0.073982 | 0.086325 | 0.094021 | 0.095315 | 0.10631 | 0.091913 | 0.097823 | 0.085549 | 0.074178 | 0.073245 | 0.10185 | 0.094508 | 0.091832 | 0.088126 | 0.078613 | 0.072073 | 0.062724
TSO | - | 47 | 19 | 20 | 2025 | Winter | P, [MW] | 1 | 2 | 0.005143 | 0.0051816 | 0.0050595 | 0.004876 | 0.0057647 | 0.0049792 | 0.0052785 | 0.0031999 | 0.0023485 | 0.0018406 | 0.0025816 | 0.00346 | 0.0042851 | 0.0052005 | 0.004742 | 0.0036653 | 0.0036468 | 0.0046583 | 0.0045724 | 0.0042791 | 0.0042779 | 0.0053897 | 0.0055384 | 0.0047928
TSO | - | 48 | 19 | 21 | 2025 | Winter | P, [MW] | 1 | 2 | 0.015694 | 0.014075 | 0.012322 | 0.011959 | 0.011259 | 0.012992 | 0.02753 | 0.034078 | 0.038518 | 0.039288 | 0.035413 | 0.038806 | 0.039828 | 0.040072 | 0.032295 | 0.028589 | 0.030513 | 0.043085 | 0.037745 | 0.036203 | 0.035219 | 0.029986 | 0.02519 | 0.02067
TSO | - | 50 | 29 | 30 | 2025 | Winter | P, [MW] | 1 | 2 | 0.030171 | 0.02749 | 0.026815 | 0.026513 | 0.025997 | 0.027966 | 0.045466 | 0.049769 | 0.053434 | 0.050396 | 0.049777 | 0.055269 | 0.054691 | 0.056564 | 0.05219 | 0.050307 | 0.048399 | 0.05326 | 0.049322 | 0.045548 | 0.046959 | 0.040651 | 0.035327 | 0.033516
TSO | - | 1 | 1 | 5 | 2025 | Winter | P, [MW] | 2 | 0 | 0.077667 | 0.092596 | 0.091701 | 0.090405 | 0.096383 | 0.14339 | 0.08741 | 0.064463 | 0.035083 | 0.050927 | 0.044741 | 0.076698 | 0.059989 | 0.07741 | 0.064161 | 0.063868 | 0.072468 | 0.046786 | 0.053642 | 0.049982 | 0.059753 | 0.069412 | 0.078087 | 0.090923
TSO | - | 2 | 1 | 19 | 2025 | Winter | P, [MW] | 2 | 0 | 0.12179 | 0.11097 | 0.1047 | 0.10098 | 0.10092 | 0.10301 | 0.24382 | 0.25203 | 0.24716 | 0.15088 | 0.24571 | 0.26884 | 0.27793 | 0.27614 | 0.23301 | 0.21478 | 0.14493 | 0.2588 | 0.23324 | 0.21652 | 0.16439 | 0.15313 | 0.15403 | 0.13739
TSO | - | 3 | 1 | 29 | 2025 | Winter | P, [MW] | 2 | 0 | 0.16487 | 0.15897 | 0.15392 | 0.15152 | 0.1536 | 0.19365 | 0.19463 | 0.23773 | 0.22714 | 0.22438 | 0.221 | 0.21002 | 0.24011 | 0.21806 | 0.21334 | 0.21853 | 0.21788 | 0.23378 | 0.24786 | 0.24266 | 0.23298 | 0.22879 | 0.21992 | 0.18409
TSO | - | 4 | 1 | 36 | 2025 | Winter | P, [MW] | 2 | 0 | 0.29547 | 0.27242 | 0.26355 | 0.25978 | 0.25478 | 0.32227 | 0.30638 | 0.36656 | 0.35211 | 0.33271 | 0.34097 | 0.31973 | 0.36414 | 0.34309 | 0.34378 | 0.34884 | 0.33868 | 0.35504 | 0.37676 | 0.35933 | 0.35027 | 0.34463 | 0.34062 | 0.3029
TSO | - | 5 | 1 | 55 | 2025 | Winter | P, [MW] | 2 | 0 | 0.11975 | 0.14532 | 0.15118 | 0.14772 | 0.15493 | 0.14999 | 0.21343 | 0.14643 | 0.11243 | 0.10841 | 0.12363 | 0.19611 | 0.13609 | 0.17239 | 0.13253 | 0.12017 | 0.12789 | 0.138 | 0.12574 | 0.11329 | 0.11736 | 0.11581 | 0.12852 | 0.15372
TSO | - | 6 | 3 | 9 | 2025 | Winter | P, [MW] | 2 | 0 | 0.070282 | 0.053136 | 0.034471 | 0.037009 | 0.035533 | 0.068879 | 0.20782 | 0.32254 | 0.34997 | 0.31767 | 0.26695 | 0.29833 | 0.31349 | 0.25975 | 0.24037 | 0.22258 | 0.22177 | 0.30618 | 0.29755 | 0.27507 | 0.2522 | 0.17664 | 0.14414 | 0.093979
TSO | - | 7 | 3 | 34 | 2025 | Winter | P, [MW] | 2 | 0 | 0.0021292 | 0.0038004 | 0.0052502 | 0.0060212 | 0.0053976 | 0.00041952 | 0.0011445 | 0.012142 | 0.0096801 | 0.0056727 | 0.0038333 | 0.0030257 | 0.0064745 | 0.0034821 | 0.0026911 | 0.0033309 | 0.0040822 | 0.0099696 | 0.0101 | 0.0069568 | 0.0050507 | 0.0016798 | 0.00085802 | 0.00084099
TSO | - | 8 | 4 | 15 | 2025 | Winter | P, [MW] | 2 | 0 | 0.075884 | 0.059822 | 0.053624 | 0.049319 | 0.049694 | 0.059645 | 0.095434 | 0.11863 | 0.13868 | 0.15368 | 0.14759 | 0.14771 | 0.14477 | 0.14316 | 0.13226 | 0.11783 | 0.12069 | 0.16329 | 0.1686 | 0.16131 | 0.15184 | 0.13828 | 0.12129 | 0.097489
TSO | - | 10 | 4 | 103 | 2025 | Winter | P, [MW] | 2 | 0 | 0.00074087 | 0.0011378 | 0.00095166 | 0.00092872 | 0.0010334 | 0.00087288 | 0.00039187 | 0.0027034 | 0.0044233 | 0.0050669 | 0.0039979 | 0.0041379 | 0.0033838 | 0.0031595 | 0.0024505 | 0.00098145 | 0.00080486 | 0.0017422 | 0.0020849 | 0.0014498 | 0.00097944 | 0.0010037 | 0.000204 | 3.7928e-05
TSO | - | 12 | 5 | 42 | 2025 | Winter | P, [MW] | 2 | 0 | 0.12803 | 0.16262 | 0.17845 | 0.17528 | 0.18405 | 0.17663 | 0.24604 | 0.17634 | 0.11519 | 0.098741 | 0.10363 | 0.16775 | 0.11863 | 0.15372 | 0.12426 | 0.11326 | 0.1282 | 0.11157 | 0.1068 | 0.096621 | 0.10884 | 0.11409 | 0.13229 | 0.16537
TSO | - | 13 | 5 | 68 | 2025 | Winter | P, [MW] | 2 | 0 | 0.0019546 | 0.0018296 | 0.0016349 | 0.0019377 | 0.0017575 | 0.0017456 | 0.0021667 | 0.0021226 | 0.0019557 | 0.0023202 | 0.0023411 | 0.0022801 | 0.0022866 | 0.0023248 | 0.0022417 | 0.0018632 | 0.0019833 | 0.0021638 | 0.0017419 | 0.0020883 | 0.0018672 | 0.0016268 | 0.0018428 | 0.0019183
TSO | - | 14 | 7 | 9 | 2025 | Winter | P, [MW] | 2 | 0 | 0.33843 | 0.32428 | 0.29587 | 0.31446 | 0.31962 | 0.31871 | 0.32076 | 0.29891 | 0.25162 | 0.29108 | 0.29487 | 0.29573 | 0.29926 | 0.31025 | 0.31209 | 0.31931 | 0.31874 | 0.30225 | 0.29742 | 0.26344 | 0.27121 | 0.26021 | 0.33478 | 0.34173
TSO | - | 16 | 8 | 14 | 2025 | Winter | P, [MW] | 2 | 0 | 0.00020295 | 0.00021735 | 0.00019974 | 0.00018185 | 0.00016088 | 0.00017568 | 0.00027687 | 0.00022872 | 0.00026259 | 0.000263 | 0.00034558 | 0.00044013 | 0.00036921 | 0.00037671 | 0.00032713 | 0.0003011 | 0.00032756 | 0.00038113 | 0.00038998 | 0.00036232 | 0.00038508 | 0.00035732 | 0.00034631 | 0.00028097
TSO | - | 17 | 9 | 10 | 2025 | Winter | P, [MW] | 2 | 0 | 0.41048 | 0.47804 | 0.4909 | 0.46483 | 0.49516 | 0.48487 | 0.31699 | 0.21693 | 0.17496 | 0.27503 | 0.2011 | 0.24538 | 0.27048 | 0.27668 | 0.30709 | 0.37563 | 0.43499 | 0.25058 | 0.33748 | 0.31804 | 0.3852 | 0.42389 | 0.43933 | 0.447
TSO | - | 18 | 9 | 16 | 2025 | Winter | P, [MW] | 2 | 0 | 0.092082 | 0.079272 | 0.063979 | 0.063815 | 0.064993 | 0.1047 | 0.23647 | 0.34088 | 0.35663 | 0.31534 | 0.28631 | 0.29813 | 0.29571 | 0.27432 | 0.24745 | 0.2407 | 0.24523 | 0.31842 | 0.30038 | 0.27864 | 0.26245 | 0.18869 | 0.16335 | 0.11389
TSO | - | 19 | 10 | 15 | 2025 | Winter | P, [MW] | 2 | 0 | 0.35909 | 0.42675 | 0.452 | 0.46665 | 0.47539 | 0.4613 | 0.42278 | 0.26119 | 0.20458 | 0.27854 | 0.30311 | 0.45003 | 0.33955 | 0.43315 | 0.37684 | 0.35973 | 0.44008 | 0.32369 | 0.29096 | 0.25798 | 0.30896 | 0.34285 | 0.37578 | 0.4538
TSO | - | 20 | 11 | 13 | 2025 | Winter | P, [MW] | 2 | 0 | 0.0062689 | 0.0060941 | 0.0057483 | 0.005644 | 0.0046251 | 0.0045672 | 0.0038168 | 0.0063168 | 0.006838 | 0.0061856 | 0.0075843 | 0.0074114 | 0.0086103 | 0.0077683 | 0.0072601 | 0.0087163 | 0.010618 | 0.012026 | 0.012691 | 0.012826 | 0.015584 | 0.014075 | 0.01277 | 0.0094982
TSO | - | 21 | 12 | 72 | 2025 | Winter | P, [MW] | 2 | 0 | 0.021499 | 0.02254 | 0.021413 | 0.020682 | 0.017044 | 0.016634 | 0.014185 | 0.019255 | 0.020806 | 0.019056 | 0.024856 | 0.026504 | 0.028686 | 0.026409 | 0.024426 | 0.028615 | 0.035132 | 0.037072 | 0.03998 | 0.03951 | 0.048468 | 0.044944 | 0.042109 | 0.03193
TSO | - | 23 | 15 | 18 | 2025 | Winter | P, [MW] | 2 | 0 | 0.020068 | 0.015808 | 0.014369 | 0.012923 | 0.012871 | 0.015914 | 0.02651 | 0.035189 | 0.04202 | 0.04659 | 0.044796 | 0.04475 | 0.043551 | 0.042838 | 0.039224 | 0.033855 | 0.034477 | 0.047131 | 0.048833 | 0.046156 | 0.042968 | 0.038658 | 0.032528 | 0.02556
TSO | - | 24 | 15 | 26 | 2025 | Winter | P, [MW] | 2 | 0 | 0.10133 | 0.088221 | 0.079876 | 0.076012 | 0.075966 | 0.088214 | 0.17079 | 0.17547 | 0.19165 | 0.19223 | 0.19988 | 0.22635 | 0.19678 | 0.20889 | 0.17985 | 0.15979 | 0.15042 | 0.20776 | 0.20212 | 0.19218 | 0.18436 | 0.16118 | 0.15079 | 0.13311
TSO | - | 25 | 16 | 17 | 2025 | Winter | P, [MW] | 2 | 0 | 6.4693e-06 | 0.00012409 | 0.00071248 | 0.00066988 | 0.00075803 | 8.3351e-05 | 0.0019212 | 0.0078445 | 0.0078339 | 0.0067875 | 0.003805 | 0.0045246 | 0.0069406 | 0.0036425 | 0.003763 | 0.0037076 | 0.0043076 | 0.0081979 | 0.0082145 | 0.0073036 | 0.0061071 | 0.0031609 | 0.0018369 | 0.00035344
TSO | - | 26 | 17 | 34 | 2025 | Winter | P, [MW] | 2 | 0 | 0.0068522 | 0.010199 | 0.013387 | 0.013568 | 0.014189 | 0.0073044 | 0.0017537 | 0.0009663 | 0.00095463 | 0.00032091 | 8.8043e-05 | 0.00025636 | 0.0012507 | 0.00031115 | 0.00052666 | 0.00080182 | 0.0014488 | 0.00071557 | 0.0014239 | 0.00057339 | 0.00076302 | 0.0013388 | 0.002022 | 0.0060379
TSO | - | 27 | 18 | 103 | 2025 | Winter | P, [MW] | 2 | 0 | 0.017909 | 0.013736 | 0.012416 | 0.011091 | 0.011033 | 0.014084 | 0.023802 | 0.032489 | 0.039177 | 0.043179 | 0.040428 | 0.040758 | 0.039078 | 0.038345 | 0.035075 | 0.029899 | 0.030248 | 0.04216 | 0.043883 | 0.041311 | 0.038179 | 0.035605 | 0.029817 | 0.02339
TSO | - | 28 | 26 | 55 | 2025 | Winter | P, [MW] | 2 | 0 | 0.15782 | 0.18381 | 0.1872 | 0.18315 | 0.1909 | 0.19082 | 0.3149 | 0.24566 | 0.20496 | 0.19516 | 0.22214 | 0.32297 | 0.23591 | 0.2882 | 0.22231 | 0.19714 | 0.19893 | 0.24233 | 0.21755 | 0.19904 | 0.19844 | 0.18475 | 0.19025 | 0.21397
TSO | - | 29 | 26 | 103 | 2025 | Winter | P, [MW] | 2 | 0 | 0.020841 | 0.021458 | 0.020567 | 0.020768 | 0.021637 | 0.022137 | 0.044091 | 0.032978 | 0.029878 | 0.027975 | 0.031675 | 0.043599 | 0.033322 | 0.040331 | 0.032078 | 0.030053 | 0.027262 | 0.033129 | 0.03089 | 0.029055 | 0.030527 | 0.026626 | 0.028249 | 0.030741
TSO | - | 30 | 29 | 34 | 2025 | Winter | P, [MW] | 2 | 0 | 0.25499 | 0.23633 | 0.22618 | 0.22279 | 0.22363 | 0.27091 | 0.30727 | 0.3774 | 0.36071 | 0.33966 | 0.3353 | 0.33326 | 0.36843 | 0.34391 | 0.34558 | 0.34669 | 0.34836 | 0.36446 | 0.38327 | 0.35312 | 0.34366 | 0.32147 | 0.30956 | 0.26547
TSO | - | 31 | 34 | 35 | 2025 | Winter | P, [MW] | 2 | 0 | 0.10182 | 0.099714 | 0.095089 | 0.093688 | 0.09596 | 0.11438 | 0.14539 | 0.17761 | 0.17399 | 0.16916 | 0.15353 | 0.15767 | 0.16958 | 0.1519 | 0.14634 | 0.14896 | 0.1555 | 0.17576 | 0.17582 | 0.16876 | 0.16504 | 0.14964 | 0.14034 | 0.11555
TSO | - | 32 | 35 | 36 | 2025 | Winter | P, [MW] | 2 | 0 | 0.034566 | 0.033143 | 0.033943 | 0.033964 | 0.035114 | 0.037631 | 0.042066 | 0.043107 | 0.041002 | 0.045279 | 0.044514 | 0.047133 | 0.048665 | 0.047975 | 0.046426 | 0.045975 | 0.048416 | 0.042555 | 0.046949 | 0.044509 | 0.044109 | 0.044203 | 0.040987 | 0.038765
TSO | - | 33 | 42 | 72 | 2025 | Winter | P, [MW] | 2 | 0 | 0.27553 | 0.28611 | 0.27589 | 0.27286 | 0.28006 | 0.37193 | 0.6759 | 0.61021 | 0.5265 | 0.44655 | 0.47884 | 0.60678 | 0.49033 | 0.52987 | 0.44197 | 0.37567 | 0.36614 | 0.52327 | 0.46686 | 0.44449 | 0.41728 | 0.36875 | 0.37494 | 0.36172
TSO | - | 34 | 72 | 103 | 2025 | Winter | P, [MW] | 2 | 0 | 0.037006 | 0.048595 | 0.051985 | 0.05383 | 0.055204 | 0.051565 | 0.021836 | 0.0080551 | 0.0044481 | 0.0084652 | 0.0078481 | 0.011787 | 0.009918 | 0.012342 | 0.014565 | 0.017225 | 0.023973 | 0.0051568 | 0.0059804 | 0.0050701 | 0.0078462 | 0.012796 | 0.021545 | 0.031403
TSO | - | 36 | 1 | 2 | 2025 | Winter | P, [MW] | 2 | 0 | 0.053276 | 0.048212 | 0.042965 | 0.041798 | 0.040639 | 0.045725 | 0.064078 | 0.076833 | 0.090371 | 0.093602 | 0.087438 | 0.088804 | 0.090123 | 0.090544 | 0.08151 | 0.077179 | 0.080147 | 0.10234 | 0.097915 | 0.092516 | 0.091436 | 0.078911 | 0.071359 | 0.062807
TSO | - | 38 | 8 | 72 | 2025 | Winter | P, [MW] | 2 | 0 | 0.030033 | 0.024481 | 0.023101 | 0.02301 | 0.023603 | 0.02697 | 0.044396 | 0.053772 | 0.058512 | 0.063384 | 0.055934 | 0.055592 | 0.052784 | 0.056181 | 0.049963 | 0.044801 | 0.044651 | 0.066061 | 0.060724 | 0.060053 | 0.056963 | 0.050175 | 0.043679 | 0.040015
TSO | - | 41 | 11 | 12 | 2025 | Winter | P, [MW] | 2 | 0 | 0.13013 | 0.10804 | 0.095557 | 0.090437 | 0.083849 | 0.099444 | 0.17204 | 0.20101 | 0.22908 | 0.23423 | 0.25072 | 0.26773 | 0.24969 | 0.2535 | 0.22436 | 0.20823 | 0.21545 | 0.3009 | 0.29135 | 0.2848 | 0.28743 | 0.25297 | 0.22532 | 0.18089
TSO | - | 44 | 13 | 14 | 2025 | Winter | P, [MW] | 2 | 0 | 0.0047172 | 0.005052 | 0.0046427 | 0.0042267 | 0.0037394 | 0.0040833 | 0.0064358 | 0.0053164 | 0.0061039 | 0.0061135 | 0.0080333 | 0.010232 | 0.0085829 | 0.0087571 | 0.0076043 | 0.0069991 | 0.0076144 | 0.0088599 | 0.0090656 | 0.0084226 | 0.0089517 | 0.0083062 | 0.0080502 | 0.0065311
TSO | - | 45 | 13 | 15 | 2025 | Winter | P, [MW] | 2 | 0 | 0.050488 | 0.044104 | 0.040521 | 0.038339 | 0.037934 | 0.042253 | 0.073422 | 0.073595 | 0.08527 | 0.092224 | 0.094897 | 0.10542 | 0.091172 | 0.09735 | 0.085382 | 0.074312 | 0.073446 | 0.10239 | 0.095738 | 0.091664 | 0.087496 | 0.078445 | 0.071976 | 0.06358
TSO | - | 47 | 19 | 20 | 2025 | Winter | P, [MW] | 2 | 0 | 0.005143 | 0.0051816 | 0.0050595 | 0.004876 | 0.0057648 | 0.0049792 | 0.0052785 | 0.0031999 | 0.0023484 | 0.0018266 | 0.0025816 | 0.00346 | 0.004285 | 0.0052005 | 0.004742 | 0.0036653 | 0.0036468 | 0.0046583 | 0.0045943 | 0.0042791 | 0.0042779 | 0.0053897 | 0.0055385 | 0.0047928
TSO | - | 48 | 19 | 21 | 2025 | Winter | P, [MW] | 2 | 0 | 0.015694 | 0.014075 | 0.012322 | 0.011959 | 0.011259 | 0.012992 | 0.02753 | 0.034078 | 0.038517 | 0.039223 | 0.035413 | 0.038805 | 0.039828 | 0.040072 | 0.032295 | 0.028589 | 0.030513 | 0.043084 | 0.037809 | 0.036203 | 0.035219 | 0.029986 | 0.025191 | 0.02067
TSO | - | 50 | 29 | 30 | 2025 | Winter | P, [MW] | 2 | 0 | 0.030171 | 0.02749 | 0.026815 | 0.026513 | 0.025997 | 0.027966 | 0.045466 | 0.049769 | 0.053434 | 0.050332 | 0.049777 | 0.055269 | 0.054691 | 0.056564 | 0.05219 | 0.050307 | 0.048399 | 0.05326 | 0.049387 | 0.045548 | 0.046959 | 0.040651 | 0.035327 | 0.033516
TSO | - | 1 | 1 | 5 | 2025 | Winter | P, [MW] | 2 | 1 | 0.077667 | 0.092596 | 0.091701 | 0.090405 | 0.096383 | 0.14339 | 0.08741 | 0.064463 | 0.035083 | 0.050927 | 0.044741 | 0.076698 | 0.059989 | 0.07741 | 0.064161 | 0.063868 | 0.072468 | 0.046785 | 0.053642 | 0.049982 | 0.059753 | 0.069412 | 0.078087 | 0.090923
TSO | - | 2 | 1 | 19 | 2025 | Winter | P, [MW] | 2 | 1 | 0.12179 | 0.11097 | 0.10469 | 0.10098 | 0.10092 | 0.10301 | 0.24382 | 0.25203 | 0.24716 | 0.15088 | 0.24571 | 0.26884 | 0.27793 | 0.27614 | 0.23301 | 0.21478 | 0.14493 | 0.2588 | 0.23324 | 0.21652 | 0.16439 | 0.15313 | 0.15403 | 0.13739
TSO | - | 3 | 1 | 29 | 2025 | Winter | P, [MW] | 2 | 1 | 0.16487 | 0.15897 | 0.15392 | 0.15152 | 0.1536 | 0.19365 | 0.19463 | 0.23773 | 0.22714 | 0.22438 | 0.221 | 0.21002 | 0.24011 | 0.21806 | 0.21335 | 0.21853 | 0.21788 | 0.23378 | 0.24786 | 0.24266 | 0.23298 | 0.22879 | 0.21992 | 0.18409
TSO | - | 4 | 1 | 36 | 2025 | Winter | P, [MW] | 2 | 1 | 0.29547 | 0.27242 | 0.26355 | 0.25978 | 0.25479 | 0.32227 | 0.30638 | 0.36656 | 0.35211 | 0.33271 | 0.34097 | 0.31973 | 0.36414 | 0.34309 | 0.34378 | 0.34884 | 0.33867 | 0.35504 | 0.37676 | 0.35933 | 0.35027 | 0.34463 | 0.34062 | 0.3029
TSO | - | 5 | 1 | 55 | 2025 | Winter | P, [MW] | 2 | 1 | 0.11975 | 0.14532 | 0.15118 | 0.14772 | 0.15493 | 0.14999 | 0.21343 | 0.14643 | 0.11243 | 0.10841 | 0.12363 | 0.19611 | 0.13609 | 0.17239 | 0.13253 | 0.12017 | 0.12789 | 0.138 | 0.12574 | 0.11329 | 0.11736 | 0.11581 | 0.12852 | 0.15372
TSO | - | 6 | 3 | 9 | 2025 | Winter | P, [MW] | 2 | 1 | 0.070282 | 0.053136 | 0.034471 | 0.037009 | 0.035532 | 0.068879 | 0.20782 | 0.32254 | 0.34997 | 0.31767 | 0.26695 | 0.29833 | 0.31349 | 0.25975 | 0.24037 | 0.22258 | 0.22177 | 0.30618 | 0.29755 | 0.27507 | 0.2522 | 0.17664 | 0.14414 | 0.093978
TSO | - | 7 | 3 | 34 | 2025 | Winter | P, [MW] | 2 | 1 | 0.0021292 | 0.0038003 | 0.0052502 | 0.0060212 | 0.0053975 | 0.00041952 | 0.0011445 | 0.012142 | 0.0096801 | 0.0056726 | 0.0038332 | 0.0030256 | 0.0064746 | 0.0034821 | 0.0026911 | 0.0033308 | 0.0040821 | 0.0099698 | 0.010099 | 0.0069568 | 0.0050508 | 0.0016799 | 0.00085804 | 0.00084094
TSO | - | 8 | 4 | 15 | 2025 | Winter | P, [MW] | 2 | 1 | 0.075884 | 0.059822 | 0.053624 | 0.049319 | 0.049694 | 0.059645 | 0.095433 | 0.11863 | 0.13868 | 0.15368 | 0.14759 | 0.14771 | 0.14477 | 0.14316 | 0.13226 | 0.11783 | 0.12069 | 0.16329 | 0.1686 | 0.16131 | 0.15184 | 0.13828 | 0.12129 | 0.097488
TSO | - | 10 | 4 | 103 | 2025 | Winter | P, [MW] | 2 | 1 | 0.00074088 | 0.0011378 | 0.00095166 | 0.00092872 | 0.0010334 | 0.00087288 | 0.00039188 | 0.0027034 | 0.0044233 | 0.0050668 | 0.0039978 | 0.0041379 | 0.0033838 | 0.0031596 | 0.0024505 | 0.00098144 | 0.00080484 | 0.0017423 | 0.0020849 | 0.0014498 | 0.00097945 | 0.0010037 | 0.00020401 | 3.7932e-05
TSO | - | 12 | 5 | 42 | 2025 | Winter | P, [MW] | 2 | 1 | 0.12803 | 0.16262 | 0.17845 | 0.17528 | 0.18405 | 0.17663 | 0.24603 | 0.17634 | 0.11519 | 0.09874 | 0.10364 | 0.16775 | 0.11862 | 0.15372 | 0.12426 | 0.11326 | 0.1282 | 0.11157 | 0.1068 | 0.096621 | 0.10884 | 0.11409 | 0.13229 | 0.16537
TSO | - | 13 | 5 | 68 | 2025 | Winter | P, [MW] | 2 | 1 | 0.0019546 | 0.0018296 | 0.0016349 | 0.0019376 | 0.0017575 | 0.0017456 | 0.0021667 | 0.0021225 | 0.0019557 | 0.0023202 | 0.0023411 | 0.0022801 | 0.0022866 | 0.0023248 | 0.0022417 | 0.0018632 | 0.0019833 | 0.0021638 | 0.0017418 | 0.0020883 | 0.0018673 | 0.0016268 | 0.0018428 | 0.0019184
TSO | - | 14 | 7 | 9 | 2025 | Winter | P, [MW] | 2 | 1 | 0.33843 | 0.32428 | 0.29587 | 0.31446 | 0.31961 | 0.31871 | 0.32076 | 0.29891 | 0.25162 | 0.29108 | 0.29487 | 0.29573 | 0.29926 | 0.31025 | 0.31209 | 0.31932 | 0.31874 | 0.30225 | 0.29742 | 0.26344 | 0.27121 | 0.26021 | 0.33478 | 0.34173
TSO | - | 16 | 8 | 14 | 2025 | Winter | P, [MW] | 2 | 1 | 0.00020295 | 0.00021734 | 0.00019974 | 0.00018185 | 0.00016088 | 0.00017568 | 0.00027687 | 0.00022872 | 0.00026259 | 0.00026301 | 0.00034558 | 0.00044013 | 0.00036921 | 0.00037671 | 0.00032713 | 0.0003011 | 0.00032756 | 0.00038113 | 0.00038998 | 0.00036232 | 0.00038508 | 0.00035732 | 0.00034631 | 0.00028097
TSO | - | 17 | 9 | 10 | 2025 | Winter | P, [MW] | 2 | 1 | 0.41048 | 0.47804 | 0.4909 | 0.46483 | 0.49516 | 0.48487 | 0.31699 | 0.21693 | 0.17496 | 0.27503 | 0.2011 | 0.24538 | 0.27048 | 0.27668 | 0.30709 | 0.37563 | 0.43499 | 0.25058 | 0.33748 | 0.31804 | 0.3852 | 0.42389 | 0.43933 | 0.447
TSO | - | 18 | 9 | 16 | 2025 | Winter | P, [MW] | 2 | 1 | 0.092082 | 0.079271 | 0.063979 | 0.063816 | 0.064993 | 0.1047 | 0.23647 | 0.34088 | 0.35663 | 0.31534 | 0.28631 | 0.29813 | 0.29571 | 0.27432 | 0.24745 | 0.2407 | 0.24523 | 0.31842 | 0.30038 | 0.27864 | 0.26245 | 0.18869 | 0.16335 | 0.11389
TSO | - | 19 | 10 | 15 | 2025 | Winter | P, [MW] | 2 | 1 | 0.35909 | 0.42675 | 0.452 | 0.46665 | 0.47539 | 0.4613 | 0.42278 | 0.26119 | 0.20458 | 0.27854 | 0.30311 | 0.45003 | 0.33955 | 0.43315 | 0.37684 | 0.35973 | 0.44008 | 0.32369 | 0.29096 | 0.25798 | 0.30896 | 0.34285 | 0.37578 | 0.4538
TSO | - | 20 | 11 | 13 | 2025 | Winter | P, [MW] | 2 | 1 | 0.0062689 | 0.006094 | 0.0057483 | 0.005644 | 0.004625 | 0.0045672 | 0.0038167 | 0.0063168 | 0.006838 | 0.0061857 | 0.0075844 | 0.0074115 | 0.0086103 | 0.0077682 | 0.0072601 | 0.0087164 | 0.010619 | 0.012026 | 0.012691 | 0.012826 | 0.015584 | 0.014075 | 0.01277 | 0.0094981
TSO | - | 21 | 12 | 72 | 2025 | Winter | P, [MW] | 2 | 1 | 0.021499 | 0.02254 | 0.021413 | 0.020682 | 0.017043 | 0.016634 | 0.014185 | 0.019255 | 0.020806 | 0.019056 | 0.024856 | 0.026504 | 0.028686 | 0.026409 | 0.024426 | 0.028615 | 0.035132 | 0.037072 | 0.03998 | 0.03951 | 0.048468 | 0.044944 | 0.042109 | 0.03193
TSO | - | 23 | 15 | 18 | 2025 | Winter | P, [MW] | 2 | 1 | 0.020068 | 0.015808 | 0.014369 | 0.012923 | 0.012871 | 0.015914 | 0.02651 | 0.035189 | 0.04202 | 0.04659 | 0.044796 | 0.04475 | 0.043551 | 0.042838 | 0.039224 | 0.033855 | 0.034477 | 0.047131 | 0.048833 | 0.046156 | 0.042968 | 0.038658 | 0.032528 | 0.02556
TSO | - | 24 | 15 | 26 | 2025 | Winter | P, [MW] | 2 | 1 | 0.10133 | 0.088222 | 0.079876 | 0.076012 | 0.075966 | 0.088214 | 0.17079 | 0.17547 | 0.19165 | 0.19223 | 0.19988 | 0.22635 | 0.19678 | 0.20889 | 0.17985 | 0.15979 | 0.15042 | 0.20776 | 0.20212 | 0.19218 | 0.18436 | 0.16118 | 0.15079 | 0.13311
TSO | - | 25 | 16 | 17 | 2025 | Winter | P, [MW] | 2 | 1 | 6.4692e-06 | 0.00012409 | 0.00071248 | 0.00066989 | 0.00075802 | 8.3351e-05 | 0.0019212 | 0.0078445 | 0.0078339 | 0.0067874 | 0.003805 | 0.0045246 | 0.0069406 | 0.0036425 | 0.003763 | 0.0037076 | 0.0043076 | 0.008198 | 0.0082145 | 0.0073036 | 0.0061071 | 0.0031609 | 0.0018369 | 0.00035345
TSO | - | 26 | 17 | 34 | 2025 | Winter | P, [MW] | 2 | 1 | 0.0068522 | 0.010199 | 0.013387 | 0.013568 | 0.014189 | 0.0073044 | 0.0017537 | 0.00096629 | 0.00095463 | 0.0003209 | 8.8042e-05 | 0.00025635 | 0.0012507 | 0.00031116 | 0.00052666 | 0.00080182 | 0.0014488 | 0.0007156 | 0.0014239 | 0.00057339 | 0.00076302 | 0.0013388 | 0.002022 | 0.0060379
TSO | - | 27 | 18 | 103 | 2025 | Winter | P, [MW] | 2 | 1 | 0.017909 | 0.013736 | 0.012416 | 0.011091 | 0.011033 | 0.014084 | 0.023802 | 0.032489 | 0.039177 | 0.043179 | 0.040428 | 0.040758 | 0.039078 | 0.038345 | 0.035075 | 0.029899 | 0.030248 | 0.04216 | 0.043883 | 0.041311 | 0.038179 | 0.035605 | 0.029817 | 0.02339
TSO | - | 28 | 26 | 55 | 2025 | Winter | P, [MW] | 2 | 1 | 0.15782 | 0.18381 | 0.1872 | 0.18315 | 0.1909 | 0.19082 | 0.3149 | 0.24566 | 0.20496 | 0.19516 | 0.22214 | 0.32297 | 0.23591 | 0.2882 | 0.22231 | 0.19714 | 0.19893 | 0.24233 | 0.21755 | 0.19904 | 0.19844 | 0.18475 | 0.19025 | 0.21397
TSO | - | 29 | 26 | 103 | 2025 | Winter | P, [MW] | 2 | 1 | 0.020841 | 0.021459 | 0.020567 | 0.020768 | 0.021638 | 0.022137 | 0.044092 | 0.032978 | 0.029878 | 0.027975 | 0.031675 | 0.043599 | 0.033322 | 0.040331 | 0.032078 | 0.030053 | 0.027262 | 0.033129 | 0.03089 | 0.029055 | 0.030527 | 0.026626 | 0.028249 | 0.030741
TSO | - | 30 | 29 | 34 | 2025 | Winter | P, [MW] | 2 | 1 | 0.25499 | 0.23633 | 0.22618 | 0.22279 | 0.22363 | 0.27091 | 0.30727 | 0.3774 | 0.36071 | 0.33966 | 0.3353 | 0.33326 | 0.36843 | 0.34392 | 0.34558 | 0.34669 | 0.34836 | 0.36446 | 0.38327 | 0.35312 | 0.34366 | 0.32147 | 0.30956 | 0.26547
TSO | - | 31 | 34 | 35 | 2025 | Winter | P, [MW] | 2 | 1 | 0.10182 | 0.099714 | 0.095089 | 0.093688 | 0.09596 | 0.11438 | 0.14539 | 0.17761 | 0.17399 | 0.16916 | 0.15353 | 0.15767 | 0.16958 | 0.1519 | 0.14634 | 0.14896 | 0.1555 | 0.17576 | 0.17582 | 0.16876 | 0.16504 | 0.14964 | 0.14034 | 0.11555
TSO | - | 32 | 35 | 36 | 2025 | Winter | P, [MW] | 2 | 1 | 0.034566 | 0.033143 | 0.033943 | 0.033964 | 0.035114 | 0.037631 | 0.042066 | 0.043107 | 0.041002 | 0.045278 | 0.044513 | 0.047133 | 0.048665 | 0.047976 | 0.046426 | 0.045975 | 0.048416 | 0.042555 | 0.046949 | 0.044509 | 0.044109 | 0.044203 | 0.040987 | 0.038765
TSO | - | 33 | 42 | 72 | 2025 | Winter | P, [MW] | 2 | 1 | 0.27553 | 0.28611 | 0.27589 | 0.27286 | 0.28006 | 0.37193 | 0.6759 | 0.61021 | 0.5265 | 0.44655 | 0.47884 | 0.60678 | 0.49033 | 0.52987 | 0.44197 | 0.37567 | 0.36614 | 0.52327 | 0.46686 | 0.44449 | 0.41728 | 0.36875 | 0.37494 | 0.36172
TSO | - | 34 | 72 | 103 | 2025 | Winter | P, [MW] | 2 | 1 | 0.037005 | 0.048595 | 0.051985 | 0.05383 | 0.055204 | 0.051565 | 0.021836 | 0.0080551 | 0.0044481 | 0.0084651 | 0.007848 | 0.011787 | 0.009918 | 0.012342 | 0.014565 | 0.017225 | 0.023973 | 0.0051568 | 0.0059804 | 0.0050701 | 0.0078462 | 0.012796 | 0.021545 | 0.031403
TSO | - | 36 | 1 | 2 | 2025 | Winter | P, [MW] | 2 | 1 | 0.053275 | 0.048212 | 0.042965 | 0.041798 | 0.040639 | 0.045725 | 0.064078 | 0.076832 | 0.090371 | 0.093602 | 0.087437 | 0.088803 | 0.090124 | 0.090545 | 0.08151 | 0.077179 | 0.080147 | 0.10234 | 0.097915 | 0.092516 | 0.091437 | 0.078911 | 0.071359 | 0.062807
TSO | - | 38 | 8 | 72 | 2025 | Winter | P, [MW] | 2 | 1 | 0.030033 | 0.024481 | 0.023101 | 0.02301 | 0.023603 | 0.02697 | 0.044396 | 0.053772 | 0.058512 | 0.063384 | 0.055934 | 0.055592 | 0.052784 | 0.056181 | 0.049963 | 0.044801 | 0.044651 | 0.066061 | 0.060724 | 0.060053 | 0.056963 | 0.050175 | 0.043679 | 0.040015
TSO | - | 41 | 11 | 12 | 2025 | Winter | P, [MW] | 2 | 1 | 0.13013 | 0.10804 | 0.095557 | 0.090437 | 0.083848 | 0.099444 | 0.17204 | 0.20101 | 0.22908 | 0.23423 | 0.25073 | 0.26773 | 0.24969 | 0.2535 | 0.22436 | 0.20823 | 0.21545 | 0.30089 | 0.29135 | 0.2848 | 0.28743 | 0.25297 | 0.22532 | 0.18089
TSO | - | 44 | 13 | 14 | 2025 | Winter | P, [MW] | 2 | 1 | 0.0047173 | 0.005052 | 0.0046427 | 0.0042267 | 0.0037394 | 0.0040833 | 0.0064358 | 0.0053164 | 0.0061039 | 0.0061135 | 0.0080333 | 0.010232 | 0.0085829 | 0.0087571 | 0.0076043 | 0.0069991 | 0.0076144 | 0.0088599 | 0.0090657 | 0.0084226 | 0.0089517 | 0.0083062 | 0.0080502 | 0.0065311
TSO | - | 45 | 13 | 15 | 2025 | Winter | P, [MW] | 2 | 1 | 0.050488 | 0.044104 | 0.040521 | 0.038339 | 0.037934 | 0.042253 | 0.073422 | 0.073595 | 0.08527 | 0.092224 | 0.094897 | 0.10542 | 0.091172 | 0.09735 | 0.085382 | 0.074312 | 0.073446 | 0.10239 | 0.095738 | 0.091664 | 0.087496 | 0.078445 | 0.071976 | 0.063579
TSO | - | 47 | 19 | 20 | 2025 | Winter | P, [MW] | 2 | 1 | 0.005143 | 0.0051816 | 0.0050595 | 0.004876 | 0.0057647 | 0.0049792 | 0.0052785 | 0.0031999 | 0.0023484 | 0.0018266 | 0.0025816 | 0.00346 | 0.004285 | 0.0052005 | 0.004742 | 0.0036653 | 0.0036468 | 0.0046583 | 0.0045943 | 0.0042791 | 0.0042779 | 0.0053897 | 0.0055384 | 0.0047928
TSO | - | 48 | 19 | 21 | 2025 | Winter | P, [MW] | 2 | 1 | 0.015694 | 0.014075 | 0.012322 | 0.011959 | 0.011259 | 0.012992 | 0.027531 | 0.034078 | 0.038517 | 0.039223 | 0.035413 | 0.038805 | 0.039828 | 0.040072 | 0.032295 | 0.028589 | 0.030513 | 0.043085 | 0.037809 | 0.036203 | 0.035219 | 0.029986 | 0.025191 | 0.02067
TSO | - | 50 | 29 | 30 | 2025 | Winter | P, [MW] | 2 | 1 | 0.030171 | 0.02749 | 0.026815 | 0.026513 | 0.025997 | 0.027966 | 0.045466 | 0.049769 | 0.053434 | 0.050332 | 0.049777 | 0.055268 | 0.054691 | 0.056564 | 0.05219 | 0.050307 | 0.048399 | 0.05326 | 0.049387 | 0.045548 | 0.046959 | 0.040651 | 0.035327 | 0.033516
TSO | - | 1 | 1 | 5 | 2025 | Winter | P, [MW] | 2 | 2 | 0.077667 | 0.092596 | 0.091701 | 0.090405 | 0.096383 | 0.14339 | 0.087409 | 0.064463 | 0.035083 | 0.050927 | 0.044741 | 0.076698 | 0.059989 | 0.07741 | 0.064161 | 0.063868 | 0.072468 | 0.046786 | 0.053642 | 0.049982 | 0.059753 | 0.069412 | 0.078087 | 0.090923
TSO | - | 2 | 1 | 19 | 2025 | Winter | P, [MW] | 2 | 2 | 0.12179 | 0.11097 | 0.1047 | 0.10098 | 0.10092 | 0.10301 | 0.24382 | 0.25203 | 0.24716 | 0.15088 | 0.24571 | 0.26884 | 0.27793 | 0.27614 | 0.23301 | 0.21478 | 0.14493 | 0.2588 | 0.23324 | 0.21652 | 0.16439 | 0.15313 | 0.15403 | 0.13739
TSO | - | 3 | 1 | 29 | 2025 | Winter | P, [MW] | 2 | 2 | 0.16487 | 0.15897 | 0.15392 | 0.15152 | 0.1536 | 0.19365 | 0.19463 | 0.23773 | 0.22714 | 0.22438 | 0.221 | 0.21002 | 0.24011 | 0.21806 | 0.21334 | 0.21853 | 0.21788 | 0.23378 | 0.24786 | 0.24266 | 0.23298 | 0.22879 | 0.21992 | 0.18409
TSO | - | 4 | 1 | 36 | 2025 | Winter | P, [MW] | 2 | 2 | 0.29547 | 0.27242 | 0.26355 | 0.25978 | 0.25479 | 0.32227 | 0.30638 | 0.36656 | 0.35211 | 0.33271 | 0.34097 | 0.31974 | 0.36414 | 0.34309 | 0.34378 | 0.34884 | 0.33868 | 0.35504 | 0.37676 | 0.35933 | 0.35027 | 0.34463 | 0.34062 | 0.3029
TSO | - | 5 | 1 | 55 | 2025 | Winter | P, [MW] | 2 | 2 | 0.11975 | 0.14532 | 0.15118 | 0.14772 | 0.15493 | 0.14999 | 0.21343 | 0.14643 | 0.11243 | 0.10841 | 0.12363 | 0.19611 | 0.13609 | 0.17239 | 0.13253 | 0.12017 | 0.12789 | 0.138 | 0.12574 | 0.11329 | 0.11736 | 0.11581 | 0.12852 | 0.15372
TSO | - | 6 | 3 | 9 | 2025 | Winter | P, [MW] | 2 | 2 | 0.070281 | 0.053136 | 0.034471 | 0.037009 | 0.035533 | 0.068879 | 0.20782 | 0.32254 | 0.34997 | 0.31767 | 0.26695 | 0.29833 | 0.31349 | 0.25975 | 0.24037 | 0.22258 | 0.22177 | 0.30618 | 0.29755 | 0.27507 | 0.2522 | 0.17665 | 0.14414 | 0.093979
TSO | - | 7 | 3 | 34 | 2025 | Winter | P, [MW] | 2 | 2 | 0.0021292 | 0.0038004 | 0.0052502 | 0.0060212 | 0.0053976 | 0.00041952 | 0.0011445 | 0.012142 | 0.0096801 | 0.0056727 | 0.0038333 | 0.0030257 | 0.0064745 | 0.003482 | 0.0026911 | 0.0033309 | 0.0040821 | 0.0099696 | 0.010099 | 0.0069568 | 0.0050507 | 0.0016799 | 0.00085803 | 0.00084099
TSO | - | 8 | 4 | 15 | 2025 | Winter | P, [MW] | 2 | 2 | 0.075883 | 0.059823 | 0.053624 | 0.049319 | 0.049694 | 0.059644 | 0.095434 | 0.11863 | 0.13868 | 0.15368 | 0.14759 | 0.14771 | 0.14477 | 0.14316 | 0.13226 | 0.11783 | 0.12069 | 0.16329 | 0.1686 | 0.16131 | 0.15184 | 0.13828 | 0.12129 | 0.097489
TSO | - | 10 | 4 | 103 | 2025 | Winter | P, [MW] | 2 | 2 | 0.00074087 | 0.0011378 | 0.00095166 | 0.00092872 | 0.0010334 | 0.00087288 | 0.00039187 | 0.0027034 | 0.0044233 | 0.0050669 | 0.0039979 | 0.0041379 | 0.0033838 | 0.0031595 | 0.0024505 | 0.00098145 | 0.00080485 | 0.0017422 | 0.0020849 | 0.0014498 | 0.00097944 | 0.0010037 | 0.000204 | 3.7928e-05
TSO | - | 12 | 5 | 42 | 2025 | Winter | P, [MW] | 2 | 2 | 0.12803 | 0.16262 | 0.17845 | 0.17528 | 0.18405 | 0.17663 | 0.24604 | 0.17634 | 0.11519 | 0.09874 | 0.10363 | 0.16775 | 0.11863 | 0.15372 | 0.12426 | 0.11326 | 0.1282 | 0.11157 | 0.1068 | 0.096621 | 0.10884 | 0.11409 | 0.13229 | 0.16537
TSO | - | 13 | 5 | 68 | 2025 | Winter | P, [MW] | 2 | 2 | 0.0019546 | 0.0018296 | 0.0016349 | 0.0019376 | 0.0017575 | 0.0017456 | 0.0021667 | 0.0021225 | 0.0019557 | 0.0023202 | 0.0023411 | 0.0022801 | 0.0022866 | 0.0023248 | 0.0022417 | 0.0018632 | 0.0019833 | 0.0021638 | 0.0017418 | 0.0020883 | 0.0018672 | 0.0016268 | 0.0018428 | 0.0019183
TSO | - | 14 | 7 | 9 | 2025 | Winter | P, [MW] | 2 | 2 | 0.33843 | 0.32428 | 0.29587 | 0.31446 | 0.31962 | 0.31871 | 0.32076 | 0.29891 | 0.25162 | 0.29108 | 0.29487 | 0.29573 | 0.29926 | 0.31025 | 0.31209 | 0.31931 | 0.31874 | 0.30225 | 0.29742 | 0.26344 | 0.27121 | 0.26021 | 0.33478 | 0.34173
TSO | - | 16 | 8 | 14 | 2025 | Winter | P, [MW] | 2 | 2 | 0.00020294 | 0.00021735 | 0.00019974 | 0.00018184 | 0.00016088 | 0.00017568 | 0.00027687 | 0.00022872 | 0.00026259 | 0.000263 | 0.00034557 | 0.00044013 | 0.00036922 | 0.00037671 | 0.00032713 | 0.0003011 | 0.00032756 | 0.00038113 | 0.00038997 | 0.00036232 | 0.00038508 | 0.00035732 | 0.00034631 | 0.00028097
TSO | - | 17 | 9 | 10 | 2025 | Winter | P, [MW] | 2 | 2 | 0.41048 | 0.47804 | 0.4909 | 0.46483 | 0.49516 | 0.48487 | 0.31699 | 0.21693 | 0.17496 | 0.27503 | 0.2011 | 0.24539 | 0.27048 | 0.27668 | 0.30709 | 0.37563 | 0.43499 | 0.25058 | 0.33748 | 0.31804 | 0.3852 | 0.42389 | 0.43933 | 0.447
TSO | - | 18 | 9 | 16 | 2025 | Winter | P, [MW] | 2 | 2 | 0.092082 | 0.079272 | 0.063979 | 0.063815 | 0.064993 | 0.1047 | 0.23647 | 0.34088 | 0.35663 | 0.31534 | 0.28631 | 0.29813 | 0.29571 | 0.27432 | 0.24745 | 0.2407 | 0.24523 | 0.31842 | 0.30038 | 0.27864 | 0.26245 | 0.18869 | 0.16335 | 0.11389
TSO | - | 19 | 10 | 15 | 2025 | Winter | P, [MW] | 2 | 2 | 0.35909 | 0.42675 | 0.452 | 0.46665 | 0.47539 | 0.4613 | 0.42278 | 0.26119 | 0.20458 | 0.27854 | 0.30311 | 0.45002 | 0.33955 | 0.43315 | 0.37684 | 0.35973 | 0.44008 | 0.32369 | 0.29096 | 0.25798 | 0.30896 | 0.34285 | 0.37578 | 0.4538
TSO | - | 20 | 11 | 13 | 2025 | Winter | P, [MW] | 2 | 2 | 0.0062688 | 0.0060941 | 0.0057483 | 0.0056439 | 0.0046252 | 0.0045672 | 0.0038168 | 0.0063168 | 0.006838 | 0.0061856 | 0.0075842 | 0.0074114 | 0.0086103 | 0.0077683 | 0.0072601 | 0.0087163 | 0.010618 | 0.012026 | 0.012691 | 0.012826 | 0.015584 | 0.014075 | 0.01277 | 0.0094982
TSO | - | 21 | 12 | 72 | 2025 | Winter | P, [MW] | 2 | 2 | 0.021499 | 0.02254 | 0.021413 | 0.020682 | 0.017044 | 0.016634 | 0.014186 | 0.019255 | 0.020806 | 0.019055 | 0.024856 | 0.026503 | 0.028686 | 0.02641 | 0.024426 | 0.028615 | 0.035131 | 0.037072 | 0.039979 | 0.03951 | 0.048468 | 0.044944 | 0.042109 | 0.031931
TSO | - | 23 | 15 | 18 | 2025 | Winter | P, [MW] | 2 | 2 | 0.020068 | 0.015808 | 0.014369 | 0.012923 | 0.012871 | 0.015914 | 0.02651 | 0.035189 | 0.04202 | 0.04659 | 0.044796 | 0.04475 | 0.043551 | 0.042838 | 0.039224 | 0.033855 | 0.034477 | 0.047131 | 0.048833 | 0.046156 | 0.042968 | 0.038658 | 0.032528 | 0.02556
TSO | - | 24 | 15 | 26 | 2025 | Winter | P, [MW] | 2 | 2 | 0.10133 | 0.088222 | 0.079876 | 0.076012 | 0.075966 | 0.088214 | 0.1708 | 0.17547 | 0.19165 | 0.19223 | 0.19988 | 0.22635 | 0.19678 | 0.20889 | 0.17985 | 0.15979 | 0.15042 | 0.20776 | 0.20212 | 0.19218 | 0.18436 | 0.16118 | 0.15079 | 0.13311
TSO | - | 25 | 16 | 17 | 2025 | Winter | P, [MW] | 2 | 2 | 6.4691e-06 | 0.00012409 | 0.00071248 | 0.00066988 | 0.00075803 | 8.3351e-05 | 0.0019212 | 0.0078445 | 0.0078339 | 0.0067874 | 0.003805 | 0.0045246 | 0.0069406 | 0.0036424 | 0.003763 | 0.0037076 | 0.0043076 | 0.0081979 | 0.0082145 | 0.0073036 | 0.0061071 | 0.0031609 | 0.0018369 | 0.00035344
TSO | - | 26 | 17 | 34 | 2025 | Winter | P, [MW] | 2 | 2 | 0.0068522 | 0.010199 | 0.013387 | 0.013568 | 0.014189 | 0.0073044 | 0.0017538 | 0.0009663 | 0.00095463 | 0.00032091 | 8.8042e-05 | 0.00025636 | 0.0012507 | 0.00031115 | 0.00052666 | 0.00080182 | 0.0014488 | 0.00071556 | 0.0014239 | 0.00057339 | 0.00076302 | 0.0013388 | 0.002022 | 0.006038
TSO | - | 27 | 18 | 103 | 2025 | Winter | P, [MW] | 2 | 2 | 0.017909 | 0.013736 | 0.012416 | 0.011091 | 0.011033 | 0.014084 | 0.023802 | 0.032489 | 0.039177 | 0.043179 | 0.040427 | 0.040758 | 0.039078 | 0.038345 | 0.035075 | 0.029899 | 0.030248 | 0.04216 | 0.043882 | 0.041311 | 0.038179 | 0.035605 | 0.029817 | 0.02339
TSO | - | 28 | 26 | 55 | 2025 | Winter | P, [MW] | 2 | 2 | 0.15782 | 0.18381 | 0.1872 | 0.18315 | 0.1909 | 0.19082 | 0.3149 | 0.24566 | 0.20496 | 0.19516 | 0.22214 | 0.32297 | 0.23591 | 0.2882 | 0.22231 | 0.19714 | 0.19893 | 0.24233 | 0.21755 | 0.19904 | 0.19844 | 0.18475 | 0.19025 | 0.21397
TSO | - | 29 | 26 | 103 | 2025 | Winter | P, [MW] | 2 | 2 | 0.020841 | 0.021458 | 0.020567 | 0.020768 | 0.021637 | 0.022137 | 0.044091 | 0.032978 | 0.029878 | 0.027975 | 0.031675 | 0.043599 | 0.033322 | 0.040331 | 0.032078 | 0.030053 | 0.027262 | 0.033129 | 0.030891 | 0.029055 | 0.030527 | 0.026626 | 0.028249 | 0.030741
TSO | - | 30 | 29 | 34 | 2025 | Winter | P, [MW] | 2 | 2 | 0.25499 | 0.23633 | 0.22618 | 0.22279 | 0.22363 | 0.27091 | 0.30727 | 0.3774 | 0.36071 | 0.33966 | 0.3353 | 0.33326 | 0.36843 | 0.34391 | 0.34558 | 0.34669 | 0.34836 | 0.36446 | 0.38327 | 0.35312 | 0.34366 | 0.32147 | 0.30956 | 0.26547
TSO | - | 31 | 34 | 35 | 2025 | Winter | P, [MW] | 2 | 2 | 0.10182 | 0.099714 | 0.095089 | 0.093688 | 0.09596 | 0.11438 | 0.14539 | 0.17761 | 0.17399 | 0.16916 | 0.15353 | 0.15767 | 0.16958 | 0.1519 | 0.14634 | 0.14896 | 0.1555 | 0.17576 | 0.17582 | 0.16876 | 0.16504 | 0.14964 | 0.14034 | 0.11555
TSO | - | 32 | 35 | 36 | 2025 | Winter | P, [MW] | 2 | 2 | 0.034566 | 0.033143 | 0.033943 | 0.033964 | 0.035114 | 0.037631 | 0.042066 | 0.043107 | 0.041002 | 0.045279 | 0.044514 | 0.047133 | 0.048665 | 0.047975 | 0.046426 | 0.045975 | 0.048416 | 0.042555 | 0.046949 | 0.044509 | 0.044109 | 0.044203 | 0.040987 | 0.038765
TSO | - | 33 | 42 | 72 | 2025 | Winter | P, [MW] | 2 | 2 | 0.27553 | 0.28611 | 0.27589 | 0.27286 | 0.28006 | 0.37193 | 0.6759 | 0.61021 | 0.5265 | 0.44655 | 0.47884 | 0.60678 | 0.49033 | 0.52987 | 0.44197 | 0.37567 | 0.36614 | 0.52327 | 0.46686 | 0.44449 | 0.41728 | 0.36875 | 0.37494 | 0.36172
TSO | - | 34 | 72 | 103 | 2025 | Winter | P, [MW] | 2 | 2 | 0.037006 | 0.048595 | 0.051985 | 0.05383 | 0.055204 | 0.051565 | 0.021836 | 0.0080551 | 0.0044481 | 0.0084653 | 0.0078481 | 0.011787 | 0.0099179 | 0.012342 | 0.014565 | 0.017225 | 0.023973 | 0.0051567 | 0.0059805 | 0.0050701 | 0.0078462 | 0.012796 | 0.021545 | 0.031403
TSO | - | 36 | 1 | 2 | 2025 | Winter | P, [MW] | 2 | 2 | 0.053275 | 0.048212 | 0.042965 | 0.041798 | 0.040639 | 0.045725 | 0.064078 | 0.076832 | 0.090371 | 0.093602 | 0.087437 | 0.088803 | 0.090124 | 0.090545 | 0.08151 | 0.077179 | 0.080147 | 0.10234 | 0.097915 | 0.092516 | 0.091437 | 0.078911 | 0.071359 | 0.062807
TSO | - | 38 | 8 | 72 | 2025 | Winter | P, [MW] | 2 | 2 | 0.030033 | 0.024481 | 0.023101 | 0.02301 | 0.023603 | 0.02697 | 0.044396 | 0.053772 | 0.058512 | 0.063384 | 0.055934 | 0.055592 | 0.052784 | 0.056181 | 0.049963 | 0.044801 | 0.044651 | 0.066061 | 0.060724 | 0.060053 | 0.056963 | 0.050175 | 0.043679 | 0.040015
TSO | - | 41 | 11 | 12 | 2025 | Winter | P, [MW] | 2 | 2 | 0.13013 | 0.10804 | 0.095557 | 0.090437 | 0.083849 | 0.099444 | 0.17204 | 0.20101 | 0.22908 | 0.23423 | 0.25072 | 0.26773 | 0.24969 | 0.2535 | 0.22436 | 0.20823 | 0.21545 | 0.3009 | 0.29135 | 0.2848 | 0.28743 | 0.25297 | 0.22532 | 0.1809
TSO | - | 44 | 13 | 14 | 2025 | Winter | P, [MW] | 2 | 2 | 0.0047172 | 0.005052 | 0.0046427 | 0.0042267 | 0.0037395 | 0.0040833 | 0.0064359 | 0.0053164 | 0.0061039 | 0.0061134 | 0.0080332 | 0.010232 | 0.0085829 | 0.0087572 | 0.0076043 | 0.0069991 | 0.0076143 | 0.00886 | 0.0090655 | 0.0084226 | 0.0089517 | 0.0083063 | 0.0080502 | 0.0065312
TSO | - | 45 | 13 | 15 | 2025 | Winter | P, [MW] | 2 | 2 | 0.050488 | 0.044104 | 0.040521 | 0.038338 | 0.037934 | 0.042253 | 0.073423 | 0.073595 | 0.08527 | 0.092224 | 0.094896 | 0.10542 | 0.091172 | 0.09735 | 0.085382 | 0.074312 | 0.073446 | 0.10239 | 0.095738 | 0.091664 | 0.087496 | 0.078445 | 0.071976 | 0.06358
TSO | - | 47 | 19 | 20 | 2025 | Winter | P, [MW] | 2 | 2 | 0.005143 | 0.0051816 | 0.0050595 | 0.004876 | 0.0057648 | 0.0049792 | 0.0052785 | 0.0031999 | 0.0023484 | 0.0018266 | 0.0025816 | 0.00346 | 0.004285 | 0.0052005 | 0.004742 | 0.0036653 | 0.0036468 | 0.0046583 | 0.0045943 | 0.0042791 | 0.0042779 | 0.0053897 | 0.0055384 | 0.0047928
TSO | - | 48 | 19 | 21 | 2025 | Winter | P, [MW] | 2 | 2 | 0.015694 | 0.014075 | 0.012322 | 0.011959 | 0.011259 | 0.012992 | 0.02753 | 0.034078 | 0.038517 | 0.039223 | 0.035413 | 0.038806 | 0.039828 | 0.040072 | 0.032295 | 0.028589 | 0.030513 | 0.043084 | 0.03781 | 0.036203 | 0.035219 | 0.029986 | 0.02519 | 0.02067
TSO | - | 50 | 29 | 30 | 2025 | Winter | P, [MW] | 2 | 2 | 0.030171 | 0.02749 | 0.026815 | 0.026513 | 0.025997 | 0.027966 | 0.045466 | 0.049769 | 0.053434 | 0.050332 | 0.049777 | 0.055269 | 0.054691 | 0.056564 | 0.05219 | 0.050307 | 0.048399 | 0.05326 | 0.049387 | 0.045548 | 0.046959 | 0.040651 | 0.035327 | 0.033516
TSO | - | 1 | 1 | 5 | 2025 | Winter | P, [MW] | Expected | - | 0.0783 | 0.092931 | 0.091153 | 0.090086 | 0.095664 | 0.14197 | 0.088497 | 0.065203 | 0.038948 | 0.055448 | 0.045076 | 0.077295 | 0.060485 | 0.077132 | 0.063583 | 0.062579 | 0.071279 | 0.046399 | 0.0498 | 0.051367 | 0.062736 | 0.070465 | 0.07848 | 0.089126
TSO | - | 2 | 1 | 19 | 2025 | Winter | P, [MW] | Expected | - | 0.12173 | 0.11103 | 0.10456 | 0.10087 | 0.10069 | 0.10286 | 0.24403 | 0.25218 | 0.24864 | 0.15188 | 0.24582 | 0.26898 | 0.278 | 0.27598 | 0.23278 | 0.21439 | 0.1447 | 0.25852 | 0.23154 | 0.21666 | 0.16511 | 0.15332 | 0.15399 | 0.13721
TSO | - | 3 | 1 | 29 | 2025 | Winter | P, [MW] | Expected | - | 0.16559 | 0.15936 | 0.15314 | 0.15108 | 0.15261 | 0.19235 | 0.19564 | 0.23853 | 0.23448 | 0.23165 | 0.22143 | 0.21074 | 0.2407 | 0.21769 | 0.21269 | 0.21637 | 0.21572 | 0.23319 | 0.24008 | 0.24517 | 0.23813 | 0.23064 | 0.22052 | 0.18282
TSO | - | 4 | 1 | 36 | 2025 | Winter | P, [MW] | Expected | - | 0.29603 | 0.27278 | 0.26356 | 0.25975 | 0.25474 | 0.32111 | 0.30695 | 0.36704 | 0.35764 | 0.3379 | 0.34126 | 0.32018 | 0.36453 | 0.34287 | 0.34335 | 0.34719 | 0.33678 | 0.35471 | 0.37079 | 0.36111 | 0.35421 | 0.34626 | 0.3411 | 0.30216
TSO | - | 5 | 1 | 55 | 2025 | Winter | P, [MW] | Expected | - | 0.12027 | 0.14559 | 0.15067 | 0.14743 | 0.15428 | 0.14926 | 0.21483 | 0.14726 | 0.11536 | 0.11346 | 0.12411 | 0.19697 | 0.13677 | 0.17198 | 0.13171 | 0.11859 | 0.12717 | 0.13744 | 0.12113 | 0.11482 | 0.12048 | 0.11644 | 0.12879 | 0.15184
TSO | - | 6 | 3 | 9 | 2025 | Winter | P, [MW] | Expected | - | 0.070554 | 0.053326 | 0.033986 | 0.036704 | 0.03488 | 0.068238 | 0.20813 | 0.32274 | 0.3543 | 0.32156 | 0.26708 | 0.29853 | 0.31366 | 0.25968 | 0.24018 | 0.22146 | 0.22006 | 0.30605 | 0.29266 | 0.27636 | 0.25537 | 0.17792 | 0.14446 | 0.093643
TSO | - | 7 | 3 | 34 | 2025 | Winter | P, [MW] | Expected | - | 0.0020848 | 0.0037543 | 0.0054073 | 0.0061228 | 0.0056046 | 0.00047036 | 0.0011794 | 0.012165 | 0.010269 | 0.0061987 | 0.0038519 | 0.0030785 | 0.0065158 | 0.0034737 | 0.0026681 | 0.0032132 | 0.0038896 | 0.0099658 | 0.0095436 | 0.0070954 | 0.0054227 | 0.001772 | 0.00086942 | 0.00090076
TSO | - | 8 | 4 | 15 | 2025 | Winter | P, [MW] | Expected | - | 0.075961 | 0.059851 | 0.053573 | 0.04929 | 0.049628 | 0.059549 | 0.095585 | 0.11879 | 0.13996 | 0.1552 | 0.14771 | 0.14787 | 0.14491 | 0.14309 | 0.13211 | 0.11751 | 0.12027 | 0.16315 | 0.16707 | 0.16171 | 0.15279 | 0.13867 | 0.12139 | 0.097129
TSO | - | 10 | 4 | 103 | 2025 | Winter | P, [MW] | Expected | - | 0.00071836 | 0.0011214 | 0.00098023 | 0.00094574 | 0.0010718 | 0.00091823 | 0.00039481 | 0.0027169 | 0.0045445 | 0.0052283 | 0.0040091 | 0.0041539 | 0.0033971 | 0.0031532 | 0.0024387 | 0.00097089 | 0.00078433 | 0.0017362 | 0.0020156 | 0.0014656 | 0.0010205 | 0.0010318 | 0.00020313 | 4.9135e-05
TSO | - | 12 | 5 | 42 | 2025 | Winter | P, [MW] | Expected | - | 0.12908 | 0.16321 | 0.17741 | 0.17468 | 0.1827 | 0.17524 | 0.24765 | 0.17728 | 0.11869 | 0.10518 | 0.10418 | 0.16873 | 0.11942 | 0.15326 | 0.12329 | 0.1112 | 0.12635 | 0.11092 | 0.10083 | 0.098634 | 0.11332 | 0.1156 | 0.13286 | 0.1622
TSO | - | 13 | 5 | 68 | 2025 | Winter | P, [MW] | Expected | - | 0.0019553 | 0.0018299 | 0.0016345 | 0.0019373 | 0.0017569 | 0.0017447 | 0.0021685 | 0.0021239 | 0.001965 | 0.0023356 | 0.002342 | 0.0022813 | 0.0022877 | 0.0023242 | 0.0022404 | 0.0018606 | 0.0019812 | 0.0021628 | 0.0017302 | 0.0020905 | 0.0018728 | 0.0016283 | 0.0018434 | 0.0019163
TSO | - | 14 | 7 | 9 | 2025 | Winter | P, [MW] | Expected | - | 0.33925 | 0.32481 | 0.29461 | 0.31367 | 0.31788 | 0.31717 | 0.32205 | 0.29972 | 0.26111 | 0.30091 | 0.29535 | 0.29643 | 0.2999 | 0.30994 | 0.31133 | 0.31593 | 0.31637 | 0.30171 | 0.28607 | 0.2671 | 0.27854 | 0.26192 | 0.33537 | 0.34171
TSO | - | 16 | 8 | 14 | 2025 | Winter | P, [MW] | Expected | - | 0.00020321 | 0.00021748 | 0.00019957 | 0.00018175 | 0.00016071 | 0.00017533 | 0.00027762 | 0.00022923 | 0.00026564 | 0.00026644 | 0.00034601 | 0.00044086 | 0.00036976 | 0.00037642 | 0.00032656 | 0.00030007 | 0.0003267 | 0.0003806 | 0.00038531 | 0.00036352 | 0.00038805 | 0.00035812 | 0.00034658 | 0.00027943
TSO | - | 17 | 9 | 10 | 2025 | Winter | P, [MW] | Expected | - | 0.40934 | 0.47707 | 0.49288 | 0.46603 | 0.49789 | 0.48794 | 0.32186 | 0.21981 | 0.19518 | 0.30057 | 0.20275 | 0.24826 | 0.27268 | 0.27547 | 0.30449 | 0.36726 | 0.43866 | 0.24861 | 0.30938 | 0.32802 | 0.39984 | 0.42089 | 0.43851 | 0.45456
TSO | - | 18 | 9 | 16 | 2025 | Winter | P, [MW] | Expected | - | 0.092261 | 0.079391 | 0.063615 | 0.06359 | 0.064502 | 0.10428 | 0.23666 | 0.34107 | 0.36006 | 0.31836 | 0.28644 | 0.29831 | 0.29586 | 0.27425 | 0.2473 | 0.23994 | 0.24407 | 0.31832 | 0.29705 | 0.27946 | 0.26451 | 0.1895 | 0.16355 | 0.11378
TSO | - | 19 | 10 | 15 | 2025 | Winter | P, [MW] | Expected | - | 0.36641 | 0.43132 | 0.44379 | 0.46166 | 0.46437 | 0.44719 | 0.42863 | 0.26516 | 0.22515 | 0.30487 | 0.30551 | 0.45407 | 0.34296 | 0.43148 | 0.37307 | 0.35155 | 0.42041 | 0.32113 | 0.26853 | 0.26516 | 0.33018 | 0.35737 | 0.38047 | 0.42908
TSO | - | 20 | 11 | 13 | 2025 | Winter | P, [MW] | Expected | - | 0.0062977 | 0.0061085 | 0.0057291 | 0.0056329 | 0.0046033 | 0.0045309 | 0.0038198 | 0.006322 | 0.0069811 | 0.0062828 | 0.0075875 | 0.0074168 | 0.0086146 | 0.007767 | 0.007258 | 0.0086701 | 0.010523 | 0.01202 | 0.012497 | 0.012892 | 0.015759 | 0.014167 | 0.012797 | 0.0094783
TSO | - | 21 | 12 | 72 | 2025 | Winter | P, [MW] | Expected | - | 0.0216 | 0.022593 | 0.021342 | 0.020641 | 0.016964 | 0.016503 | 0.014215 | 0.019289 | 0.021322 | 0.019456 | 0.02488 | 0.026542 | 0.02872 | 0.026396 | 0.0244 | 0.028428 | 0.034804 | 0.037031 | 0.039184 | 0.039762 | 0.04916 | 0.045261 | 0.042205 | 0.031803
TSO | - | 23 | 15 | 18 | 2025 | Winter | P, [MW] | Expected | - | 0.020081 | 0.01581 | 0.014364 | 0.01292 | 0.012865 | 0.015903 | 0.026554 | 0.035239 | 0.042434 | 0.047099 | 0.044835 | 0.044803 | 0.043597 | 0.042814 | 0.039177 | 0.03376 | 0.034343 | 0.047088 | 0.048357 | 0.046277 | 0.043258 | 0.038779 | 0.032556 | 0.025464
TSO | - | 24 | 15 | 26 | 2025 | Winter | P, [MW] | Expected | - | 0.1013 | 0.088207 | 0.079845 | 0.075995 | 0.075931 | 0.088265 | 0.17115 | 0.17572 | 0.1926 | 0.19368 | 0.20005 | 0.22662 | 0.197 | 0.20876 | 0.1796 | 0.15948 | 0.15044 | 0.20757 | 0.20091 | 0.19243 | 0.18494 | 0.16118 | 0.15079 | 0.13269
TSO | - | 25 | 16 | 17 | 2025 | Winter | P, [MW] | Expected | - | 6.3845e-06 | 0.00012237 | 0.00074057 | 0.00068695 | 0.00079394 | 7.1822e-05 | 0.0019446 | 0.0078475 | 0.0080447 | 0.0070127 | 0.0038085 | 0.0045385 | 0.0069522 | 0.0036412 | 0.0037513 | 0.0036345 | 0.0041851 | 0.0081929 | 0.0078712 | 0.0074031 | 0.0063613 | 0.0032491 | 0.0018557 | 0.00032832
TSO | - | 26 | 17 | 34 | 2025 | Winter | P, [MW] | Expected | - | 0.0068182 | 0.010165 | 0.013554 | 0.013672 | 0.014413 | 0.0073663 | 0.001829 | 0.00098113 | 0.0010847 | 0.00055113 | 0.00010247 | 0.00029445 | 0.0012832 | 0.00030667 | 0.0004934 | 0.00071014 | 0.0013735 | 0.00069934 | 0.0010575 | 0.00068535 | 0.001031 | 0.0013865 | 0.0020279 | 0.0059543
TSO | - | 27 | 18 | 103 | 2025 | Winter | P, [MW] | Expected | - | 0.017926 | 0.013741 | 0.012407 | 0.011085 | 0.011021 | 0.014065 | 0.023845 | 0.032538 | 0.039584 | 0.043654 | 0.040465 | 0.04081 | 0.039122 | 0.038322 | 0.035029 | 0.029809 | 0.030118 | 0.042119 | 0.043444 | 0.041426 | 0.038458 | 0.035732 | 0.029847 | 0.023281
TSO | - | 28 | 26 | 55 | 2025 | Winter | P, [MW] | Expected | - | 0.15833 | 0.18409 | 0.18663 | 0.18283 | 0.19017 | 0.19008 | 0.31659 | 0.2467 | 0.20833 | 0.2012 | 0.22274 | 0.32404 | 0.23675 | 0.28769 | 0.22128 | 0.19537 | 0.19836 | 0.24162 | 0.21227 | 0.20069 | 0.20179 | 0.18526 | 0.19051 | 0.2117
TSO | - | 29 | 26 | 103 | 2025 | Winter | P, [MW] | Expected | - | 0.020885 | 0.02149 | 0.020486 | 0.02072 | 0.021525 | 0.022038 | 0.044273 | 0.033085 | 0.030151 | 0.028577 | 0.031735 | 0.043708 | 0.03341 | 0.040277 | 0.031968 | 0.029892 | 0.027184 | 0.033057 | 0.030386 | 0.029196 | 0.03085 | 0.026697 | 0.028276 | 0.030404
TSO | - | 30 | 29 | 34 | 2025 | Winter | P, [MW] | Expected | - | 0.25549 | 0.23673 | 0.22531 | 0.22225 | 0.22246 | 0.26964 | 0.30808 | 0.37806 | 0.36768 | 0.3465 | 0.33577 | 0.33389 | 0.36902 | 0.34367 | 0.34493 | 0.34465 | 0.34612 | 0.36407 | 0.37576 | 0.35525 | 0.34839 | 0.32326 | 0.30999 | 0.26432
TSO | - | 31 | 34 | 35 | 2025 | Winter | P, [MW] | Expected | - | 0.10215 | 0.099923 | 0.094467 | 0.093328 | 0.095163 | 0.1137 | 0.14596 | 0.17805 | 0.17816 | 0.17321 | 0.15379 | 0.15806 | 0.16991 | 0.15173 | 0.14597 | 0.14778 | 0.1543 | 0.17545 | 0.17142 | 0.17011 | 0.1679 | 0.15063 | 0.14063 | 0.1148
TSO | - | 32 | 35 | 36 | 2025 | Winter | P, [MW] | Expected | - | 0.03473 | 0.03324 | 0.033737 | 0.033844 | 0.034836 | 0.037304 | 0.042481 | 0.043442 | 0.04348 | 0.047952 | 0.044723 | 0.047444 | 0.04894 | 0.047841 | 0.046133 | 0.045239 | 0.047823 | 0.042335 | 0.044414 | 0.04532 | 0.045688 | 0.044667 | 0.041121 | 0.038231
TSO | - | 33 | 42 | 72 | 2025 | Winter | P, [MW] | Expected | - | 0.27598 | 0.28644 | 0.27508 | 0.27238 | 0.279 | 0.37123 | 0.67778 | 0.61134 | 0.52897 | 0.45188 | 0.47949 | 0.6079 | 0.49121 | 0.52934 | 0.44086 | 0.37408 | 0.36562 | 0.52253 | 0.46228 | 0.44554 | 0.41974 | 0.36904 | 0.37513 | 0.35869
TSO | - | 34 | 72 | 103 | 2025 | Winter | P, [MW] | Expected | - | 0.037782 | 0.0491 | 0.051085 | 0.05328 | 0.053997 | 0.050036 | 0.022281 | 0.0082717 | 0.0052842 | 0.0095931 | 0.0079523 | 0.011993 | 0.010092 | 0.012262 | 0.014346 | 0.01664 | 0.022424 | 0.0050566 | 0.0050671 | 0.0053996 | 0.0090411 | 0.013765 | 0.021926 | 0.029289
TSO | - | 36 | 1 | 2 | 2025 | Winter | P, [MW] | Expected | - | 0.053275 | 0.048212 | 0.042965 | 0.041798 | 0.040639 | 0.045725 | 0.064078 | 0.076833 | 0.090372 | 0.093644 | 0.087437 | 0.088803 | 0.090123 | 0.090545 | 0.08151 | 0.077179 | 0.080146 | 0.10234 | 0.097873 | 0.092516 | 0.091437 | 0.078911 | 0.071359 | 0.062807
TSO | - | 38 | 8 | 72 | 2025 | Winter | P, [MW] | Expected | - | 0.030117 | 0.024544 | 0.022977 | 0.022934 | 0.023437 | 0.026785 | 0.044536 | 0.053872 | 0.059 | 0.064061 | 0.055987 | 0.055681 | 0.052862 | 0.056141 | 0.04988 | 0.044644 | 0.044459 | 0.065989 | 0.060147 | 0.060198 | 0.057355 | 0.050315 | 0.043727 | 0.039666
TSO | - | 41 | 11 | 12 | 2025 | Winter | P, [MW] | Expected | - | 0.13019 | 0.10806 | 0.095524 | 0.090419 | 0.083814 | 0.099385 | 0.17224 | 0.2012 | 0.23053 | 0.23584 | 0.25087 | 0.26794 | 0.24986 | 0.2534 | 0.22418 | 0.20784 | 0.21518 | 0.3007 | 0.28945 | 0.28528 | 0.28857 | 0.25325 | 0.2254 | 0.18059
TSO | - | 44 | 13 | 14 | 2025 | Winter | P, [MW] | Expected | - | 0.0047234 | 0.0050551 | 0.0046387 | 0.0042246 | 0.0037354 | 0.0040752 | 0.0064534 | 0.0053283 | 0.0061748 | 0.0061933 | 0.0080434 | 0.010249 | 0.0085955 | 0.0087504 | 0.0075911 | 0.0069752 | 0.0075944 | 0.0088475 | 0.0089571 | 0.0084504 | 0.0090208 | 0.008325 | 0.0080566 | 0.0064952
TSO | - | 45 | 13 | 15 | 2025 | Winter | P, [MW] | Expected | - | 0.050557 | 0.044148 | 0.040431 | 0.038285 | 0.037817 | 0.042124 | 0.073607 | 0.073723 | 0.085712 | 0.092928 | 0.094985 | 0.10556 | 0.091283 | 0.097288 | 0.085252 | 0.07415 | 0.073323 | 0.10228 | 0.095209 | 0.091773 | 0.087806 | 0.078521 | 0.072012 | 0.063146
TSO | - | 47 | 19 | 20 | 2025 | Winter | P, [MW] | Expected | - | 0.005143 | 0.0051816 | 0.0050595 | 0.004876 | 0.0057647 | 0.0049792 | 0.0052785 | 0.0031999 | 0.0023484 | 0.0018359 | 0.0025764 | 0.0034599 | 0.004285 | 0.0052005 | 0.004742 | 0.0036652 | 0.0036468 | 0.0046583 | 0.0045869 | 0.0042791 | 0.0042779 | 0.0053897 | 0.0055384 | 0.0047928
TSO | - | 48 | 19 | 21 | 2025 | Winter | P, [MW] | Expected | - | 0.015694 | 0.014075 | 0.012322 | 0.011959 | 0.011259 | 0.012992 | 0.02753 | 0.034078 | 0.038517 | 0.039266 | 0.035393 | 0.038805 | 0.039828 | 0.040072 | 0.032295 | 0.028589 | 0.030513 | 0.043084 | 0.037788 | 0.036203 | 0.035219 | 0.029986 | 0.025191 | 0.02067
TSO | - | 50 | 29 | 30 | 2025 | Winter | P, [MW] | Expected | - | 0.030171 | 0.02749 | 0.026815 | 0.026513 | 0.025997 | 0.027966 | 0.045466 | 0.049769 | 0.053434 | 0.050374 | 0.049777 | 0.055267 | 0.054691 | 0.056564 | 0.05219 | 0.050307 | 0.048398 | 0.05326 | 0.049347 | 0.045548 | 0.046959 | 0.040651 | 0.035327 | 0.033516
DSO | 29 | 1 | 4 | 2 | 2025 | Winter | P, [MW] | 0 | 0 | 0.0021156 | 0.0019956 | 0.0020281 | 0.0018675 | 0.0020579 | 0.0021575 | 0.002076 | 0.0021405 | 0.001776 | 0.0016042 | 0.0015811 | 0.0016474 | 0.0016351 | 0.0015973 | 0.0020696 | 0.0020446 | 0.0024479 | 0.0024081 | 0.0024536 | 0.0019781 | 0.0018312 | 0.001661 | 0.0021063 | 0.0020212
DSO | 29 | 2 | 5 | 4 | 2025 | Winter | P, [MW] | 0 | 0 | 3.8865e-05 | 3.6666e-05 | 3.7261e-05 | 3.4317e-05 | 3.781e-05 | 3.9637e-05 | 3.8143e-05 | 3.9355e-05 | 3.2639e-05 | 2.9486e-05 | 2.9065e-05 | 3.0273e-05 | 3.005e-05 | 2.9354e-05 | 3.8038e-05 | 3.7584e-05 | 4.4954e-05 | 4.4242e-05 | 4.5072e-05 | 3.6343e-05 | 3.3642e-05 | 3.0531e-05 | 3.869e-05 | 3.7128e-05
DSO | 29 | 3 | 7 | 5 | 2025 | Winter | P, [MW] | 0 | 0 | 2.5011e-10 | 2.5011e-10 | 2.5011e-10 | 2.9559e-10 | 2.7285e-10 | 2.7285e-10 | 2.9559e-10 | 2.7285e-10 | 2.7285e-10 | 2.0464e-10 | 2.7285e-10 | 2.9559e-10 | 2.5011e-10 | 2.5011e-10 | 2.5011e-10 | 2.5011e-10 | 2.9559e-10 | 2.9559e-10 | 2.9559e-10 | 2.9559e-10 | 2.9559e-10 | 2.5011e-10 | 2.5011e-10 | 2.7285e-10
DSO | 29 | 29 | 1 | 2 | 2025 | Winter | P, [MW] | 0 | 0 | 0.010818 | 0.0098378 | 0.0092799 | 0.0091966 | 0.0091053 | 0.0088196 | 0.0080467 | 0.0085388 | 0.0063224 | 0.0054189 | 0.0053131 | 0.0056182 | 0.0055893 | 0.0053707 | 0.0080082 | 0.0079102 | 0.0098769 | 0.0065161 | 0.0093223 | 0.0066243 | 0.0062984 | 0.0057276 | 0.0080888 | 0.0077825
DSO | 29 | 31 | 2 | 3 | 2025 | Winter | P, [MW] | 0 | 0 | 0.011412 | 0.01027 | 0.0094674 | 0.0095994 | 0.0091881 | 0.0086687 | 0.0077653 | 0.0083071 | 0.0059213 | 0.0049787 | 0.004872 | 0.0051807 | 0.0051624 | 0.0049311 | 0.0077199 | 0.0076255 | 0.0096568 | 0.0054387 | 0.0089103 | 0.006059 | 0.0058276 | 0.0053117 | 0.0077868 | 0.0075056
DSO | 29 | 32 | 5 | 6 | 2025 | Winter | P, [MW] | 0 | 0 | 0.0022912 | 0.0021627 | 0.0021971 | 0.0020255 | 0.0022288 | 0.0023351 | 0.0022476 | 0.002316 | 0.0019256 | 0.001741 | 0.0017162 | 0.0017874 | 0.0017742 | 0.0017335 | 0.0022405 | 0.0022137 | 0.0026457 | 0.0026002 | 0.002651 | 0.002142 | 0.0019847 | 0.0018021 | 0.0022801 | 0.002189
DSO | 29 | 1 | 4 | 2 | 2025 | Winter | P, [MW] | 0 | 1 | 0.0014456 | 0.0012022 | 0.001024 | 0.00084161 | 0.00085244 | 0.00086782 | 0.0011008 | 0.0012055 | 0.0062825 | 0.0074202 | 0.0076597 | 0.0071668 | 0.006688 | 0.0063473 | 0.0014825 | 0.0016557 | 0.0061038 | 0.0079938 | 0.0068918 | 0.0065149 | 0.0060941 | 0.0053028 | 0.0029598 | 0.0018172
DSO | 29 | 2 | 5 | 4 | 2025 | Winter | P, [MW] | 0 | 1 | 2.5952e-05 | 2.1517e-05 | 1.8276e-05 | 1.4948e-05 | 1.5145e-05 | 1.5422e-05 | 1.9675e-05 | 2.1603e-05 | 0.00011439 | 0.00013517 | 0.00013953 | 0.00013051 | 0.00012176 | 0.00011553 | 2.6633e-05 | 2.98e-05 | 0.00011107 | 0.00014559 | 0.00012545 | 0.00011856 | 0.00011086 | 9.6362e-05 | 5.3548e-05 | 3.2729e-05
DSO | 29 | 3 | 7 | 5 | 2025 | Winter | P, [MW] | 0 | 1 | 8.8676e-10 | 9.0949e-10 | 8.9813e-10 | 8.8676e-10 | 8.7539e-10 | 8.6402e-10 | 9.0949e-10 | 8.9813e-10 | 8.9813e-10 | 8.9813e-10 | 8.7539e-10 | 9.0949e-10 | 8.8676e-10 | 8.6402e-10 | 8.8676e-10 | 8.8676e-10 | 8.9813e-10 | 8.9813e-10 | 8.9813e-10 | 8.8676e-10 | 9.2086e-10 | 8.9813e-10 | 8.9813e-10 | 8.7539e-10
DSO | 29 | 29 | 1 | 2 | 2025 | Winter | P, [MW] | 0 | 1 | 0.014291 | 0.012904 | 0.012103 | 0.01194 | 0.011817 | 0.011425 | 0.010399 | 0.01109 | 0.0080468 | 0.0068033 | 0.0066585 | 0.0070778 | 0.0070398 | 0.0067416 | 0.010374 | 0.010245 | 0.012982 | 0.0083135 | 0.012205 | 0.0084655 | 0.0080177 | 0.0072376 | 0.010509 | 0.010073
DSO | 29 | 31 | 2 | 3 | 2025 | Winter | P, [MW] | 0 | 1 | 0.018331 | 0.017014 | 0.01639 | 0.017048 | 0.016813 | 0.016161 | 0.013542 | 0.014241 | 0.0042017 | 0.0025858 | 0.0023586 | 0.0029078 | 0.0030595 | 0.0029543 | 0.012471 | 0.011867 | 0.0095418 | 0.0035509 | 0.0080493 | 0.0044485 | 0.0042561 | 0.0039916 | 0.010017 | 0.011253
DSO | 29 | 32 | 5 | 6 | 2025 | Winter | P, [MW] | 0 | 1 | 0.0014867 | 0.0012303 | 0.0010435 | 0.00085262 | 0.00086401 | 0.00088017 | 0.001125 | 0.0012362 | 0.0065484 | 0.0077277 | 0.0079774 | 0.0074703 | 0.0069745 | 0.0066211 | 0.0015268 | 0.0017098 | 0.0063697 | 0.0083313 | 0.0071903 | 0.0068004 | 0.0063639 | 0.0055441 | 0.0030851 | 0.0018795
DSO | 29 | 1 | 4 | 2 | 2025 | Winter | P, [MW] | 0 | 2 | 0.0034885 | 0.0033003 | 0.0032339 | 0.0032398 | 0.0032351 | 0.0032737 | 0.0032643 | 0.0032732 | 0.0032779 | 0.0032297 | 0.0032218 | 0.003246 | 0.0032397 | 0.0032204 | 0.003268 | 0.0032696 | 0.0035073 | 0.0033143 | 0.0037891 | 0.0033491 | 0.0032973 | 0.003235 | 0.0032869 | 0.0032626
DSO | 29 | 2 | 5 | 4 | 2025 | Winter | P, [MW] | 0 | 2 | 6.4101e-05 | 6.0652e-05 | 5.9436e-05 | 5.9543e-05 | 5.9457e-05 | 6.0164e-05 | 5.9989e-05 | 6.0158e-05 | 6.0227e-05 | 5.9342e-05 | 5.9197e-05 | 5.9641e-05 | 5.9526e-05 | 5.917e-05 | 6.0057e-05 | 6.0086e-05 | 6.4444e-05 | 6.0896e-05 | 6.9602e-05 | 6.1532e-05 | 6.058e-05 | 5.9441e-05 | 6.0402e-05 | 5.9954e-05
DSO | 29 | 3 | 7 | 5 | 2025 | Winter | P, [MW] | 0 | 2 | 5.1159e-10 | 5.3433e-10 | 5.0022e-10 | 4.6612e-10 | 5.0022e-10 | 5.0022e-10 | 5.0022e-10 | 5.0022e-10 | 4.4338e-10 | 4.4338e-10 | 4.6612e-10 | 4.6612e-10 | 4.3201e-10 | 4.5475e-10 | 5.0022e-10 | 5.1159e-10 | 5.2296e-10 | 4.4338e-10 | 4.7748e-10 | 4.6612e-10 | 4.6612e-10 | 4.7748e-10 | 5.0022e-10 | 4.8885e-10
DSO | 29 | 29 | 1 | 2 | 2025 | Winter | P, [MW] | 0 | 2 | 0.016387 | 0.014916 | 0.01407 | 0.013937 | 0.013794 | 0.013331 | 0.012045 | 0.012831 | 0.0090121 | 0.0077109 | 0.0075556 | 0.0080016 | 0.0079536 | 0.0076435 | 0.011945 | 0.011747 | 0.014948 | 0.0092761 | 0.013637 | 0.0094438 | 0.0089807 | 0.0081425 | 0.012105 | 0.01156
DSO | 29 | 31 | 2 | 3 | 2025 | Winter | P, [MW] | 0 | 2 | 0.012431 | 0.011172 | 0.010403 | 0.010268 | 0.010136 | 0.0096439 | 0.0084123 | 0.0092135 | 0.0055875 | 0.0044739 | 0.0043504 | 0.0047095 | 0.0046799 | 0.0044229 | 0.0083358 | 0.0081582 | 0.010958 | 0.0058051 | 0.0094136 | 0.0059155 | 0.005538 | 0.0048633 | 0.0084419 | 0.0079514
DSO | 29 | 32 | 5 | 6 | 2025 | Winter | P, [MW] | 0 | 2 | 0.0027692 | 0.0026214 | 0.0025692 | 0.0025738 | 0.0025701 | 0.0026003 | 0.0025927 | 0.0025998 | 0.0026034 | 0.0025669 | 0.002561 | 0.0025792 | 0.0025744 | 0.0025596 | 0.0025955 | 0.0025966 | 0.0027838 | 0.0026318 | 0.0030041 | 0.0026591 | 0.0026186 | 0.0025706 | 0.0026104 | 0.0025912
DSO | 29 | 1 | 4 | 2 | 2025 | Winter | P, [MW] | Expected | - | 0.0023499 | 0.002166 | 0.0020953 | 0.001983 | 0.0020485 | 0.0020997 | 0.0021471 | 0.0022064 | 0.0037788 | 0.0040847 | 0.0041542 | 0.0040201 | 0.0038543 | 0.0037216 | 0.0022734 | 0.0023233 | 0.0040197 | 0.0045721 | 0.0043782 | 0.0039474 | 0.0037408 | 0.0033996 | 0.0027843 | 0.002367
DSO | 29 | 2 | 5 | 4 | 2025 | Winter | P, [MW] | Expected | - | 4.2973e-05 | 3.9612e-05 | 3.8324e-05 | 3.6269e-05 | 3.7471e-05 | 3.8408e-05 | 3.9269e-05 | 4.0372e-05 | 6.9084e-05 | 7.4664e-05 | 7.5931e-05 | 7.3474e-05 | 7.0444e-05 | 6.8018e-05 | 4.1576e-05 | 4.249e-05 | 7.3489e-05 | 8.3578e-05 | 8.0043e-05 | 7.2144e-05 | 6.8362e-05 | 6.2111e-05 | 5.088e-05 | 4.327e-05
DSO | 29 | 3 | 7 | 5 | 2025 | Winter | P, [MW] | Expected | - | 5.4949e-10 | 5.6464e-10 | 5.4949e-10 | 5.4949e-10 | 5.4949e-10 | 5.457e-10 | 5.6843e-10 | 5.5707e-10 | 5.3812e-10 | 5.1538e-10 | 5.3812e-10 | 5.5707e-10 | 5.2296e-10 | 5.2296e-10 | 5.457e-10 | 5.4949e-10 | 5.7222e-10 | 5.457e-10 | 5.5707e-10 | 5.4949e-10 | 5.6086e-10 | 5.4191e-10 | 5.4949e-10 | 5.457e-10
DSO | 29 | 29 | 1 | 2 | 2025 | Winter | P, [MW] | Expected | - | 0.013832 | 0.012553 | 0.011818 | 0.011691 | 0.011572 | 0.011192 | 0.010164 | 0.01082 | 0.0077938 | 0.0066443 | 0.0065091 | 0.0068992 | 0.0068609 | 0.0065852 | 0.010109 | 0.0099672 | 0.012602 | 0.0080352 | 0.011721 | 0.0081779 | 0.0077656 | 0.0070359 | 0.010234 | 0.0098053
DSO | 29 | 31 | 2 | 3 | 2025 | Winter | P, [MW] | Expected | - | 0.014058 | 0.012819 | 0.012087 | 0.012305 | 0.012046 | 0.011491 | 0.0099066 | 0.010587 | 0.0052369 | 0.0040128 | 0.0038603 | 0.004266 | 0.0043006 | 0.0041028 | 0.0095088 | 0.009217 | 0.010052 | 0.0049316 | 0.0087911 | 0.0054743 | 0.0052072 | 0.0047222 | 0.0087486 | 0.0089032
DSO | 29 | 32 | 5 | 6 | 2025 | Winter | P, [MW] | Expected | - | 0.0021824 | 0.0020048 | 0.0019366 | 0.0018173 | 0.0018876 | 0.0019385 | 0.0019884 | 0.0020507 | 0.0036925 | 0.0040119 | 0.0040849 | 0.0039457 | 0.0037744 | 0.0036381 | 0.002121 | 0.0021734 | 0.0039331 | 0.0045211 | 0.0042818 | 0.0038672 | 0.0036557 | 0.0033056 | 0.0026586 | 0.0022199
DSO | 1 | 5 | 10 | 15 | 2025 | Winter | P, [MW] | 0 | 0 | 0.006422 | 0.005234 | 0.0044252 | 0.0043009 | 0.0043726 | 0.0044869 | 0.0075563 | 0.0077973 | 0.0099658 | 0.0085462 | 0.047438 | 0.046322 | 0.047166 | 0.044393 | 0.041593 | 0.03903 | 0.041129 | 0.054256 | 0.047449 | 0.04485 | 0.044225 | 0.039363 | 0.029202 | 0.010573
DSO | 1 | 6 | 10 | 11 | 2025 | Winter | P, [MW] | 0 | 0 | 0.00097527 | 0.00031701 | 0.00021401 | 0.00018342 | 0.00015772 | 0.0001713 | 0.0018145 | 0.002147 | 0.0022675 | 0.0025043 | 0.0026423 | 0.0026599 | 0.0026627 | 0.00077416 | 0.00061558 | 0.00063484 | 0.00068454 | 0.0023469 | 0.0020189 | 0.0021186 | 0.0021036 | 0.0019243 | 0.001065 | 0.00048658
DSO | 1 | 7 | 10 | 23 | 2025 | Winter | P, [MW] | 0 | 0 | 0.0063066 | 0.0059202 | 0.0057115 | 0.0057707 | 0.0058861 | 0.0067395 | 0.0079934 | 0.0092876 | 0.008602 | 0.0118 | 0.0089626 | 0.01023 | 0.007795 | 0.012923 | 0.010533 | 0.010179 | 0.01075 | 0.0078782 | 0.008825 | 0.0079975 | 0.0077098 | 0.0064362 | 0.0083427 | 0.0073151
DSO | 1 | 8 | 11 | 12 | 2025 | Winter | P, [MW] | 0 | 0 | 0.039808 | 0.012816 | 0.008664 | 0.007465 | 0.0064193 | 0.0069804 | 0.074143 | 0.087738 | 0.092655 | 0.10235 | 0.10782 | 0.1087 | 0.10881 | 0.031455 | 0.024978 | 0.025768 | 0.027805 | 0.095778 | 0.08238 | 0.086443 | 0.085824 | 0.078488 | 0.043377 | 0.019748
DSO | 1 | 9 | 12 | 13 | 2025 | Winter | P, [MW] | 0 | 0 | 9.5162e-05 | 3.0421e-05 | 2.0581e-05 | 1.7798e-05 | 1.5304e-05 | 1.6656e-05 | 0.00017739 | 0.00020995 | 0.0002217 | 0.00024494 | 0.00025773 | 0.0002601 | 0.00026036 | 7.4935e-05 | 5.9442e-05 | 6.134e-05 | 6.6221e-05 | 0.00022896 | 0.0001969 | 0.0002066 | 0.00020512 | 0.00018754 | 0.00010352 | 4.7006e-05
DSO | 1 | 10 | 13 | 8 | 2025 | Winter | P, [MW] | 0 | 0 | 3.638e-10 | 2.2737e-10 | 2.7285e-10 | 3.1832e-10 | 1.819e-10 | 2.7285e-10 | 2.5011e-10 | 2.2737e-10 | 2.9559e-10 | 3.638e-10 | 3.638e-10 | 3.1832e-10 | 3.4106e-10 | 3.4106e-10 | 3.1832e-10 | 3.1832e-10 | 3.4106e-10 | 3.4106e-10 | 3.4106e-10 | 3.4106e-10 | 3.4106e-10 | 3.4106e-10 | 3.1832e-10 | 4.0927e-10
DSO | 1 | 11 | 15 | 16 | 2025 | Winter | P, [MW] | 0 | 0 | 0.015636 | 0.012705 | 0.010708 | 0.010398 | 0.010572 | 0.010858 | 0.018421 | 0.019008 | 0.024359 | 0.020856 | 0.1169 | 0.11414 | 0.11621 | 0.10937 | 0.10245 | 0.09612 | 0.1013 | 0.1337 | 0.1169 | 0.11048 | 0.10893 | 0.096942 | 0.071797 | 0.025879
DSO | 1 | 13 | 16 | 18 | 2025 | Winter | P, [MW] | 0 | 0 | 0.00030179 | 0.00023432 | 0.00018171 | 0.00017094 | 0.00016274 | 0.00016573 | 0.00027987 | 0.00027913 | 0.00039072 | 0.00036854 | 0.0022286 | 0.0022763 | 0.0021976 | 0.0019996 | 0.0018315 | 0.0016927 | 0.0017275 | 0.0020996 | 0.0019326 | 0.0019367 | 0.001908 | 0.0017267 | 0.0012629 | 0.00045431
DSO | 1 | 14 | 18 | 19 | 2025 | Winter | P, [MW] | 0 | 0 | 0.014357 | 0.011098 | 0.0085519 | 0.0080285 | 0.0076289 | 0.0077783 | 0.013283 | 0.013234 | 0.018627 | 0.017557 | 0.1075 | 0.1098 | 0.10599 | 0.096424 | 0.0883 | 0.081587 | 0.083268 | 0.10124 | 0.093166 | 0.093362 | 0.091969 | 0.083223 | 0.06073 | 0.021731
DSO | 1 | 15 | 21 | 10 | 2025 | Winter | P, [MW] | 0 | 0 | 0.010785 | 0.011434 | 0.011058 | 0.01166 | 0.011889 | 0.013661 | 0.017675 | 0.023292 | 0.023588 | 0.027636 | 0.0090019 | 0.010672 | 0.010179 | 0.011882 | 0.026025 | 0.02584 | 0.01026 | 0.011181 | 0.012478 | 0.010953 | 0.010181 | 0.0089685 | 0.0099851 | 0.0098555
DSO | 1 | 16 | 23 | 27 | 2025 | Winter | P, [MW] | 0 | 0 | 0.0020309 | 0.0021951 | 0.0021579 | 0.0022956 | 0.0023298 | 0.0025704 | 0.0032739 | 0.0041638 | 0.0042593 | 0.0035166 | 0.00085239 | 0.0010167 | 0.0012003 | 0.0010054 | 0.0046405 | 0.0047166 | 0.0010143 | 0.0014848 | 0.0016944 | 0.0014909 | 0.0013995 | 0.0013941 | 0.0017195 | 0.0016696
DSO | 1 | 17 | 25 | 23 | 2025 | Winter | P, [MW] | 0 | 0 | 0.00038519 | 0.00024888 | 0.00021985 | 0.00026741 | 0.00027009 | 0.00040212 | 0.00029962 | 0.00032042 | 0.00013091 | 0.0023597 | 0.0035822 | 0.0033247 | 0.0013187 | 0.00196 | 0.00014772 | 0.00030056 | 0.001385 | 0.0010945 | 0.0010473 | 0.0010406 | 0.00091379 | 0.0010561 | 0.00066483 | 0.00054091
DSO | 1 | 18 | 25 | 10 | 2025 | Winter | P, [MW] | 0 | 0 | 0.0049226 | 0.0042421 | 0.003952 | 0.0040024 | 0.0040414 | 0.0048255 | 0.0049097 | 0.0055432 | 0.0058016 | 0.015368 | 0.01554 | 0.016254 | 0.0095464 | 0.015211 | 0.0061367 | 0.0062411 | 0.011961 | 0.009004 | 0.0095601 | 0.0088951 | 0.0083574 | 0.0076099 | 0.0075394 | 0.0067453
DSO | 1 | 19 | 25 | 29 | 2025 | Winter | P, [MW] | 0 | 0 | 0.01162 | 0.0092567 | 0.007554 | 0.0069433 | 0.0064042 | 0.0064569 | 0.0083663 | 0.0079021 | 0.010835 | 0.068651 | 0.084066 | 0.085533 | 0.07517 | 0.064109 | 0.015342 | 0.015823 | 0.052722 | 0.06193 | 0.05878 | 0.059102 | 0.05656 | 0.052657 | 0.04496 | 0.029305
DSO | 1 | 20 | 27 | 21 | 2025 | Winter | P, [MW] | 0 | 0 | 0.00080815 | 0.00091473 | 0.00085487 | 0.00096851 | 0.00098595 | 0.00118 | 0.0017093 | 0.0026252 | 0.0024951 | 0.0033161 | 0.00032687 | 0.00044746 | 0.00060507 | 0.00037427 | 0.0025009 | 0.0029126 | 0.00034116 | 0.0007605 | 0.00082245 | 0.00086426 | 0.00057547 | 0.00077917 | 0.00050408 | 0.00052925
DSO | 1 | 34 | 9 | 10 | 2025 | Winter | P, [MW] | 0 | 0 | 0.029394 | 0.022754 | 0.020255 | 0.019849 | 0.019771 | 0.022581 | 0.040694 | 0.047824 | 0.050585 | 0.066897 | 0.070627 | 0.074186 | 0.063089 | 0.064023 | 0.057015 | 0.055344 | 0.054961 | 0.06442 | 0.063786 | 0.060045 | 0.058377 | 0.050743 | 0.04614 | 0.031341
DSO | 1 | 36 | 13 | 14 | 2025 | Winter | P, [MW] | 0 | 0 | 0.033411 | 0.010501 | 0.0068546 | 0.0058358 | 0.0049707 | 0.0054326 | 0.058565 | 0.067321 | 0.068837 | 0.068539 | 0.071 | 0.068665 | 0.068709 | 0.020982 | 0.016336 | 0.016873 | 0.01836 | 0.062619 | 0.053507 | 0.056203 | 0.055795 | 0.050964 | 0.02894 | 0.015858
DSO | 1 | 39 | 16 | 17 | 2025 | Winter | P, [MW] | 0 | 0 | 0.001304 | 0.0013589 | 0.001436 | 0.0015134 | 0.0015187 | 0.0013623 | 0.001646 | 0.0017331 | 0.0017676 | 0.001416 | 0.0033508 | 0.0026863 | 0.0035984 | 0.0040006 | 0.0041137 | 0.0040949 | 0.0046521 | 0.0080398 | 0.0058686 | 0.0045207 | 0.0045473 | 0.0038198 | 0.0032902 | 0.0016628
DSO | 1 | 40 | 19 | 20 | 2025 | Winter | P, [MW] | 0 | 0 | 0.0080798 | 0.0063841 | 0.0049458 | 0.0046304 | 0.0043881 | 0.0044793 | 0.0071501 | 0.0069772 | 0.0097214 | 0.0083931 | 0.048007 | 0.049075 | 0.047429 | 0.043245 | 0.039702 | 0.036764 | 0.037525 | 0.045445 | 0.041932 | 0.042027 | 0.041426 | 0.037529 | 0.029145 | 0.012169
DSO | 1 | 42 | 21 | 22 | 2025 | Winter | P, [MW] | 0 | 0 | 0.019928 | 0.022583 | 0.022008 | 0.023706 | 0.024184 | 0.028491 | 0.035287 | 0.049763 | 0.048881 | 0.05425 | 0.011326 | 0.013773 | 0.014131 | 0.014766 | 0.04525 | 0.045944 | 0.012496 | 0.016009 | 0.01774 | 0.015761 | 0.013775 | 0.013035 | 0.012786 | 0.016054
DSO | 1 | 44 | 23 | 24 | 2025 | Winter | P, [MW] | 0 | 0 | 0.0063857 | 0.005829 | 0.0058505 | 0.0057592 | 0.0060014 | 0.0069853 | 0.0084849 | 0.0091191 | 0.0050815 | 0.0030961 | 0.0035537 | 0.0048229 | 0.0047776 | 0.012887 | 0.0080944 | 0.0079702 | 0.010611 | 0.0048682 | 0.0059667 | 0.0055734 | 0.0053844 | 0.004059 | 0.0078664 | 0.0069487
DSO | 1 | 46 | 25 | 26 | 2025 | Winter | P, [MW] | 0 | 0 | 0.0047202 | 0.0038731 | 0.0038488 | 0.0042456 | 0.0045087 | 0.0063168 | 0.0042578 | 0.0050355 | 0.0046171 | 0.013464 | 0.014123 | 0.014943 | 0.0049412 | 0.01197 | 0.002829 | 0.0035849 | 0.0083843 | 0.0047254 | 0.0051875 | 0.0047914 | 0.0037547 | 0.004014 | 0.0034313 | 0.0046339
DSO | 1 | 49 | 27 | 28 | 2025 | Winter | P, [MW] | 0 | 0 | 0.0045415 | 0.004632 | 0.0047211 | 0.0048089 | 0.004825 | 0.0049253 | 0.0049783 | 0.0048673 | 0.0047376 | 0.0016731 | 0.0013299 | 0.0014604 | 0.0015461 | 0.0016613 | 0.0049264 | 0.0047686 | 0.0019167 | 0.0020525 | 0.002424 | 0.0023025 | 0.0022923 | 0.0021856 | 0.0043414 | 0.0043825
DSO | 1 | 50 | 29 | 30 | 2025 | Winter | P, [MW] | 0 | 0 | 0.0041609 | 0.0033847 | 0.0027771 | 0.0025375 | 0.002327 | 0.0023492 | 0.0028263 | 0.0026081 | 0.0035395 | 0.022458 | 0.025832 | 0.026248 | 0.023171 | 0.019755 | 0.0044188 | 0.0045545 | 0.016269 | 0.019292 | 0.01825 | 0.018327 | 0.017544 | 0.016273 | 0.013935 | 0.010522
DSO | 1 | 5 | 10 | 15 | 2025 | Winter | P, [MW] | 0 | 1 | 0.015105 | 0.012123 | 0.011219 | 0.011156 | 0.010497 | 0.012216 | 0.018027 | 0.020012 | 0.023879 | 0.025052 | 0.0272 | 0.027703 | 0.026264 | 0.024064 | 0.022484 | 0.022049 | 0.024758 | 0.03456 | 0.035302 | 0.031745 | 0.029894 | 0.025752 | 0.022173 | 0.017954
DSO | 1 | 6 | 10 | 11 | 2025 | Winter | P, [MW] | 0 | 1 | 0.00076616 | 0.00063567 | 0.00057188 | 0.00057315 | 0.00058984 | 0.00067493 | 0.0013574 | 0.001541 | 0.0015679 | 0.0016347 | 0.0016054 | 0.0016666 | 0.0015448 | 0.0015036 | 0.0012694 | 0.0012429 | 0.0012759 | 0.0015063 | 0.0013731 | 0.0013897 | 0.0013725 | 0.0011982 | 0.0010372 | 0.00083257
DSO | 1 | 7 | 10 | 23 | 2025 | Winter | P, [MW] | 0 | 1 | 0.0066669 | 0.0053684 | 0.0049178 | 0.004726 | 0.0047741 | 0.0054265 | 0.0083352 | 0.0096672 | 0.0096121 | 0.012628 | 0.012182 | 0.012984 | 0.010423 | 0.01102 | 0.0099398 | 0.0092822 | 0.0088417 | 0.0099153 | 0.0099351 | 0.0093937 | 0.0092343 | 0.0079132 | 0.0076098 | 0.0065603
DSO | 1 | 8 | 11 | 12 | 2025 | Winter | P, [MW] | 0 | 1 | 0.031327 | 0.025975 | 0.02337 | 0.023426 | 0.02411 | 0.027594 | 0.055554 | 0.063076 | 0.06419 | 0.066921 | 0.065715 | 0.068228 | 0.063241 | 0.061545 | 0.051939 | 0.050856 | 0.052213 | 0.061647 | 0.056188 | 0.056883 | 0.056171 | 0.049033 | 0.042424 | 0.034048
DSO | 1 | 9 | 12 | 13 | 2025 | Winter | P, [MW] | 0 | 1 | 7.5051e-05 | 6.2203e-05 | 5.5968e-05 | 5.6111e-05 | 5.775e-05 | 6.6103e-05 | 0.00013316 | 0.0001512 | 0.00015389 | 0.00016043 | 0.00015753 | 0.00016357 | 0.00015161 | 0.00014753 | 0.00012448 | 0.00012188 | 0.00012514 | 0.00014776 | 0.00013467 | 0.00013636 | 0.00013463 | 0.00011752 | 0.00010166 | 8.1574e-05
DSO | 1 | 10 | 13 | 8 | 2025 | Winter | P, [MW] | 0 | 1 | 0 | 4.5475e-11 | 2.2737e-11 | 0 | 2.2737e-11 | 2.2737e-11 | 4.5475e-11 | 2.2737e-11 | 2.2737e-11 | 0 | 4.5475e-11 | 4.5475e-11 | 6.8212e-11 | 6.8212e-11 | 4.5475e-11 | 4.5475e-11 | 2.2737e-11 | 4.5475e-11 | 0 | 0 | 0 | 2.2737e-11 | 4.5475e-11 | 4.5475e-11
DSO | 1 | 11 | 15 | 16 | 2025 | Winter | P, [MW] | 0 | 1 | 0.037206 | 0.029837 | 0.027607 | 0.027455 | 0.025829 | 0.030079 | 0.044427 | 0.049331 | 0.058875 | 0.061778 | 0.067079 | 0.068315 | 0.064763 | 0.059335 | 0.055433 | 0.054357 | 0.061052 | 0.085265 | 0.087093 | 0.078312 | 0.073733 | 0.063506 | 0.054664 | 0.044249
DSO | 1 | 13 | 16 | 18 | 2025 | Winter | P, [MW] | 0 | 1 | 0.00065429 | 0.00055103 | 0.00049887 | 0.00051492 | 0.00055075 | 0.00060242 | 0.00081544 | 0.0008697 | 0.00094037 | 0.00094347 | 0.00098483 | 0.0009741 | 0.0010649 | 0.0010848 | 0.0010769 | 0.00106 | 0.001102 | 0.0013571 | 0.0013981 | 0.0012999 | 0.0012305 | 0.001074 | 0.0010063 | 0.0008694
DSO | 1 | 14 | 18 | 19 | 2025 | Winter | P, [MW] | 0 | 1 | 0.031544 | 0.026542 | 0.024028 | 0.024806 | 0.026538 | 0.029041 | 0.03933 | 0.04195 | 0.045366 | 0.045532 | 0.047533 | 0.047017 | 0.051396 | 0.05236 | 0.051974 | 0.051153 | 0.053188 | 0.065519 | 0.067504 | 0.062771 | 0.059405 | 0.051845 | 0.048563 | 0.041945
DSO | 1 | 15 | 21 | 10 | 2025 | Winter | P, [MW] | 0 | 1 | 0.012974 | 0.010225 | 0.0090858 | 0.0090571 | 0.0088709 | 0.0098499 | 0.016127 | 0.018629 | 0.017155 | 0.020762 | 0.019307 | 0.020617 | 0.017979 | 0.018959 | 0.015977 | 0.016525 | 0.015556 | 0.017629 | 0.016565 | 0.014952 | 0.014392 | 0.012696 | 0.012995 | 0.011835
DSO | 1 | 16 | 23 | 27 | 2025 | Winter | P, [MW] | 0 | 1 | 0.002325 | 0.001972 | 0.0017978 | 0.0018193 | 0.0017672 | 0.0018646 | 0.0026924 | 0.002938 | 0.0025742 | 0.002837 | 0.0025489 | 0.002665 | 0.002463 | 0.0026829 | 0.0023097 | 0.0024997 | 0.0023674 | 0.0025953 | 0.002402 | 0.0021675 | 0.002112 | 0.0019711 | 0.0021417 | 0.0020792
DSO | 1 | 17 | 25 | 23 | 2025 | Winter | P, [MW] | 0 | 1 | 0.00039843 | 0.00036697 | 0.00033378 | 0.00032826 | 0.00032293 | 0.00036622 | 0.00044851 | 0.0005156 | 0.0005761 | 0.00080974 | 0.0010654 | 0.0010691 | 0.00071314 | 0.00066709 | 0.00060284 | 0.00056562 | 0.00054679 | 0.00056638 | 0.00063832 | 0.00065667 | 0.00064315 | 0.00058696 | 0.00051774 | 0.00039178
DSO | 1 | 18 | 25 | 10 | 2025 | Winter | P, [MW] | 0 | 1 | 0.0057193 | 0.0047359 | 0.004306 | 0.0041429 | 0.0041741 | 0.0047864 | 0.0070707 | 0.0081837 | 0.0084179 | 0.011326 | 0.011957 | 0.012506 | 0.0094467 | 0.0096678 | 0.0087224 | 0.0081329 | 0.0077858 | 0.0085846 | 0.0088863 | 0.008585 | 0.0084251 | 0.0073227 | 0.0068643 | 0.0056389
DSO | 1 | 19 | 25 | 29 | 2025 | Winter | P, [MW] | 0 | 1 | 0.021018 | 0.017094 | 0.015295 | 0.014844 | 0.014634 | 0.01607 | 0.021592 | 0.024096 | 0.028735 | 0.037663 | 0.043769 | 0.045034 | 0.036435 | 0.032526 | 0.029316 | 0.028296 | 0.02828 | 0.033081 | 0.034907 | 0.034494 | 0.03298 | 0.029489 | 0.027007 | 0.021167
DSO | 1 | 20 | 27 | 21 | 2025 | Winter | P, [MW] | 0 | 1 | 0.0010553 | 0.00075672 | 0.00063518 | 0.00067356 | 0.00062573 | 0.00069623 | 0.0013374 | 0.0016444 | 0.0014356 | 0.0016933 | 0.0015123 | 0.0016739 | 0.0015783 | 0.0015823 | 0.0011708 | 0.0013722 | 0.0012509 | 0.0014793 | 0.0012855 | 0.0010875 | 0.00098672 | 0.00088288 | 0.00093 | 0.00088562
DSO | 1 | 34 | 9 | 10 | 2025 | Winter | P, [MW] | 0 | 1 | 0.036047 | 0.029192 | 0.02649 | 0.02593 | 0.025808 | 0.02945 | 0.047357 | 0.054155 | 0.055308 | 0.066282 | 0.066149 | 0.069293 | 0.059052 | 0.059674 | 0.053009 | 0.051253 | 0.050975 | 0.06024 | 0.059264 | 0.055781 | 0.054233 | 0.047015 | 0.043772 | 0.036875
DSO | 1 | 36 | 13 | 14 | 2025 | Winter | P, [MW] | 0 | 1 | 0.019137 | 0.0159 | 0.014295 | 0.014319 | 0.014732 | 0.016853 | 0.033547 | 0.037972 | 0.038591 | 0.040281 | 0.039702 | 0.041083 | 0.038143 | 0.03719 | 0.031586 | 0.030918 | 0.031742 | 0.037561 | 0.034333 | 0.034585 | 0.034189 | 0.029856 | 0.025922 | 0.020816
DSO | 1 | 39 | 16 | 17 | 2025 | Winter | P, [MW] | 0 | 1 | 0.0020181 | 0.0015366 | 0.0015775 | 0.001448 | 0.0011336 | 0.0012196 | 0.0018089 | 0.0021876 | 0.0035841 | 0.0043443 | 0.0053215 | 0.0059475 | 0.0037753 | 0.0025131 | 0.0019034 | 0.0018524 | 0.0024753 | 0.0049363 | 0.0049979 | 0.0042093 | 0.0039699 | 0.0033725 | 0.0022567 | 0.0015587
DSO | 1 | 40 | 19 | 20 | 2025 | Winter | P, [MW] | 0 | 1 | 0.014113 | 0.011923 | 0.010798 | 0.011143 | 0.011917 | 0.013007 | 0.017568 | 0.018727 | 0.020212 | 0.020228 | 0.021073 | 0.020851 | 0.022785 | 0.023212 | 0.023054 | 0.022711 | 0.023559 | 0.02881 | 0.029661 | 0.027604 | 0.026195 | 0.02293 | 0.021552 | 0.018666
DSO | 1 | 42 | 21 | 22 | 2025 | Winter | P, [MW] | 0 | 1 | 0.020075 | 0.015324 | 0.013367 | 0.01353 | 0.01308 | 0.014578 | 0.025344 | 0.029776 | 0.02707 | 0.032458 | 0.030011 | 0.03229 | 0.02881 | 0.029935 | 0.024308 | 0.02597 | 0.024309 | 0.028105 | 0.025811 | 0.022839 | 0.021626 | 0.019026 | 0.019587 | 0.017932
DSO | 1 | 44 | 23 | 24 | 2025 | Winter | P, [MW] | 0 | 1 | 0.0041434 | 0.0030033 | 0.0028079 | 0.0025614 | 0.0026991 | 0.0032689 | 0.0056402 | 0.0070572 | 0.007487 | 0.011034 | 0.0097021 | 0.010904 | 0.0086402 | 0.0092892 | 0.0086373 | 0.0071863 | 0.0067958 | 0.0080209 | 0.0081633 | 0.007751 | 0.0076578 | 0.0059938 | 0.0053579 | 0.0044978
DSO | 1 | 46 | 25 | 26 | 2025 | Winter | P, [MW] | 0 | 1 | 0.0037135 | 0.0032313 | 0.0029524 | 0.0028529 | 0.0028752 | 0.0034065 | 0.0050384 | 0.0059917 | 0.0057717 | 0.0081911 | 0.0088961 | 0.0092677 | 0.0061853 | 0.006787 | 0.0061019 | 0.0055455 | 0.0051606 | 0.0053559 | 0.0057103 | 0.0055706 | 0.0055562 | 0.00482 | 0.0044722 | 0.0036057
DSO | 1 | 49 | 27 | 28 | 2025 | Winter | P, [MW] | 0 | 1 | 0.0034589 | 0.0033281 | 0.0032881 | 0.003281 | 0.003254 | 0.0032692 | 0.0035795 | 0.0035263 | 0.0031919 | 0.0033561 | 0.0030131 | 0.0030073 | 0.002705 | 0.0031516 | 0.0031386 | 0.0031573 | 0.0030806 | 0.0031249 | 0.0031226 | 0.0030527 | 0.0031147 | 0.0030565 | 0.0033198 | 0.0033075
DSO | 1 | 50 | 29 | 30 | 2025 | Winter | P, [MW] | 0 | 1 | 0.0062294 | 0.0050632 | 0.0045293 | 0.0043963 | 0.0043343 | 0.0047663 | 0.0064308 | 0.0071892 | 0.0085671 | 0.011198 | 0.012983 | 0.013362 | 0.010826 | 0.0096707 | 0.0087175 | 0.0084139 | 0.0084129 | 0.0098536 | 0.010385 | 0.010248 | 0.0098023 | 0.0087596 | 0.0080151 | 0.0062841
DSO | 1 | 5 | 10 | 15 | 2025 | Winter | P, [MW] | 0 | 2 | 0.018522 | 0.017231 | 0.016618 | 0.016774 | 0.01676 | 0.017657 | 0.019563 | 0.02012 | 0.02029 | 0.021049 | 0.021086 | 0.021388 | 0.020668 | 0.020631 | 0.020139 | 0.019989 | 0.020006 | 0.021827 | 0.02442 | 0.021403 | 0.02065 | 0.019813 | 0.019458 | 0.018642
DSO | 1 | 6 | 10 | 11 | 2025 | Winter | P, [MW] | 0 | 2 | 0.0010762 | 0.00097128 | 0.0009363 | 0.00093966 | 0.00094519 | 0.0010088 | 0.0011699 | 0.001216 | 0.0012273 | 0.0012948 | 0.0012959 | 0.0013224 | 0.001255 | 0.0012544 | 0.0012091 | 0.0011973 | 0.001197 | 0.0012654 | 0.0012592 | 0.0012362 | 0.0012276 | 0.0011754 | 0.0011471 | 0.0010806
DSO | 1 | 7 | 10 | 23 | 2025 | Winter | P, [MW] | 0 | 2 | 0.0052595 | 0.0041025 | 0.0036323 | 0.0033903 | 0.0033105 | 0.0038447 | 0.0083217 | 0.010413 | 0.010733 | 0.014277 | 0.014076 | 0.0148 | 0.011724 | 0.012037 | 0.0099507 | 0.0094484 | 0.0093235 | 0.011681 | 0.010539 | 0.010285 | 0.0099123 | 0.0079481 | 0.0070942 | 0.0055358
DSO | 1 | 8 | 11 | 12 | 2025 | Winter | P, [MW] | 0 | 2 | 0.044084 | 0.039785 | 0.038356 | 0.038494 | 0.038721 | 0.041324 | 0.04792 | 0.049807 | 0.050273 | 0.053035 | 0.053082 | 0.054169 | 0.051408 | 0.051385 | 0.049526 | 0.049043 | 0.049032 | 0.051834 | 0.051579 | 0.05064 | 0.050283 | 0.048146 | 0.046988 | 0.044263
DSO | 1 | 9 | 12 | 13 | 2025 | Winter | P, [MW] | 0 | 2 | 0.0001058 | 9.5488e-05 | 9.2063e-05 | 9.2396e-05 | 9.2939e-05 | 9.918e-05 | 0.000115 | 0.00011952 | 0.00012064 | 0.00012727 | 0.00012738 | 0.00012998 | 0.00012336 | 0.00012331 | 0.00011885 | 0.00011769 | 0.00011766 | 0.00012438 | 0.00012377 | 0.00012152 | 0.00012066 | 0.00011554 | 0.00011276 | 0.00010623
DSO | 1 | 10 | 13 | 8 | 2025 | Winter | P, [MW] | 0 | 2 | 2.5011e-10 | 1.819e-10 | 2.2737e-10 | 2.2737e-10 | 2.2737e-10 | 2.2737e-10 | 2.5011e-10 | 1.819e-10 | 2.5011e-10 | 2.2737e-10 | 2.0464e-10 | 2.2737e-10 | 2.2737e-10 | 2.2737e-10 | 1.819e-10 | 2.0464e-10 | 2.2737e-10 | 2.2737e-10 | 2.0464e-10 | 2.2737e-10 | 2.7285e-10 | 2.7285e-10 | 2.2737e-10 | 2.5011e-10
DSO | 1 | 11 | 15 | 16 | 2025 | Winter | P, [MW] | 0 | 2 | 0.045744 | 0.042555 | 0.041043 | 0.04143 | 0.041393 | 0.043607 | 0.048314 | 0.049689 | 0.05011 | 0.051985 | 0.052076 | 0.05282 | 0.051042 | 0.050953 | 0.049736 | 0.049366 | 0.049409 | 0.053907 | 0.060306 | 0.05286 | 0.050997 | 0.04893 | 0.048055 | 0.046039
DSO | 1 | 13 | 16 | 18 | 2025 | Winter | P, [MW] | 0 | 2 | 0.00083137 | 0.00080257 | 0.0007667 | 0.00078784 | 0.0008022 | 0.00082206 | 0.00086002 | 0.00086731 | 0.00087009 | 0.00088047 | 0.0008824 | 0.00088881 | 0.00087736 | 0.00087524 | 0.0008657 | 0.00086339 | 0.00086425 | 0.00084689 | 0.00093854 | 0.00086889 | 0.00087436 | 0.00086569 | 0.00085821 | 0.00084049
DSO | 1 | 14 | 18 | 19 | 2025 | Winter | P, [MW] | 0 | 2 | 0.040195 | 0.038803 | 0.037071 | 0.038093 | 0.038787 | 0.039745 | 0.041577 | 0.041929 | 0.042064 | 0.042566 | 0.042659 | 0.042968 | 0.042416 | 0.042314 | 0.041852 | 0.041741 | 0.041782 | 0.040937 | 0.045364 | 0.042004 | 0.042268 | 0.041851 | 0.041489 | 0.040634
DSO | 1 | 15 | 21 | 10 | 2025 | Winter | P, [MW] | 0 | 2 | 0.011382 | 0.0078925 | 0.0069442 | 0.0069746 | 0.0070907 | 0.0089794 | 0.014766 | 0.01677 | 0.017125 | 0.020361 | 0.020217 | 0.021369 | 0.018138 | 0.01833 | 0.016324 | 0.015901 | 0.015807 | 0.01821 | 0.017282 | 0.016959 | 0.016496 | 0.014586 | 0.013567 | 0.011318
DSO | 1 | 16 | 23 | 27 | 2025 | Winter | P, [MW] | 0 | 2 | 0.0020236 | 0.0015124 | 0.0013623 | 0.0013798 | 0.0013883 | 0.0016384 | 0.0022694 | 0.0024554 | 0.0024687 | 0.0027727 | 0.0027597 | 0.0028976 | 0.0025568 | 0.0025835 | 0.0023992 | 0.0023586 | 0.0023453 | 0.0025692 | 0.0024795 | 0.0024534 | 0.0024217 | 0.0022519 | 0.0021889 | 0.0019581
DSO | 1 | 17 | 25 | 23 | 2025 | Winter | P, [MW] | 0 | 2 | 0.0004869 | 0.00046121 | 0.00041725 | 0.00038793 | 0.00037627 | 0.00038343 | 0.00054086 | 0.00055919 | 0.00055107 | 0.00061252 | 0.00062283 | 0.00070739 | 0.00055879 | 0.00057314 | 0.00056097 | 0.00054806 | 0.00054328 | 0.00055847 | 0.00056364 | 0.00056044 | 0.00056569 | 0.00054229 | 0.00053703 | 0.00044082
DSO | 1 | 18 | 25 | 10 | 2025 | Winter | P, [MW] | 0 | 2 | 0.005215 | 0.0043136 | 0.003848 | 0.0035868 | 0.0034963 | 0.0038931 | 0.007499 | 0.0089434 | 0.0090988 | 0.011631 | 0.011549 | 0.012376 | 0.009757 | 0.010027 | 0.0086395 | 0.0082505 | 0.0081452 | 0.0097356 | 0.0090106 | 0.0088084 | 0.0086091 | 0.0072196 | 0.0066417 | 0.005235
DSO | 1 | 19 | 25 | 29 | 2025 | Winter | P, [MW] | 0 | 2 | 0.027793 | 0.025896 | 0.025279 | 0.025536 | 0.025732 | 0.027138 | 0.028658 | 0.028988 | 0.029142 | 0.029526 | 0.029592 | 0.029834 | 0.029445 | 0.02933 | 0.029014 | 0.028918 | 0.028976 | 0.029833 | 0.030282 | 0.029651 | 0.02953 | 0.029013 | 0.028766 | 0.027979
DSO | 1 | 20 | 27 | 21 | 2025 | Winter | P, [MW] | 0 | 2 | 0.0011054 | 0.00066096 | 0.00059466 | 0.00064819 | 0.00069946 | 0.00098543 | 0.0012016 | 0.0012055 | 0.0012014 | 0.0012205 | 0.0012251 | 0.0013012 | 0.001212 | 0.0012071 | 0.0012036 | 0.0012033 | 0.0012068 | 0.0012573 | 0.0012913 | 0.001275 | 0.0012343 | 0.0012152 | 0.0011833 | 0.0010408
DSO | 1 | 34 | 9 | 10 | 2025 | Winter | P, [MW] | 0 | 2 | 0.035937 | 0.029507 | 0.027064 | 0.026422 | 0.026257 | 0.029626 | 0.046636 | 0.053145 | 0.054088 | 0.064583 | 0.064154 | 0.066976 | 0.05713 | 0.058029 | 0.051807 | 0.050198 | 0.049835 | 0.057779 | 0.055815 | 0.053479 | 0.052124 | 0.045712 | 0.042793 | 0.036501
DSO | 1 | 36 | 13 | 14 | 2025 | Winter | P, [MW] | 0 | 2 | 0.022739 | 0.020602 | 0.019876 | 0.019986 | 0.020111 | 0.021431 | 0.02447 | 0.02536 | 0.025524 | 0.026816 | 0.026793 | 0.027295 | 0.025989 | 0.026045 | 0.025249 | 0.025037 | 0.025053 | 0.02645 | 0.026731 | 0.025925 | 0.025715 | 0.024684 | 0.024155 | 0.022853
DSO | 1 | 39 | 16 | 17 | 2025 | Winter | P, [MW] | 0 | 2 | 0.0020108 | 0.0017297 | 0.0016909 | 0.0015952 | 0.0015011 | 0.0017054 | 0.0022249 | 0.002424 | 0.0024619 | 0.0027589 | 0.0027662 | 0.0028664 | 0.0026003 | 0.0026236 | 0.0024888 | 0.0024184 | 0.0023853 | 0.0034673 | 0.004024 | 0.0030487 | 0.0026301 | 0.0022864 | 0.0022088 | 0.0019729
DSO | 1 | 40 | 19 | 20 | 2025 | Winter | P, [MW] | 0 | 2 | 0.015931 | 0.015298 | 0.014602 | 0.014993 | 0.015245 | 0.015663 | 0.016485 | 0.016651 | 0.016755 | 0.016987 | 0.017045 | 0.017189 | 0.016964 | 0.016875 | 0.01666 | 0.016598 | 0.016629 | 0.016453 | 0.018209 | 0.016809 | 0.016881 | 0.016662 | 0.016481 | 0.016082
DSO | 1 | 42 | 21 | 22 | 2025 | Winter | P, [MW] | 0 | 2 | 0.017424 | 0.011438 | 0.010069 | 0.010426 | 0.01081 | 0.01426 | 0.021645 | 0.023773 | 0.024236 | 0.027591 | 0.027463 | 0.029076 | 0.025368 | 0.025468 | 0.023355 | 0.02294 | 0.022918 | 0.025916 | 0.025538 | 0.024764 | 0.024011 | 0.021802 | 0.020396 | 0.017167
DSO | 1 | 44 | 23 | 24 | 2025 | Winter | P, [MW] | 0 | 2 | 0.0022414 | 0.001664 | 0.0014633 | 0.0012465 | 0.0011984 | 0.0014531 | 0.006038 | 0.0090965 | 0.00967 | 0.015139 | 0.014713 | 0.01511 | 0.011246 | 0.011661 | 0.008412 | 0.0076944 | 0.0075457 | 0.011306 | 0.0095735 | 0.0091212 | 0.0083959 | 0.0055085 | 0.0043282 | 0.0028637
DSO | 1 | 46 | 25 | 26 | 2025 | Winter | P, [MW] | 0 | 2 | 0.0030631 | 0.0027112 | 0.002252 | 0.0019074 | 0.0018294 | 0.0019929 | 0.0049633 | 0.0062885 | 0.0063432 | 0.0090211 | 0.008978 | 0.010228 | 0.006944 | 0.0072971 | 0.0060223 | 0.0056037 | 0.0054839 | 0.0069672 | 0.0063407 | 0.0061456 | 0.0059992 | 0.0046847 | 0.0042455 | 0.0028866
DSO | 1 | 49 | 27 | 28 | 2025 | Winter | P, [MW] | 0 | 2 | 0.0025603 | 0.0024059 | 0.0022386 | 0.0021327 | 0.0020016 | 0.0019032 | 0.0030001 | 0.0035098 | 0.0035438 | 0.0043624 | 0.0043177 | 0.0044681 | 0.0037674 | 0.0038614 | 0.0033567 | 0.0032336 | 0.003195 | 0.00375 | 0.0034752 | 0.0034152 | 0.0033808 | 0.0029291 | 0.0028334 | 0.0025808
DSO | 1 | 50 | 29 | 30 | 2025 | Winter | P, [MW] | 0 | 2 | 0.0078135 | 0.0072321 | 0.0070219 | 0.0071062 | 0.007167 | 0.0075965 | 0.0081087 | 0.0082102 | 0.0082574 | 0.0083701 | 0.0083963 | 0.0084786 | 0.0083647 | 0.0083218 | 0.0082163 | 0.0081871 | 0.008212 | 0.008536 | 0.0087769 | 0.0084857 | 0.0084416 | 0.0082505 | 0.0081628 | 0.0078982
DSO | 1 | 5 | 10 | 15 | 2025 | Winter | P, [MW] | Expected | - | 0.01335 | 0.011529 | 0.010754 | 0.010744 | 0.010543 | 0.011453 | 0.015049 | 0.015977 | 0.018045 | 0.018216 | 0.031908 | 0.031804 | 0.031366 | 0.029696 | 0.028072 | 0.027022 | 0.028631 | 0.036881 | 0.035723 | 0.032666 | 0.03159 | 0.028309 | 0.023611 | 0.015723
DSO | 1 | 6 | 10 | 11 | 2025 | Winter | P, [MW] | Expected | - | 0.00093921 | 0.00064132 | 0.00057406 | 0.00056541 | 0.00056425 | 0.00061834 | 0.0014473 | 0.0016346 | 0.0016875 | 0.0018113 | 0.0018479 | 0.001883 | 0.0018208 | 0.0011774 | 0.0010314 | 0.001025 | 0.0010525 | 0.0017062 | 0.0015504 | 0.0015815 | 0.0015679 | 0.0014326 | 0.0010831 | 0.00079991
DSO | 1 | 7 | 10 | 23 | 2025 | Winter | P, [MW] | Expected | - | 0.0060777 | 0.0051304 | 0.0047539 | 0.004629 | 0.0046569 | 0.0053369 | 0.0082167 | 0.0097892 | 0.009649 | 0.012902 | 0.01174 | 0.012671 | 0.0099807 | 0.011993 | 0.010141 | 0.0096366 | 0.0096383 | 0.009825 | 0.0097664 | 0.0092254 | 0.0089521 | 0.0074325 | 0.0076822 | 0.0064704
DSO | 1 | 8 | 11 | 12 | 2025 | Winter | P, [MW] | Expected | - | 0.038407 | 0.026192 | 0.023463 | 0.023128 | 0.023083 | 0.025299 | 0.059206 | 0.066874 | 0.069039 | 0.074103 | 0.075539 | 0.077032 | 0.074485 | 0.048128 | 0.042148 | 0.041889 | 0.043017 | 0.069753 | 0.063382 | 0.064655 | 0.064093 | 0.058556 | 0.044263 | 0.032686
DSO | 1 | 9 | 12 | 13 | 2025 | Winter | P, [MW] | Expected | - | 9.2004e-05 | 6.2704e-05 | 5.6204e-05 | 5.5435e-05 | 5.5331e-05 | 6.0646e-05 | 0.00014185 | 0.00016022 | 0.00016541 | 0.00017754 | 0.00018088 | 0.00018455 | 0.00017844 | 0.00011526 | 0.00010092 | 0.0001003 | 0.00010301 | 0.00016703 | 0.00015178 | 0.00015483 | 0.00015347 | 0.0001402 | 0.00010598 | 7.8269e-05
DSO | 1 | 10 | 13 | 8 | 2025 | Winter | P, [MW] | Expected | - | 2.0464e-10 | 1.5158e-10 | 1.7432e-10 | 1.819e-10 | 1.44e-10 | 1.7432e-10 | 1.819e-10 | 1.44e-10 | 1.8948e-10 | 1.9706e-10 | 2.0464e-10 | 1.9706e-10 | 2.1222e-10 | 2.1222e-10 | 1.819e-10 | 1.8948e-10 | 1.9706e-10 | 2.0464e-10 | 1.819e-10 | 1.8948e-10 | 2.0464e-10 | 2.1222e-10 | 1.9706e-10 | 2.3495e-10
DSO | 1 | 11 | 15 | 16 | 2025 | Winter | P, [MW] | Expected | - | 0.032862 | 0.028366 | 0.026453 | 0.026428 | 0.025931 | 0.028181 | 0.037054 | 0.039343 | 0.044448 | 0.044873 | 0.078686 | 0.078425 | 0.077339 | 0.073218 | 0.069206 | 0.066614 | 0.070587 | 0.090958 | 0.088098 | 0.080551 | 0.077888 | 0.069793 | 0.058172 | 0.038722
DSO | 1 | 13 | 16 | 18 | 2025 | Winter | P, [MW] | Expected | - | 0.00059582 | 0.00052931 | 0.00048242 | 0.00049124 | 0.00050523 | 0.00053007 | 0.00065178 | 0.00067205 | 0.00073373 | 0.00073083 | 0.0013653 | 0.0013797 | 0.00138 | 0.0013199 | 0.001258 | 0.0012053 | 0.0012313 | 0.0014345 | 0.0014231 | 0.0013685 | 0.0013376 | 0.0012221 | 0.0010425 | 0.0007214
DSO | 1 | 14 | 18 | 19 | 2025 | Winter | P, [MW] | Expected | - | 0.028699 | 0.025481 | 0.023217 | 0.023643 | 0.024318 | 0.025521 | 0.031397 | 0.032371 | 0.035352 | 0.035218 | 0.065897 | 0.066594 | 0.0666 | 0.063699 | 0.060709 | 0.05816 | 0.059413 | 0.069231 | 0.068678 | 0.066046 | 0.064547 | 0.058973 | 0.050261 | 0.03477
DSO | 1 | 15 | 21 | 10 | 2025 | Winter | P, [MW] | Expected | - | 0.011714 | 0.0098505 | 0.0090294 | 0.0092306 | 0.0092834 | 0.01083 | 0.016189 | 0.019564 | 0.019289 | 0.02292 | 0.016175 | 0.017553 | 0.015432 | 0.01639 | 0.019442 | 0.019422 | 0.013874 | 0.015673 | 0.015442 | 0.014288 | 0.01369 | 0.012083 | 0.012182 | 0.011003
DSO | 1 | 16 | 23 | 27 | 2025 | Winter | P, [MW] | Expected | - | 0.0021265 | 0.0018932 | 0.0017726 | 0.0018315 | 0.0018284 | 0.0020245 | 0.0027452 | 0.0031857 | 0.0031008 | 0.0030421 | 0.0020537 | 0.0021931 | 0.0020733 | 0.0020906 | 0.0031165 | 0.0031916 | 0.001909 | 0.0022165 | 0.002192 | 0.0020372 | 0.0019777 | 0.0018724 | 0.0020167 | 0.0019023
DSO | 1 | 17 | 25 | 23 | 2025 | Winter | P, [MW] | Expected | - | 0.0004235 | 0.00035902 | 0.00032363 | 0.00032787 | 0.0003231 | 0.00038392 | 0.00042966 | 0.00046507 | 0.00041936 | 0.0012607 | 0.0017568 | 0.0017004 | 0.00086354 | 0.0010667 | 0.00043718 | 0.00047141 | 0.00082503 | 0.0007398 | 0.00074976 | 0.00075257 | 0.00070755 | 0.00072845 | 0.0005732 | 0.00045784
DSO | 1 | 18 | 25 | 10 | 2025 | Winter | P, [MW] | Expected | - | 0.0052856 | 0.0044305 | 0.0040353 | 0.0039107 | 0.0039039 | 0.0045017 | 0.0064931 | 0.0075568 | 0.0077728 | 0.012775 | 0.013015 | 0.013712 | 0.0095834 | 0.011635 | 0.0078329 | 0.0075415 | 0.0092974 | 0.0091081 | 0.0091523 | 0.0087629 | 0.0084639 | 0.007384 | 0.0070151 | 0.0058731
DSO | 1 | 19 | 25 | 29 | 2025 | Winter | P, [MW] | Expected | - | 0.020143 | 0.017416 | 0.016043 | 0.015774 | 0.01559 | 0.016555 | 0.019539 | 0.020328 | 0.022904 | 0.04528 | 0.052476 | 0.053467 | 0.047017 | 0.041988 | 0.024558 | 0.024346 | 0.036659 | 0.041615 | 0.041323 | 0.041082 | 0.03969 | 0.037053 | 0.033578 | 0.026151
DSO | 1 | 20 | 27 | 21 | 2025 | Winter | P, [MW] | Expected | - | 0.00098962 | 0.00077747 | 0.0006949 | 0.00076342 | 0.00077038 | 0.00095387 | 0.0014161 | 0.0018251 | 0.0017107 | 0.0020766 | 0.0010214 | 0.0011408 | 0.0011318 | 0.0010546 | 0.0016251 | 0.0018294 | 0.00093297 | 0.0011657 | 0.0011331 | 0.0010756 | 0.00093215 | 0.0009591 | 0.00087246 | 0.00081855
DSO | 1 | 34 | 9 | 10 | 2025 | Winter | P, [MW] | Expected | - | 0.033793 | 0.027151 | 0.024603 | 0.024067 | 0.023945 | 0.027219 | 0.044896 | 0.051708 | 0.053327 | 0.06592 | 0.066977 | 0.070152 | 0.059757 | 0.060575 | 0.053944 | 0.052265 | 0.051924 | 0.060813 | 0.059622 | 0.056435 | 0.054911 | 0.047823 | 0.044235 | 0.034906
DSO | 1 | 36 | 13 | 14 | 2025 | Winter | P, [MW] | Expected | - | 0.025095 | 0.015668 | 0.013675 | 0.01338 | 0.013271 | 0.014572 | 0.03886 | 0.043551 | 0.044317 | 0.045212 | 0.045832 | 0.045681 | 0.04428 | 0.028072 | 0.02439 | 0.024276 | 0.025052 | 0.04221 | 0.03819 | 0.038904 | 0.038567 | 0.035168 | 0.026339 | 0.019843
DSO | 1 | 39 | 16 | 17 | 2025 | Winter | P, [MW] | Expected | - | 0.0017776 | 0.0015417 | 0.0015681 | 0.0015189 | 0.0013845 | 0.0014291 | 0.0018933 | 0.0021149 | 0.0026045 | 0.0028398 | 0.0038128 | 0.0038334 | 0.0033247 | 0.0030458 | 0.0028353 | 0.0027886 | 0.0031709 | 0.0054811 | 0.0049635 | 0.0039262 | 0.0037158 | 0.0031595 | 0.0025852 | 0.0017315
DSO | 1 | 40 | 19 | 20 | 2025 | Winter | P, [MW] | Expected | - | 0.012708 | 0.011202 | 0.010116 | 0.010255 | 0.010517 | 0.01105 | 0.013734 | 0.014119 | 0.015563 | 0.015202 | 0.028708 | 0.029038 | 0.029059 | 0.027777 | 0.026472 | 0.025358 | 0.025904 | 0.030236 | 0.029934 | 0.028813 | 0.028167 | 0.025707 | 0.022392 | 0.015639
DSO | 1 | 42 | 21 | 22 | 2025 | Winter | P, [MW] | Expected | - | 0.019142 | 0.016449 | 0.015148 | 0.015888 | 0.016025 | 0.01911 | 0.027425 | 0.034438 | 0.033396 | 0.0381 | 0.022933 | 0.025046 | 0.02277 | 0.023389 | 0.030971 | 0.031618 | 0.019908 | 0.023344 | 0.023029 | 0.021121 | 0.019804 | 0.017954 | 0.017589 | 0.017051
DSO | 1 | 44 | 23 | 24 | 2025 | Winter | P, [MW] | Expected | - | 0.0042568 | 0.0034988 | 0.0033739 | 0.003189 | 0.0032996 | 0.0039024 | 0.006721 | 0.0084243 | 0.0074128 | 0.0097565 | 0.0093228 | 0.010279 | 0.0082213 | 0.011279 | 0.0083812 | 0.0076169 | 0.0083175 | 0.0080652 | 0.0079012 | 0.0074819 | 0.007146 | 0.0051871 | 0.0058508 | 0.0047701
DSO | 1 | 46 | 25 | 26 | 2025 | Winter | P, [MW] | Expected | - | 0.0038323 | 0.0032719 | 0.0030177 | 0.003002 | 0.0030711 | 0.0039054 | 0.0047532 | 0.0057719 | 0.0055773 | 0.010225 | 0.010666 | 0.01148 | 0.0060235 | 0.0086848 | 0.0049844 | 0.0049114 | 0.0063429 | 0.0056828 | 0.0057462 | 0.0055025 | 0.0051034 | 0.0045062 | 0.0040497 | 0.0037087
DSO | 1 | 49 | 27 | 28 | 2025 | Winter | P, [MW] | Expected | - | 0.0035203 | 0.0034554 | 0.0034159 | 0.0034075 | 0.0033602 | 0.0033659 | 0.0038526 | 0.0039678 | 0.0038244 | 0.0031305 | 0.0028869 | 0.0029786 | 0.0026728 | 0.0028914 | 0.0038072 | 0.0037198 | 0.0027308 | 0.0029758 | 0.0030072 | 0.0029235 | 0.0029293 | 0.0027238 | 0.0034982 | 0.0034236
DSO | 1 | 50 | 29 | 30 | 2025 | Winter | P, [MW] | Expected | - | 0.0060679 | 0.0052267 | 0.0047761 | 0.00468 | 0.0046094 | 0.004904 | 0.0057886 | 0.0060025 | 0.006788 | 0.014009 | 0.015737 | 0.016029 | 0.014121 | 0.012582 | 0.0071175 | 0.0070518 | 0.010965 | 0.012561 | 0.012471 | 0.012354 | 0.011929 | 0.011094 | 0.010038 | 0.0082347
DSO | 19 | 22 | 32 | 34 | 2025 | Winter | P, [MW] | 0 | 0 | 0.00038736 | 0.00044208 | 0.00043575 | 0.00040537 | 0.00039858 | 0.000403 | 0.00077008 | 0.00089968 | 0.00081556 | 0.00059179 | 0.0007153 | 0.0013603 | 0.0012651 | 0.0011359 | 0.00078591 | 0.0008598 | 0.00056172 | 0.0010375 | 0.0011313 | 0.001267 | 0.00073013 | 0.00067078 | 0.0006298 | 0.00054582
DSO | 19 | 24 | 33 | 35 | 2025 | Winter | P, [MW] | 0 | 0 | 0.0024724 | 0.0024365 | 0.0024244 | 0.0024233 | 0.0023668 | 0.0024287 | 0.0025984 | 0.0025764 | 0.0025156 | 0.0020805 | 0.0026641 | 0.0025817 | 0.002546 | 0.0025417 | 0.0025299 | 0.0025695 | 0.0014669 | 0.0025934 | 0.0026632 | 0.0027861 | 0.0018292 | 0.0019377 | 0.0025028 | 0.0025137
DSO | 19 | 25 | 33 | 37 | 2025 | Winter | P, [MW] | 0 | 0 | 0.16295 | 0.12727 | 0.12068 | 0.11439 | 0.10969 | 0.1084 | 0.52237 | 0.52912 | 0.53194 | 0.17877 | 0.54974 | 0.53281 | 0.53937 | 0.50605 | 0.4337 | 0.42339 | 0.18437 | 0.44806 | 0.37867 | 0.33673 | 0.18688 | 0.15922 | 0.17983 | 0.16008
DSO | 19 | 27 | 37 | 39 | 2025 | Winter | P, [MW] | 0 | 0 | 0.00025931 | 0.00022358 | 0.00021539 | 0.00020722 | 0.00022355 | 0.00025277 | 0.00027916 | 0.00040794 | 0.00061296 | 0.00086943 | 0.00083983 | 0.00074574 | 0.00069842 | 0.00057473 | 0.00056612 | 0.00057664 | 0.00076696 | 0.00070274 | 0.00071997 | 0.00068606 | 0.00069657 | 0.00061743 | 0.00041421 | 0.0003121
DSO | 19 | 52 | 31 | 32 | 2025 | Winter | P, [MW] | 0 | 0 | 0.00023185 | 0.00026285 | 0.00026097 | 0.00024626 | 0.00024309 | 0.00023929 | 0.00041413 | 0.00047774 | 0.00042863 | 0.00031922 | 0.00037613 | 0.00070363 | 0.00066042 | 0.00059817 | 0.0004237 | 0.00046 | 0.00030926 | 0.00053788 | 0.00058868 | 0.0006578 | 0.00039326 | 0.00036439 | 0.00034583 | 0.00030856
DSO | 19 | 53 | 31 | 33 | 2025 | Winter | P, [MW] | 0 | 0 | 0.02708 | 0.023027 | 0.022236 | 0.021474 | 0.02074 | 0.020767 | 0.065023 | 0.065654 | 0.065083 | 0.026221 | 0.06782 | 0.065917 | 0.066619 | 0.06332 | 0.055947 | 0.054824 | 0.024793 | 0.057221 | 0.050546 | 0.046741 | 0.027104 | 0.024729 | 0.029252 | 0.027146
DSO | 19 | 55 | 35 | 36 | 2025 | Winter | P, [MW] | 0 | 0 | 0.024885 | 0.024433 | 0.024246 | 0.024207 | 0.02367 | 0.024339 | 0.027356 | 0.027171 | 0.026112 | 0.021151 | 0.027257 | 0.027119 | 0.026764 | 0.026713 | 0.026159 | 0.026647 | 0.015028 | 0.026959 | 0.027473 | 0.028452 | 0.018573 | 0.019549 | 0.02506 | 0.025303
DSO | 19 | 56 | 37 | 38 | 2025 | Winter | P, [MW] | 0 | 0 | 0.025599 | 0.020502 | 0.019576 | 0.018592 | 0.017996 | 0.017898 | 0.076808 | 0.078577 | 0.079095 | 0.029003 | 0.082054 | 0.079992 | 0.080906 | 0.075938 | 0.065127 | 0.06358 | 0.029939 | 0.067351 | 0.058053 | 0.052399 | 0.03025 | 0.025935 | 0.028607 | 0.025903
DSO | 19 | 58 | 39 | 40 | 2025 | Winter | P, [MW] | 0 | 0 | 3.9197e-05 | 3.4686e-05 | 3.3724e-05 | 3.2654e-05 | 3.4817e-05 | 3.8618e-05 | 4.2343e-05 | 5.974e-05 | 8.4453e-05 | 0.00011833 | 0.00011294 | 0.00010521 | 9.9442e-05 | 8.2615e-05 | 8.0327e-05 | 8.1908e-05 | 0.00010661 | 9.8767e-05 | 0.00010097 | 9.5648e-05 | 9.7746e-05 | 8.744e-05 | 6.0339e-05 | 4.6997e-05
DSO | 19 | 22 | 32 | 34 | 2025 | Winter | P, [MW] | 0 | 1 | 0.00037156 | 0.00036732 | 0.00035393 | 0.00034487 | 0.00033243 | 0.0003213 | 0.0010719 | 0.0012627 | 0.0012541 | 0.00028247 | 0.0014145 | 0.0014749 | 0.0014637 | 0.0014367 | 0.0012948 | 0.0012714 | 0.0004732 | 0.0017247 | 0.0014677 | 0.0010212 | 0.0006303 | 0.00053219 | 0.00056799 | 0.00052131
DSO | 19 | 24 | 33 | 35 | 2025 | Winter | P, [MW] | 0 | 1 | 0.00082758 | 0.00069833 | 0.00056597 | 0.00054357 | 0.00050784 | 0.0004915 | 0.0023888 | 0.0023129 | 0.0016596 | 0.00055492 | 0.0023511 | 0.0023897 | 0.0023642 | 0.0023858 | 0.0023645 | 0.0023623 | 0.0005211 | 0.0023638 | 0.0023632 | 0.0023545 | 0.00077198 | 0.00069303 | 0.00096745 | 0.0011099
DSO | 19 | 25 | 33 | 37 | 2025 | Winter | P, [MW] | 0 | 1 | 0.19165 | 0.17034 | 0.17597 | 0.17079 | 0.16838 | 0.17124 | 0.44254 | 0.45441 | 0.47185 | 0.21395 | 0.4346 | 0.4634 | 0.46832 | 0.43123 | 0.34691 | 0.3429 | 0.18951 | 0.35685 | 0.30818 | 0.29195 | 0.19454 | 0.17956 | 0.20105 | 0.17896
DSO | 19 | 27 | 37 | 39 | 2025 | Winter | P, [MW] | 0 | 1 | 0.00034277 | 0.00030604 | 0.00031402 | 0.00031834 | 0.00034708 | 0.0004029 | 0.00012808 | 0.00020627 | 0.0003158 | 0.00095159 | 0.00044068 | 0.00039933 | 0.00036414 | 0.00036102 | 0.00047496 | 0.00052541 | 0.00094596 | 0.00058415 | 0.0006567 | 0.00063288 | 0.00087885 | 0.00083178 | 0.00056487 | 0.00046376
DSO | 19 | 52 | 31 | 32 | 2025 | Winter | P, [MW] | 0 | 1 | 0.00022763 | 0.00023122 | 0.00022672 | 0.00022351 | 0.00021769 | 0.0002072 | 0.00056107 | 0.00065993 | 0.00062913 | 0.00015047 | 0.00070701 | 0.00076307 | 0.00075719 | 0.00073844 | 0.00065378 | 0.00064368 | 0.00025337 | 0.00085999 | 0.0007399 | 0.00052238 | 0.00033309 | 0.00028555 | 0.0003075 | 0.00029843
DSO | 19 | 53 | 31 | 33 | 2025 | Winter | P, [MW] | 0 | 1 | 0.023258 | 0.020138 | 0.019658 | 0.019027 | 0.018392 | 0.018302 | 0.056308 | 0.057147 | 0.054098 | 0.022927 | 0.054921 | 0.058243 | 0.058776 | 0.055192 | 0.046394 | 0.045902 | 0.021075 | 0.047388 | 0.042399 | 0.040587 | 0.023117 | 0.021216 | 0.024896 | 0.023189
DSO | 19 | 55 | 35 | 36 | 2025 | Winter | P, [MW] | 0 | 1 | 0.0088866 | 0.0075463 | 0.0061466 | 0.0059046 | 0.0055199 | 0.0053238 | 0.023611 | 0.022924 | 0.016899 | 0.0063525 | 0.022916 | 0.023663 | 0.023363 | 0.023567 | 0.023169 | 0.023123 | 0.0058228 | 0.023143 | 0.023225 | 0.023843 | 0.0083619 | 0.0075754 | 0.010253 | 0.01163
DSO | 19 | 56 | 37 | 38 | 2025 | Winter | P, [MW] | 0 | 1 | 0.029747 | 0.026812 | 0.027741 | 0.026999 | 0.026841 | 0.027449 | 0.064372 | 0.066965 | 0.068627 | 0.034429 | 0.062529 | 0.068594 | 0.069539 | 0.064407 | 0.052155 | 0.051764 | 0.030951 | 0.05389 | 0.047457 | 0.044982 | 0.031521 | 0.029157 | 0.031738 | 0.028667
DSO | 19 | 58 | 39 | 40 | 2025 | Winter | P, [MW] | 0 | 1 | 5.7339e-05 | 5.1623e-05 | 5.2667e-05 | 5.3242e-05 | 5.755e-05 | 6.5974e-05 | 2.3032e-05 | 3.3914e-05 | 5.1222e-05 | 0.00015019 | 7.0767e-05 | 6.1347e-05 | 5.6509e-05 | 5.7513e-05 | 7.6511e-05 | 8.4807e-05 | 0.00015022 | 9.3122e-05 | 0.00010444 | 0.00010099 | 0.00014007 | 0.00013325 | 9.1833e-05 | 7.6148e-05
DSO | 19 | 22 | 32 | 34 | 2025 | Winter | P, [MW] | 0 | 2 | 0.0008333 | 0.00067194 | 0.0006769 | 0.00068105 | 0.00070486 | 0.00092167 | 0.0004099 | 0.00038827 | 0.00060119 | 0.0017401 | 0.00036589 | 0.00023011 | 0.00028978 | 0.0003543 | 0.00054598 | 0.0010022 | 0.0015292 | 0.001077 | 0.0016959 | 0.0014651 | 0.0014131 | 0.0014185 | 0.0012989 | 0.001056
DSO | 19 | 24 | 33 | 35 | 2025 | Winter | P, [MW] | 0 | 2 | 0.0034046 | 0.0034756 | 0.0034895 | 0.0034951 | 0.003512 | 0.0035177 | 0.0032851 | 0.0032862 | 0.0032095 | 0.0033677 | 0.0031681 | 0.0032617 | 0.0032646 | 0.0032817 | 0.0032515 | 0.0032602 | 0.0034005 | 0.0032522 | 0.0032866 | 0.0032885 | 0.0033847 | 0.0033967 | 0.0033823 | 0.0034636
DSO | 19 | 25 | 33 | 37 | 2025 | Winter | P, [MW] | 0 | 2 | 0.15588 | 0.12119 | 0.11473 | 0.10648 | 0.09982 | 0.095768 | 0.63399 | 0.65605 | 0.61176 | 0.1493 | 0.66205 | 0.69738 | 0.699 | 0.64647 | 0.51966 | 0.47927 | 0.13058 | 0.50947 | 0.40809 | 0.37742 | 0.16004 | 0.13656 | 0.17632 | 0.15528
DSO | 19 | 27 | 37 | 39 | 2025 | Winter | P, [MW] | 0 | 2 | 0.00050219 | 0.00036576 | 0.00038321 | 0.00039673 | 0.0004444 | 0.00055544 | 0.0001629 | 0.00026564 | 0.0012921 | 0.0017333 | 0.0015728 | 0.00046436 | 0.00044033 | 0.00035024 | 0.00042983 | 0.00047409 | 0.0013858 | 0.00069164 | 0.00074595 | 0.00068445 | 0.00086466 | 0.00056309 | 0.00039982 | 0.00022431
DSO | 19 | 52 | 31 | 32 | 2025 | Winter | P, [MW] | 0 | 2 | 0.00046062 | 0.00036733 | 0.00036898 | 0.0003704 | 0.00038082 | 0.00048186 | 0.00022662 | 0.00021128 | 0.00034197 | 0.00090622 | 0.00022919 | 0.00013297 | 0.00016544 | 0.00019859 | 0.0003183 | 0.00054332 | 0.00079823 | 0.0005698 | 0.00087777 | 0.000767 | 0.00074173 | 0.00074539 | 0.00068559 | 0.00055298
DSO | 19 | 53 | 31 | 33 | 2025 | Winter | P, [MW] | 0 | 2 | 0.029156 | 0.02547 | 0.024635 | 0.023563 | 0.022615 | 0.022049 | 0.080126 | 0.08236 | 0.076111 | 0.026543 | 0.079595 | 0.086194 | 0.086397 | 0.081345 | 0.067581 | 0.063433 | 0.025482 | 0.066489 | 0.056325 | 0.052894 | 0.029121 | 0.026219 | 0.031325 | 0.02969
DSO | 19 | 55 | 35 | 36 | 2025 | Winter | P, [MW] | 0 | 2 | 0.029313 | 0.029121 | 0.029095 | 0.029075 | 0.029349 | 0.029606 | 0.029116 | 0.029066 | 0.029562 | 0.030198 | 0.029221 | 0.02893 | 0.028799 | 0.028874 | 0.028732 | 0.029122 | 0.029861 | 0.029375 | 0.029559 | 0.029331 | 0.029302 | 0.028979 | 0.027872 | 0.029368
DSO | 19 | 56 | 37 | 38 | 2025 | Winter | P, [MW] | 0 | 2 | 0.02532 | 0.020473 | 0.019574 | 0.018276 | 0.017395 | 0.016978 | 0.099485 | 0.10417 | 0.097028 | 0.025636 | 0.10331 | 0.11121 | 0.11148 | 0.10296 | 0.080645 | 0.074439 | 0.022813 | 0.080094 | 0.06499 | 0.059595 | 0.026575 | 0.022069 | 0.027988 | 0.025485
DSO | 19 | 58 | 39 | 40 | 2025 | Winter | P, [MW] | 0 | 2 | 6.4725e-05 | 4.7564e-05 | 4.9696e-05 | 5.1327e-05 | 5.6955e-05 | 7.0112e-05 | 2.2262e-05 | 3.3954e-05 | 0.00015845 | 0.00021147 | 0.00019223 | 5.7465e-05 | 5.4273e-05 | 4.3194e-05 | 5.5105e-05 | 6.0735e-05 | 0.00017004 | 8.6801e-05 | 9.3299e-05 | 8.6226e-05 | 0.00010787 | 7.1889e-05 | 5.2224e-05 | 3.0439e-05
DSO | 19 | 22 | 32 | 34 | 2025 | Winter | P, [MW] | Expected | - | 0.00053074 | 0.00049378 | 0.00048886 | 0.00047709 | 0.00047863 | 0.00054866 | 0.00075063 | 0.00085021 | 0.00089027 | 0.00087145 | 0.0008319 | 0.0010218 | 0.0010062 | 0.00097562 | 0.00087556 | 0.0010445 | 0.00085471 | 0.0012797 | 0.0014316 | 0.0012511 | 0.00092452 | 0.00087383 | 0.00083223 | 0.00070771
DSO | 19 | 24 | 33 | 35 | 2025 | Winter | P, [MW] | Expected | - | 0.0022348 | 0.0022035 | 0.0021599 | 0.002154 | 0.0021289 | 0.002146 | 0.0027574 | 0.0027252 | 0.0024616 | 0.002001 | 0.0027277 | 0.0027444 | 0.002725 | 0.0027364 | 0.0027153 | 0.0027307 | 0.0017962 | 0.0027365 | 0.002771 | 0.0028097 | 0.0019953 | 0.0020092 | 0.0022842 | 0.0023624
DSO | 19 | 25 | 33 | 37 | 2025 | Winter | P, [MW] | Expected | - | 0.17016 | 0.1396 | 0.13713 | 0.13056 | 0.12596 | 0.12514 | 0.53297 | 0.54653 | 0.53852 | 0.18067 | 0.5488 | 0.56453 | 0.5689 | 0.52792 | 0.43343 | 0.41519 | 0.16815 | 0.43813 | 0.36498 | 0.33537 | 0.18049 | 0.15845 | 0.18573 | 0.16478
DSO | 19 | 27 | 37 | 39 | 2025 | Winter | P, [MW] | Expected | - | 0.00036809 | 0.00029846 | 0.00030421 | 0.00030743 | 0.00033835 | 0.0004037 | 0.00019005 | 0.00029328 | 0.00074027 | 0.0011848 | 0.00095112 | 0.00053648 | 0.00050096 | 0.00042866 | 0.00049031 | 0.00052538 | 0.0010329 | 0.00065951 | 0.00070754 | 0.0006678 | 0.00081336 | 0.00067077 | 0.00045963 | 0.00033339
DSO | 19 | 52 | 31 | 32 | 2025 | Winter | P, [MW] | Expected | - | 0.0003067 | 0.00028713 | 0.00028555 | 0.00028006 | 0.00028053 | 0.00030945 | 0.00040061 | 0.00044965 | 0.00046658 | 0.00045863 | 0.00043744 | 0.00053322 | 0.00052768 | 0.00051174 | 0.00046526 | 0.000549 | 0.00045362 | 0.00065589 | 0.00073545 | 0.00064906 | 0.00048936 | 0.00046511 | 0.00044631 | 0.00038666
DSO | 19 | 53 | 31 | 33 | 2025 | Winter | P, [MW] | Expected | - | 0.026498 | 0.022878 | 0.022176 | 0.021355 | 0.020582 | 0.020373 | 0.067153 | 0.068387 | 0.065097 | 0.02523 | 0.067445 | 0.070118 | 0.070597 | 0.066619 | 0.056641 | 0.054719 | 0.023784 | 0.057033 | 0.049757 | 0.046741 | 0.026447 | 0.024055 | 0.028491 | 0.026675
DSO | 19 | 55 | 35 | 36 | 2025 | Winter | P, [MW] | Expected | - | 0.021028 | 0.020367 | 0.019829 | 0.019729 | 0.019513 | 0.019756 | 0.026695 | 0.026387 | 0.024191 | 0.019234 | 0.026465 | 0.026571 | 0.026309 | 0.026385 | 0.02602 | 0.026297 | 0.016904 | 0.026492 | 0.026752 | 0.027209 | 0.018746 | 0.018701 | 0.021062 | 0.0221
DSO | 19 | 56 | 37 | 38 | 2025 | Winter | P, [MW] | Expected | - | 0.026889 | 0.022595 | 0.022297 | 0.021289 | 0.020744 | 0.020775 | 0.080222 | 0.083238 | 0.081583 | 0.029689 | 0.08263 | 0.086598 | 0.087307 | 0.081103 | 0.065976 | 0.063261 | 0.027901 | 0.067111 | 0.056833 | 0.052326 | 0.029448 | 0.02572 | 0.029444 | 0.026685
DSO | 19 | 58 | 39 | 40 | 2025 | Winter | P, [MW] | Expected | - | 5.3754e-05 | 4.4624e-05 | 4.5362e-05 | 4.5741e-05 | 4.9774e-05 | 5.8235e-05 | 2.9212e-05 | 4.2536e-05 | 9.8042e-05 | 0.00016 | 0.00012531 | 7.4674e-05 | 7.0075e-05 | 6.1107e-05 | 7.0647e-05 | 7.5817e-05 | 0.00014229 | 9.2897e-05 | 9.9568e-05 | 9.4289e-05 | 0.00011523 | 9.7527e-05 | 6.8132e-05 | 5.1194e-05

## Transformer Ratio
Operator | ADN Node ID | Branch ID | From Node ID | To Node ID | Year | Day | Quantity | Market Scenario | Operation Scenario | 0 | 1 | 2 | 3 | 4 | 5 | 6 | 7 | 8 | 9 | 10 | 11 | 12 | 13 | 14 | 15 | 16 | 17 | 18 | 19 | 20 | 21 | 22 | 23
TSO | - | 36 | 1 | 2 | 2025 | Winter | Ratio | 0 | 0 | 0.85303 | 0.85301 | 0.85202 | 0.85202 | 0.85191 | 0.85356 | 0.85266 | 0.8585 | 0.86068 | 0.86313 | 0.86012 | 0.86153 | 0.86155 | 0.86144 | 0.85826 | 0.85696 | 0.85991 | 0.86211 | 0.86176 | 0.86075 | 0.8601 | 0.85869 | 0.85685 | 0.85593
TSO | - | 38 | 8 | 72 | 2025 | Winter | Ratio | 0 | 0 | 1.1007 | 1.0873 | 1.0831 | 1.0833 | 1.0809 | 1.0876 | 1.1282 | 1.1405 | 1.1524 | 1.1379 | 1.1496 | 1.1421 | 1.138 | 1.1357 | 1.1327 | 1.1258 | 1.1121 | 1.1409 | 1.1337 | 1.1324 | 1.122 | 1.1139 | 1.1074 | 1.0975
TSO | - | 41 | 11 | 12 | 2025 | Winter | Ratio | 0 | 0 | 1.1056 | 1.0929 | 1.0895 | 1.0896 | 1.0871 | 1.0935 | 1.1359 | 1.1498 | 1.1614 | 1.1493 | 1.1603 | 1.1543 | 1.1512 | 1.1479 | 1.1443 | 1.1361 | 1.1239 | 1.1554 | 1.1482 | 1.1472 | 1.1362 | 1.1257 | 1.1178 | 1.1081
TSO | - | 44 | 13 | 14 | 2025 | Winter | Ratio | 0 | 0 | 0.99998 | 0.99995 | 0.99997 | 1 | 1 | 0.99995 | 0.99972 | 0.99994 | 0.99991 | 0.99989 | 0.99984 | 0.99977 | 0.99985 | 0.99982 | 0.99985 | 0.99991 | 0.99991 | 0.99988 | 0.99987 | 0.99989 | 0.99989 | 0.99991 | 0.99991 | 0.99995
TSO | - | 45 | 13 | 15 | 2025 | Winter | Ratio | 0 | 0 | 1.1084 | 1.0959 | 1.0919 | 1.0926 | 1.0902 | 1.0969 | 1.1391 | 1.152 | 1.1637 | 1.1513 | 1.1608 | 1.1547 | 1.1507 | 1.1486 | 1.1441 | 1.1364 | 1.1243 | 1.1538 | 1.1466 | 1.1447 | 1.1348 | 1.1263 | 1.1179 | 1.1083
TSO | - | 47 | 19 | 20 | 2025 | Winter | Ratio | 0 | 0 | 1.0551 | 1.0549 | 1.0547 | 1.0545 | 1.0549 | 1.0547 | 1.0549 | 1.056 | 1.057 | 1.0554 | 1.0581 | 1.054 | 1.0535 | 1.0532 | 1.0568 | 1.0564 | 1.0554 | 1.0537 | 1.0534 | 1.0529 | 1.0564 | 1.0569 | 1.057 | 1.0553
TSO | - | 48 | 19 | 21 | 2025 | Winter | Ratio | 0 | 0 | 1.0491 | 1.0487 | 1.0483 | 1.0482 | 1.0483 | 1.0485 | 1.0522 | 1.059 | 1.0615 | 1.0601 | 1.0623 | 1.0611 | 1.0615 | 1.061 | 1.0594 | 1.0559 | 1.056 | 1.0581 | 1.0573 | 1.0568 | 1.0565 | 1.0563 | 1.0521 | 1.0501
TSO | - | 50 | 29 | 30 | 2025 | Winter | Ratio | 0 | 0 | 1.0295 | 1.0295 | 1.0296 | 1.0297 | 1.0304 | 1.0307 | 1.0325 | 1.0374 | 1.0387 | 1.0373 | 1.0363 | 1.0394 | 1.0403 | 1.0403 | 1.0366 | 1.0358 | 1.0378 | 1.0367 | 1.0349 | 1.0321 | 1.035 | 1.0333 | 1.0296 | 1.0306
TSO | - | 36 | 1 | 2 | 2025 | Winter | Ratio | 0 | 1 | 0.85303 | 0.85301 | 0.85202 | 0.85202 | 0.85191 | 0.85356 | 0.85266 | 0.8585 | 0.86068 | 0.86313 | 0.86012 | 0.86153 | 0.86155 | 0.86144 | 0.85826 | 0.85696 | 0.85991 | 0.86211 | 0.86176 | 0.86075 | 0.8601 | 0.85869 | 0.85685 | 0.85593
TSO | - | 38 | 8 | 72 | 2025 | Winter | Ratio | 0 | 1 | 1.1007 | 1.0873 | 1.0831 | 1.0833 | 1.0809 | 1.0876 | 1.1282 | 1.1405 | 1.1524 | 1.1379 | 1.1496 | 1.1421 | 1.138 | 1.1357 | 1.1327 | 1.1258 | 1.1121 | 1.1409 | 1.1337 | 1.1324 | 1.122 | 1.1139 | 1.1074 | 1.0975
TSO | - | 41 | 11 | 12 | 2025 | Winter | Ratio | 0 | 1 | 1.1056 | 1.0929 | 1.0895 | 1.0896 | 1.0871 | 1.0935 | 1.1359 | 1.1498 | 1.1614 | 1.1493 | 1.1603 | 1.1543 | 1.1512 | 1.1479 | 1.1443 | 1.1361 | 1.1239 | 1.1554 | 1.1482 | 1.1472 | 1.1362 | 1.1257 | 1.1178 | 1.1081
TSO | - | 44 | 13 | 14 | 2025 | Winter | Ratio | 0 | 1 | 0.99998 | 0.99995 | 0.99997 | 1 | 1 | 0.99995 | 0.99972 | 0.99994 | 0.99991 | 0.99989 | 0.99984 | 0.99977 | 0.99985 | 0.99982 | 0.99985 | 0.99991 | 0.99991 | 0.99988 | 0.99987 | 0.99989 | 0.99989 | 0.99991 | 0.99991 | 0.99995
TSO | - | 45 | 13 | 15 | 2025 | Winter | Ratio | 0 | 1 | 1.1084 | 1.0959 | 1.0919 | 1.0926 | 1.0902 | 1.0969 | 1.1391 | 1.152 | 1.1637 | 1.1513 | 1.1608 | 1.1547 | 1.1507 | 1.1486 | 1.1441 | 1.1364 | 1.1243 | 1.1538 | 1.1466 | 1.1447 | 1.1348 | 1.1263 | 1.1179 | 1.1083
TSO | - | 47 | 19 | 20 | 2025 | Winter | Ratio | 0 | 1 | 1.0551 | 1.0549 | 1.0547 | 1.0545 | 1.0549 | 1.0547 | 1.0549 | 1.056 | 1.057 | 1.0554 | 1.0581 | 1.054 | 1.0535 | 1.0532 | 1.0568 | 1.0564 | 1.0554 | 1.0537 | 1.0534 | 1.0529 | 1.0564 | 1.0569 | 1.057 | 1.0553
TSO | - | 48 | 19 | 21 | 2025 | Winter | Ratio | 0 | 1 | 1.0491 | 1.0487 | 1.0483 | 1.0482 | 1.0483 | 1.0485 | 1.0522 | 1.059 | 1.0615 | 1.0601 | 1.0623 | 1.0611 | 1.0615 | 1.061 | 1.0594 | 1.0559 | 1.056 | 1.0581 | 1.0573 | 1.0568 | 1.0565 | 1.0563 | 1.0521 | 1.0501
TSO | - | 50 | 29 | 30 | 2025 | Winter | Ratio | 0 | 1 | 1.0295 | 1.0295 | 1.0296 | 1.0297 | 1.0304 | 1.0307 | 1.0325 | 1.0374 | 1.0387 | 1.0373 | 1.0363 | 1.0394 | 1.0403 | 1.0403 | 1.0366 | 1.0358 | 1.0378 | 1.0367 | 1.0349 | 1.0321 | 1.035 | 1.0333 | 1.0296 | 1.0306
TSO | - | 36 | 1 | 2 | 2025 | Winter | Ratio | 0 | 2 | 0.85303 | 0.85301 | 0.85202 | 0.85202 | 0.85191 | 0.85356 | 0.85266 | 0.8585 | 0.86068 | 0.86313 | 0.86012 | 0.86153 | 0.86155 | 0.86144 | 0.85826 | 0.85696 | 0.85991 | 0.86211 | 0.86176 | 0.86075 | 0.8601 | 0.85869 | 0.85685 | 0.85593
TSO | - | 38 | 8 | 72 | 2025 | Winter | Ratio | 0 | 2 | 1.1007 | 1.0873 | 1.0831 | 1.0833 | 1.0809 | 1.0876 | 1.1282 | 1.1405 | 1.1524 | 1.1379 | 1.1496 | 1.1421 | 1.138 | 1.1357 | 1.1327 | 1.1258 | 1.1121 | 1.1409 | 1.1337 | 1.1324 | 1.122 | 1.1139 | 1.1074 | 1.0975
TSO | - | 41 | 11 | 12 | 2025 | Winter | Ratio | 0 | 2 | 1.1056 | 1.0929 | 1.0895 | 1.0896 | 1.0871 | 1.0935 | 1.1359 | 1.1498 | 1.1614 | 1.1493 | 1.1603 | 1.1543 | 1.1512 | 1.1479 | 1.1443 | 1.1361 | 1.1239 | 1.1554 | 1.1482 | 1.1472 | 1.1362 | 1.1257 | 1.1178 | 1.1081
TSO | - | 44 | 13 | 14 | 2025 | Winter | Ratio | 0 | 2 | 0.99998 | 0.99995 | 0.99997 | 1 | 1 | 0.99995 | 0.99972 | 0.99994 | 0.99991 | 0.99989 | 0.99984 | 0.99977 | 0.99985 | 0.99982 | 0.99985 | 0.99991 | 0.99991 | 0.99988 | 0.99987 | 0.99989 | 0.99989 | 0.99991 | 0.99991 | 0.99995
TSO | - | 45 | 13 | 15 | 2025 | Winter | Ratio | 0 | 2 | 1.1084 | 1.0959 | 1.0919 | 1.0926 | 1.0902 | 1.0969 | 1.1392 | 1.152 | 1.1637 | 1.1513 | 1.1608 | 1.1547 | 1.1507 | 1.1486 | 1.1441 | 1.1364 | 1.1243 | 1.1538 | 1.1466 | 1.1447 | 1.1348 | 1.1263 | 1.1179 | 1.1083
TSO | - | 47 | 19 | 20 | 2025 | Winter | Ratio | 0 | 2 | 1.0551 | 1.0549 | 1.0547 | 1.0545 | 1.0549 | 1.0547 | 1.0549 | 1.056 | 1.057 | 1.0554 | 1.0581 | 1.054 | 1.0535 | 1.0532 | 1.0568 | 1.0564 | 1.0554 | 1.0537 | 1.0534 | 1.0529 | 1.0564 | 1.0569 | 1.057 | 1.0553
TSO | - | 48 | 19 | 21 | 2025 | Winter | Ratio | 0 | 2 | 1.0491 | 1.0487 | 1.0483 | 1.0482 | 1.0483 | 1.0485 | 1.0522 | 1.059 | 1.0615 | 1.0601 | 1.0623 | 1.0611 | 1.0615 | 1.061 | 1.0594 | 1.0559 | 1.056 | 1.0581 | 1.0573 | 1.0568 | 1.0565 | 1.0563 | 1.0521 | 1.0501
TSO | - | 50 | 29 | 30 | 2025 | Winter | Ratio | 0 | 2 | 1.0295 | 1.0295 | 1.0296 | 1.0297 | 1.0304 | 1.0307 | 1.0325 | 1.0374 | 1.0387 | 1.0373 | 1.0363 | 1.0394 | 1.0403 | 1.0403 | 1.0366 | 1.0358 | 1.0378 | 1.0367 | 1.0349 | 1.0321 | 1.035 | 1.0333 | 1.0296 | 1.0306
TSO | - | 36 | 1 | 2 | 2025 | Winter | Ratio | 1 | 0 | 0.85318 | 0.85322 | 0.85213 | 0.85218 | 0.85201 | 0.85363 | 0.85395 | 0.85904 | 0.86317 | 0.86593 | 0.8609 | 0.86319 | 0.86309 | 0.86286 | 0.85921 | 0.85754 | 0.85971 | 0.86115 | 0.85922 | 0.86076 | 0.86114 | 0.85906 | 0.85703 | 0.85567
TSO | - | 38 | 8 | 72 | 2025 | Winter | Ratio | 1 | 0 | 1.1 | 1.086 | 1.0825 | 1.0823 | 1.0803 | 1.0872 | 1.124 | 1.1387 | 1.1445 | 1.1288 | 1.1471 | 1.1368 | 1.133 | 1.1311 | 1.1297 | 1.124 | 1.1129 | 1.1439 | 1.1417 | 1.1323 | 1.1183 | 1.1124 | 1.1066 | 1.0987
TSO | - | 41 | 11 | 12 | 2025 | Winter | Ratio | 1 | 0 | 1.105 | 1.0919 | 1.089 | 1.0888 | 1.0867 | 1.0931 | 1.1321 | 1.1482 | 1.1543 | 1.1412 | 1.158 | 1.1495 | 1.1467 | 1.1438 | 1.1416 | 1.1344 | 1.1246 | 1.1581 | 1.1554 | 1.1471 | 1.1329 | 1.1245 | 1.1171 | 1.109
TSO | - | 44 | 13 | 14 | 2025 | Winter | Ratio | 1 | 0 | 0.99999 | 0.99995 | 0.99997 | 1 | 1 | 0.99995 | 0.99971 | 0.99994 | 0.99991 | 0.99988 | 0.99984 | 0.99976 | 0.99984 | 0.99982 | 0.99985 | 0.99991 | 0.99991 | 0.99988 | 0.99987 | 0.99989 | 0.99989 | 0.99991 | 0.99992 | 0.99995
TSO | - | 45 | 13 | 15 | 2025 | Winter | Ratio | 1 | 0 | 1.108 | 1.095 | 1.0915 | 1.0919 | 1.0899 | 1.0966 | 1.1355 | 1.1505 | 1.1567 | 1.1434 | 1.1586 | 1.1501 | 1.1463 | 1.1446 | 1.1415 | 1.1347 | 1.1249 | 1.1564 | 1.1537 | 1.1446 | 1.1318 | 1.1252 | 1.1173 | 1.1091
TSO | - | 47 | 19 | 20 | 2025 | Winter | Ratio | 1 | 0 | 1.0553 | 1.0552 | 1.0548 | 1.0547 | 1.0549 | 1.0548 | 1.0566 | 1.0566 | 1.0601 | 1.0589 | 1.0591 | 1.056 | 1.0554 | 1.055 | 1.058 | 1.0571 | 1.0551 | 1.0525 | 1.0502 | 1.053 | 1.0577 | 1.0574 | 1.0572 | 1.0549
TSO | - | 48 | 19 | 21 | 2025 | Winter | Ratio | 1 | 0 | 1.0493 | 1.049 | 1.0485 | 1.0483 | 1.0484 | 1.0486 | 1.0538 | 1.0597 | 1.0647 | 1.0637 | 1.0633 | 1.0632 | 1.0634 | 1.0628 | 1.0606 | 1.0566 | 1.0558 | 1.0569 | 1.0542 | 1.0569 | 1.0578 | 1.0568 | 1.0524 | 1.0498
TSO | - | 50 | 29 | 30 | 2025 | Winter | Ratio | 1 | 0 | 1.0296 | 1.0297 | 1.0297 | 1.0298 | 1.0305 | 1.0307 | 1.0336 | 1.0379 | 1.0408 | 1.0397 | 1.037 | 1.0408 | 1.0416 | 1.0415 | 1.0374 | 1.0363 | 1.0376 | 1.0358 | 1.0327 | 1.0321 | 1.0358 | 1.0336 | 1.0297 | 1.0304
TSO | - | 36 | 1 | 2 | 2025 | Winter | Ratio | 1 | 1 | 0.85318 | 0.85322 | 0.85213 | 0.85218 | 0.85201 | 0.85363 | 0.85395 | 0.85904 | 0.86317 | 0.86593 | 0.8609 | 0.86319 | 0.86309 | 0.86286 | 0.85921 | 0.85754 | 0.85971 | 0.86115 | 0.85922 | 0.86076 | 0.86114 | 0.85906 | 0.85703 | 0.85567
TSO | - | 38 | 8 | 72 | 2025 | Winter | Ratio | 1 | 1 | 1.1 | 1.086 | 1.0825 | 1.0823 | 1.0803 | 1.0872 | 1.124 | 1.1387 | 1.1445 | 1.1288 | 1.1471 | 1.1368 | 1.133 | 1.1311 | 1.1297 | 1.124 | 1.1129 | 1.1439 | 1.1417 | 1.1323 | 1.1183 | 1.1124 | 1.1066 | 1.0987
TSO | - | 41 | 11 | 12 | 2025 | Winter | Ratio | 1 | 1 | 1.105 | 1.0919 | 1.089 | 1.0888 | 1.0867 | 1.0931 | 1.1321 | 1.1482 | 1.1543 | 1.1412 | 1.158 | 1.1495 | 1.1467 | 1.1438 | 1.1416 | 1.1344 | 1.1246 | 1.1581 | 1.1554 | 1.1471 | 1.1329 | 1.1245 | 1.1171 | 1.109
TSO | - | 44 | 13 | 14 | 2025 | Winter | Ratio | 1 | 1 | 0.99999 | 0.99995 | 0.99997 | 1 | 1 | 0.99995 | 0.99971 | 0.99994 | 0.99991 | 0.99988 | 0.99984 | 0.99976 | 0.99984 | 0.99982 | 0.99985 | 0.99991 | 0.99991 | 0.99988 | 0.99987 | 0.99989 | 0.99989 | 0.99991 | 0.99992 | 0.99995
TSO | - | 45 | 13 | 15 | 2025 | Winter | Ratio | 1 | 1 | 1.108 | 1.095 | 1.0915 | 1.0919 | 1.0899 | 1.0966 | 1.1355 | 1.1505 | 1.1567 | 1.1434 | 1.1586 | 1.1501 | 1.1463 | 1.1446 | 1.1415 | 1.1347 | 1.1249 | 1.1564 | 1.1537 | 1.1446 | 1.1318 | 1.1252 | 1.1173 | 1.1091
TSO | - | 47 | 19 | 20 | 2025 | Winter | Ratio | 1 | 1 | 1.0553 | 1.0552 | 1.0548 | 1.0547 | 1.0549 | 1.0548 | 1.0566 | 1.0566 | 1.0601 | 1.0589 | 1.0591 | 1.056 | 1.0554 | 1.055 | 1.058 | 1.0571 | 1.0551 | 1.0525 | 1.0502 | 1.053 | 1.0577 | 1.0574 | 1.0572 | 1.0549
TSO | - | 48 | 19 | 21 | 2025 | Winter | Ratio | 1 | 1 | 1.0493 | 1.049 | 1.0485 | 1.0483 | 1.0484 | 1.0486 | 1.0538 | 1.0597 | 1.0647 | 1.0637 | 1.0633 | 1.0632 | 1.0634 | 1.0628 | 1.0606 | 1.0566 | 1.0558 | 1.0569 | 1.0542 | 1.0569 | 1.0578 | 1.0568 | 1.0524 | 1.0498
TSO | - | 50 | 29 | 30 | 2025 | Winter | Ratio | 1 | 1 | 1.0296 | 1.0297 | 1.0297 | 1.0298 | 1.0305 | 1.0307 | 1.0336 | 1.0379 | 1.0408 | 1.0397 | 1.037 | 1.0408 | 1.0416 | 1.0415 | 1.0374 | 1.0363 | 1.0376 | 1.0358 | 1.0327 | 1.0321 | 1.0358 | 1.0336 | 1.0297 | 1.0304
TSO | - | 36 | 1 | 2 | 2025 | Winter | Ratio | 1 | 2 | 0.85318 | 0.85322 | 0.85213 | 0.85218 | 0.85201 | 0.85363 | 0.85395 | 0.85904 | 0.86317 | 0.86593 | 0.8609 | 0.86319 | 0.86309 | 0.86286 | 0.85921 | 0.85754 | 0.85971 | 0.86115 | 0.85922 | 0.86076 | 0.86114 | 0.85906 | 0.85703 | 0.85567
TSO | - | 38 | 8 | 72 | 2025 | Winter | Ratio | 1 | 2 | 1.1 | 1.086 | 1.0825 | 1.0823 | 1.0803 | 1.0872 | 1.124 | 1.1387 | 1.1445 | 1.1288 | 1.1471 | 1.1368 | 1.133 | 1.1311 | 1.1297 | 1.124 | 1.1129 | 1.1439 | 1.1417 | 1.1323 | 1.1183 | 1.1124 | 1.1066 | 1.0987
TSO | - | 41 | 11 | 12 | 2025 | Winter | Ratio | 1 | 2 | 1.105 | 1.0919 | 1.089 | 1.0888 | 1.0867 | 1.0931 | 1.1321 | 1.1482 | 1.1543 | 1.1412 | 1.158 | 1.1495 | 1.1467 | 1.1438 | 1.1416 | 1.1344 | 1.1246 | 1.1581 | 1.1554 | 1.1471 | 1.1329 | 1.1245 | 1.1171 | 1.109
TSO | - | 44 | 13 | 14 | 2025 | Winter | Ratio | 1 | 2 | 0.99999 | 0.99995 | 0.99997 | 1 | 1 | 0.99995 | 0.99971 | 0.99994 | 0.99991 | 0.99988 | 0.99984 | 0.99976 | 0.99984 | 0.99982 | 0.99985 | 0.99991 | 0.99991 | 0.99988 | 0.99987 | 0.99989 | 0.99989 | 0.99991 | 0.99992 | 0.99995
TSO | - | 45 | 13 | 15 | 2025 | Winter | Ratio | 1 | 2 | 1.108 | 1.095 | 1.0915 | 1.0919 | 1.0899 | 1.0966 | 1.1355 | 1.1505 | 1.1567 | 1.1434 | 1.1586 | 1.1501 | 1.1463 | 1.1446 | 1.1415 | 1.1347 | 1.1249 | 1.1564 | 1.1537 | 1.1446 | 1.1318 | 1.1252 | 1.1173 | 1.1091
TSO | - | 47 | 19 | 20 | 2025 | Winter | Ratio | 1 | 2 | 1.0553 | 1.0552 | 1.0548 | 1.0547 | 1.0549 | 1.0548 | 1.0566 | 1.0566 | 1.0601 | 1.0589 | 1.0591 | 1.056 | 1.0554 | 1.055 | 1.058 | 1.0571 | 1.0551 | 1.0525 | 1.0502 | 1.053 | 1.0577 | 1.0574 | 1.0572 | 1.0549
TSO | - | 48 | 19 | 21 | 2025 | Winter | Ratio | 1 | 2 | 1.0493 | 1.049 | 1.0485 | 1.0483 | 1.0484 | 1.0486 | 1.0538 | 1.0597 | 1.0647 | 1.0637 | 1.0633 | 1.0632 | 1.0634 | 1.0628 | 1.0606 | 1.0566 | 1.0558 | 1.0569 | 1.0542 | 1.0569 | 1.0578 | 1.0568 | 1.0524 | 1.0498
TSO | - | 50 | 29 | 30 | 2025 | Winter | Ratio | 1 | 2 | 1.0296 | 1.0297 | 1.0297 | 1.0298 | 1.0305 | 1.0307 | 1.0336 | 1.0379 | 1.0408 | 1.0397 | 1.037 | 1.0408 | 1.0416 | 1.0415 | 1.0374 | 1.0363 | 1.0376 | 1.0358 | 1.0327 | 1.0321 | 1.0358 | 1.0336 | 1.0297 | 1.0304
TSO | - | 36 | 1 | 2 | 2025 | Winter | Ratio | 2 | 0 | 0.85297 | 0.85306 | 0.85217 | 0.85215 | 0.85208 | 0.85378 | 0.85294 | 0.85847 | 0.85973 | 0.86224 | 0.86033 | 0.86211 | 0.8621 | 0.86226 | 0.85899 | 0.85789 | 0.86025 | 0.86183 | 0.86274 | 0.86035 | 0.85927 | 0.85848 | 0.85682 | 0.85623
TSO | - | 38 | 8 | 72 | 2025 | Winter | Ratio | 2 | 0 | 1.1011 | 1.087 | 1.0822 | 1.0824 | 1.0798 | 1.0863 | 1.1272 | 1.1406 | 1.1555 | 1.1405 | 1.1489 | 1.1402 | 1.1362 | 1.1331 | 1.1304 | 1.1229 | 1.1107 | 1.1418 | 1.1307 | 1.1343 | 1.1247 | 1.1147 | 1.1075 | 1.0962
TSO | - | 41 | 11 | 12 | 2025 | Winter | Ratio | 2 | 0 | 1.1059 | 1.0927 | 1.0888 | 1.0889 | 1.0863 | 1.0924 | 1.1351 | 1.1499 | 1.1642 | 1.1517 | 1.1597 | 1.1526 | 1.1496 | 1.1456 | 1.1422 | 1.1334 | 1.1227 | 1.1561 | 1.1455 | 1.1489 | 1.1385 | 1.1264 | 1.1179 | 1.107
TSO | - | 44 | 13 | 14 | 2025 | Winter | Ratio | 2 | 0 | 0.99998 | 0.99995 | 0.99997 | 1 | 1 | 0.99995 | 0.99972 | 0.99994 | 0.99991 | 0.99989 | 0.99984 | 0.99976 | 0.99984 | 0.99982 | 0.99985 | 0.99991 | 0.99991 | 0.99988 | 0.99987 | 0.99989 | 0.99989 | 0.99991 | 0.99991 | 0.99995
TSO | - | 45 | 13 | 15 | 2025 | Winter | Ratio | 2 | 0 | 1.1088 | 1.0957 | 1.0913 | 1.092 | 1.0896 | 1.096 | 1.1383 | 1.1521 | 1.1664 | 1.1537 | 1.1602 | 1.1531 | 1.1491 | 1.1463 | 1.1422 | 1.1337 | 1.1232 | 1.1545 | 1.1438 | 1.1463 | 1.1372 | 1.1269 | 1.118 | 1.1074
TSO | - | 47 | 19 | 20 | 2025 | Winter | Ratio | 2 | 0 | 1.0551 | 1.055 | 1.0549 | 1.0546 | 1.055 | 1.055 | 1.0553 | 1.0559 | 1.0558 | 1.0543 | 1.0584 | 1.0547 | 1.0542 | 1.0542 | 1.0578 | 1.0576 | 1.0558 | 1.0533 | 1.0546 | 1.0525 | 1.0553 | 1.0567 | 1.057 | 1.0556
TSO | - | 48 | 19 | 21 | 2025 | Winter | Ratio | 2 | 0 | 1.0491 | 1.0488 | 1.0485 | 1.0483 | 1.0484 | 1.0488 | 1.0525 | 1.0589 | 1.0603 | 1.059 | 1.0626 | 1.0618 | 1.0621 | 1.062 | 1.0603 | 1.0571 | 1.0564 | 1.0577 | 1.0586 | 1.0564 | 1.0554 | 1.0561 | 1.0521 | 1.0505
TSO | - | 50 | 29 | 30 | 2025 | Winter | Ratio | 2 | 0 | 1.0294 | 1.0296 | 1.0297 | 1.0298 | 1.0305 | 1.0308 | 1.0327 | 1.0374 | 1.0378 | 1.0365 | 1.0365 | 1.0399 | 1.0407 | 1.041 | 1.0372 | 1.0366 | 1.038 | 1.0364 | 1.0357 | 1.0319 | 1.0342 | 1.0331 | 1.0296 | 1.0308
TSO | - | 36 | 1 | 2 | 2025 | Winter | Ratio | 2 | 1 | 0.85297 | 0.85306 | 0.85217 | 0.85215 | 0.85208 | 0.85378 | 0.85294 | 0.85847 | 0.85973 | 0.86224 | 0.86033 | 0.86211 | 0.8621 | 0.86226 | 0.85899 | 0.85789 | 0.86025 | 0.86183 | 0.86274 | 0.86035 | 0.85927 | 0.85848 | 0.85682 | 0.85623
TSO | - | 38 | 8 | 72 | 2025 | Winter | Ratio | 2 | 1 | 1.1011 | 1.087 | 1.0822 | 1.0824 | 1.0798 | 1.0863 | 1.1272 | 1.1406 | 1.1555 | 1.1405 | 1.1489 | 1.1402 | 1.1362 | 1.1331 | 1.1304 | 1.1229 | 1.1107 | 1.1418 | 1.1307 | 1.1343 | 1.1247 | 1.1147 | 1.1075 | 1.0962
TSO | - | 41 | 11 | 12 | 2025 | Winter | Ratio | 2 | 1 | 1.1059 | 1.0927 | 1.0888 | 1.0889 | 1.0863 | 1.0924 | 1.1351 | 1.1499 | 1.1642 | 1.1517 | 1.1597 | 1.1526 | 1.1496 | 1.1456 | 1.1422 | 1.1334 | 1.1227 | 1.1561 | 1.1455 | 1.1489 | 1.1385 | 1.1264 | 1.1179 | 1.107
TSO | - | 44 | 13 | 14 | 2025 | Winter | Ratio | 2 | 1 | 0.99998 | 0.99995 | 0.99997 | 1 | 1 | 0.99995 | 0.99972 | 0.99994 | 0.99991 | 0.99989 | 0.99984 | 0.99976 | 0.99984 | 0.99982 | 0.99985 | 0.99991 | 0.99991 | 0.99988 | 0.99987 | 0.99989 | 0.99989 | 0.99991 | 0.99991 | 0.99995
TSO | - | 45 | 13 | 15 | 2025 | Winter | Ratio | 2 | 1 | 1.1088 | 1.0957 | 1.0913 | 1.092 | 1.0896 | 1.096 | 1.1383 | 1.1521 | 1.1664 | 1.1537 | 1.1602 | 1.1531 | 1.1491 | 1.1463 | 1.1422 | 1.1337 | 1.1232 | 1.1545 | 1.1438 | 1.1463 | 1.1372 | 1.1269 | 1.118 | 1.1074
TSO | - | 47 | 19 | 20 | 2025 | Winter | Ratio | 2 | 1 | 1.0551 | 1.055 | 1.0549 | 1.0546 | 1.055 | 1.055 | 1.0553 | 1.0559 | 1.0558 | 1.0543 | 1.0584 | 1.0547 | 1.0542 | 1.0542 | 1.0578 | 1.0576 | 1.0558 | 1.0533 | 1.0546 | 1.0525 | 1.0553 | 1.0567 | 1.057 | 1.0556
TSO | - | 48 | 19 | 21 | 2025 | Winter | Ratio | 2 | 1 | 1.0491 | 1.0488 | 1.0485 | 1.0483 | 1.0484 | 1.0488 | 1.0525 | 1.0589 | 1.0603 | 1.059 | 1.0626 | 1.0618 | 1.0621 | 1.062 | 1.0603 | 1.0571 | 1.0564 | 1.0577 | 1.0586 | 1.0564 | 1.0554 | 1.0561 | 1.0521 | 1.0505
TSO | - | 50 | 29 | 30 | 2025 | Winter | Ratio | 2 | 1 | 1.0294 | 1.0296 | 1.0297 | 1.0298 | 1.0305 | 1.0308 | 1.0327 | 1.0374 | 1.0378 | 1.0365 | 1.0365 | 1.0399 | 1.0407 | 1.041 | 1.0372 | 1.0366 | 1.038 | 1.0364 | 1.0357 | 1.0319 | 1.0342 | 1.0331 | 1.0296 | 1.0308
TSO | - | 36 | 1 | 2 | 2025 | Winter | Ratio | 2 | 2 | 0.85297 | 0.85306 | 0.85217 | 0.85215 | 0.85208 | 0.85378 | 0.85294 | 0.85847 | 0.85973 | 0.86224 | 0.86033 | 0.86211 | 0.8621 | 0.86226 | 0.85899 | 0.85789 | 0.86025 | 0.86183 | 0.86274 | 0.86035 | 0.85927 | 0.85848 | 0.85682 | 0.85623
TSO | - | 38 | 8 | 72 | 2025 | Winter | Ratio | 2 | 2 | 1.1011 | 1.087 | 1.0822 | 1.0824 | 1.0798 | 1.0863 | 1.1272 | 1.1406 | 1.1555 | 1.1405 | 1.1489 | 1.1402 | 1.1362 | 1.1331 | 1.1304 | 1.1229 | 1.1107 | 1.1418 | 1.1307 | 1.1343 | 1.1247 | 1.1147 | 1.1075 | 1.0962
TSO | - | 41 | 11 | 12 | 2025 | Winter | Ratio | 2 | 2 | 1.1059 | 1.0927 | 1.0888 | 1.0889 | 1.0863 | 1.0924 | 1.1351 | 1.1499 | 1.1642 | 1.1517 | 1.1597 | 1.1526 | 1.1496 | 1.1456 | 1.1422 | 1.1334 | 1.1227 | 1.1561 | 1.1455 | 1.1489 | 1.1385 | 1.1264 | 1.1179 | 1.107
TSO | - | 44 | 13 | 14 | 2025 | Winter | Ratio | 2 | 2 | 0.99998 | 0.99995 | 0.99997 | 1 | 1 | 0.99995 | 0.99972 | 0.99994 | 0.99991 | 0.99989 | 0.99984 | 0.99976 | 0.99984 | 0.99982 | 0.99985 | 0.99991 | 0.99991 | 0.99988 | 0.99987 | 0.99989 | 0.99989 | 0.99991 | 0.99991 | 0.99995
TSO | - | 45 | 13 | 15 | 2025 | Winter | Ratio | 2 | 2 | 1.1088 | 1.0957 | 1.0913 | 1.092 | 1.0896 | 1.096 | 1.1383 | 1.1521 | 1.1664 | 1.1537 | 1.1602 | 1.1531 | 1.1491 | 1.1463 | 1.1422 | 1.1337 | 1.1232 | 1.1545 | 1.1438 | 1.1463 | 1.1372 | 1.1269 | 1.118 | 1.1074
TSO | - | 47 | 19 | 20 | 2025 | Winter | Ratio | 2 | 2 | 1.0551 | 1.055 | 1.0549 | 1.0546 | 1.055 | 1.055 | 1.0553 | 1.0559 | 1.0558 | 1.0543 | 1.0584 | 1.0547 | 1.0542 | 1.0542 | 1.0578 | 1.0576 | 1.0558 | 1.0533 | 1.0546 | 1.0525 | 1.0553 | 1.0567 | 1.057 | 1.0556
TSO | - | 48 | 19 | 21 | 2025 | Winter | Ratio | 2 | 2 | 1.0491 | 1.0488 | 1.0485 | 1.0483 | 1.0484 | 1.0488 | 1.0525 | 1.0589 | 1.0603 | 1.059 | 1.0626 | 1.0618 | 1.0621 | 1.062 | 1.0603 | 1.0571 | 1.0564 | 1.0577 | 1.0586 | 1.0564 | 1.0554 | 1.0561 | 1.0521 | 1.0505
TSO | - | 50 | 29 | 30 | 2025 | Winter | Ratio | 2 | 2 | 1.0294 | 1.0296 | 1.0297 | 1.0298 | 1.0305 | 1.0308 | 1.0327 | 1.0374 | 1.0378 | 1.0365 | 1.0365 | 1.0399 | 1.0407 | 1.041 | 1.0372 | 1.0366 | 1.038 | 1.0364 | 1.0357 | 1.0319 | 1.0342 | 1.0331 | 1.0296 | 1.0308
TSO | - | 36 | 1 | 2 | 2025 | Winter | Ratio | Expected | - | 0.85306 | 0.85309 | 0.85211 | 0.85212 | 0.852 | 0.85366 | 0.85318 | 0.85867 | 0.86119 | 0.86377 | 0.86045 | 0.86228 | 0.86225 | 0.86219 | 0.85882 | 0.85746 | 0.85996 | 0.8617 | 0.86124 | 0.86062 | 0.86017 | 0.85874 | 0.8569 | 0.85595
TSO | - | 38 | 8 | 72 | 2025 | Winter | Ratio | Expected | - | 1.1006 | 1.0868 | 1.0826 | 1.0827 | 1.0803 | 1.0871 | 1.1265 | 1.1399 | 1.1508 | 1.1357 | 1.1485 | 1.1397 | 1.1357 | 1.1333 | 1.1309 | 1.1242 | 1.1119 | 1.1422 | 1.1354 | 1.133 | 1.1217 | 1.1137 | 1.1071 | 1.0975
TSO | - | 41 | 11 | 12 | 2025 | Winter | Ratio | Expected | - | 1.1055 | 1.0925 | 1.0891 | 1.0891 | 1.0867 | 1.093 | 1.1344 | 1.1493 | 1.16 | 1.1474 | 1.1593 | 1.1521 | 1.1491 | 1.1458 | 1.1427 | 1.1346 | 1.1237 | 1.1565 | 1.1497 | 1.1477 | 1.1359 | 1.1255 | 1.1176 | 1.108
TSO | - | 44 | 13 | 14 | 2025 | Winter | Ratio | Expected | - | 0.99998 | 0.99995 | 0.99997 | 1 | 1 | 0.99995 | 0.99972 | 0.99994 | 0.99991 | 0.99989 | 0.99984 | 0.99976 | 0.99984 | 0.99982 | 0.99985 | 0.99991 | 0.99991 | 0.99988 | 0.99987 | 0.99989 | 0.99989 | 0.99991 | 0.99991 | 0.99995
TSO | - | 45 | 13 | 15 | 2025 | Winter | Ratio | Expected | - | 1.1084 | 1.0955 | 1.0916 | 1.0922 | 1.0899 | 1.0965 | 1.1376 | 1.1516 | 1.1623 | 1.1495 | 1.1599 | 1.1526 | 1.1487 | 1.1465 | 1.1426 | 1.1349 | 1.1241 | 1.1549 | 1.148 | 1.1452 | 1.1346 | 1.1262 | 1.1177 | 1.1083
TSO | - | 47 | 19 | 20 | 2025 | Winter | Ratio | Expected | - | 1.0552 | 1.055 | 1.0548 | 1.0546 | 1.0549 | 1.0549 | 1.0556 | 1.0562 | 1.0576 | 1.0562 | 1.0585 | 1.0549 | 1.0544 | 1.0541 | 1.0575 | 1.057 | 1.0554 | 1.0532 | 1.0527 | 1.0528 | 1.0565 | 1.057 | 1.057 | 1.0553
TSO | - | 48 | 19 | 21 | 2025 | Winter | Ratio | Expected | - | 1.0492 | 1.0489 | 1.0484 | 1.0483 | 1.0484 | 1.0487 | 1.0528 | 1.0592 | 1.0622 | 1.061 | 1.0628 | 1.062 | 1.0623 | 1.0619 | 1.0601 | 1.0565 | 1.0561 | 1.0576 | 1.0567 | 1.0567 | 1.0565 | 1.0564 | 1.0522 | 1.0501
TSO | - | 50 | 29 | 30 | 2025 | Winter | Ratio | Expected | - | 1.0295 | 1.0296 | 1.0297 | 1.0298 | 1.0305 | 1.0307 | 1.0329 | 1.0375 | 1.0391 | 1.0379 | 1.0366 | 1.0401 | 1.0409 | 1.0409 | 1.0371 | 1.0363 | 1.0378 | 1.0363 | 1.0344 | 1.032 | 1.035 | 1.0333 | 1.0296 | 1.0306
DSO | 29 | 29 | 1 | 2 | 2025 | Winter | Ratio | 0 | 0 | 1.0397 | 1.0403 | 1.0401 | 1.0401 | 1.0406 | 1.0395 | 1.0337 | 1.0365 | 1.0319 | 1.0318 | 1.0304 | 1.0313 | 1.032 | 1.0319 | 1.0348 | 1.0357 | 1.0363 | 1.0334 | 1.0343 | 1.0324 | 1.0331 | 1.0344 | 1.0363 | 1.0375
DSO | 29 | 31 | 2 | 3 | 2025 | Winter | Ratio | 0 | 0 | 1.0061 | 1.0056 | 1.0052 | 1.0053 | 1.0053 | 1.0052 | 1.0048 | 1.0067 | 1.0044 | 1.0041 | 1.0043 | 1.0038 | 1.0042 | 1.0041 | 1.0056 | 1.006 | 1.0046 | 1.0045 | 1.0044 | 1.0042 | 1.004 | 1.0049 | 1.0046 | 1.0047
DSO | 29 | 32 | 5 | 6 | 2025 | Winter | Ratio | 0 | 0 | 1.0007 | 1.0006 | 1.0007 | 1.0005 | 1.0009 | 1.001 | 1.001 | 1.0018 | 1.0009 | 1.0007 | 1.0008 | 1.0006 | 1.0007 | 1.0006 | 1.0013 | 1.0014 | 1.0011 | 1.002 | 1.0015 | 1.001 | 1.0007 | 1.0008 | 1.0009 | 1.0007
DSO | 29 | 29 | 1 | 2 | 2025 | Winter | Ratio | 0 | 1 | 0.85576 | 0.85673 | 0.85737 | 0.85909 | 0.85938 | 0.85841 | 0.85198 | 0.85476 | 0.84932 | 0.84947 | 0.84847 | 0.84882 | 0.84944 | 0.84933 | 0.85204 | 0.85272 | 0.85243 | 0.85079 | 0.85091 | 0.84943 | 0.84989 | 0.85121 | 0.85184 | 0.85334
DSO | 29 | 31 | 2 | 3 | 2025 | Winter | Ratio | 0 | 1 | 1.0073 | 1.006 | 1.0046 | 1.0031 | 1.0033 | 1.0034 | 1.0042 | 1.0078 | 0.99875 | 0.99714 | 0.99753 | 0.99732 | 0.99846 | 0.99849 | 1.0066 | 1.0072 | 1.0005 | 0.99949 | 1.0001 | 0.99955 | 0.99949 | 1.0023 | 1.0049 | 1.005
DSO | 29 | 32 | 5 | 6 | 2025 | Winter | Ratio | 0 | 1 | 0.99473 | 0.99353 | 0.99229 | 0.98964 | 0.98974 | 0.98974 | 0.99254 | 0.99387 | 1.0055 | 1.0066 | 1.0067 | 1.0058 | 1.0052 | 1.0048 | 0.99482 | 0.99571 | 1.0043 | 1.0061 | 1.0049 | 1.0043 | 1.0036 | 1.0017 | 0.99762 | 0.99583
DSO | 29 | 29 | 1 | 2 | 2025 | Winter | Ratio | 0 | 2 | 0.85752 | 0.85828 | 0.85858 | 0.85885 | 0.8594 | 0.8597 | 0.8598 | 0.85972 | 0.88161 | 0.8837 | 0.88291 | 0.88264 | 0.88355 | 0.88386 | 0.86214 | 0.86481 | 0.85582 | 0.88301 | 0.86915 | 0.88155 | 0.88259 | 0.88567 | 0.86206 | 0.8666
DSO | 29 | 31 | 2 | 3 | 2025 | Winter | Ratio | 0 | 2 | 1.1694 | 1.1694 | 1.1693 | 1.1693 | 1.1693 | 1.1693 | 1.1692 | 1.1692 | 1.1683 | 1.1672 | 1.167 | 1.1675 | 1.1675 | 1.1671 | 1.1691 | 1.1691 | 1.1694 | 1.1684 | 1.1692 | 1.1685 | 1.1683 | 1.1678 | 1.1692 | 1.1691
DSO | 29 | 32 | 5 | 6 | 2025 | Winter | Ratio | 0 | 2 | 1.169 | 1.169 | 1.1689 | 1.1689 | 1.1689 | 1.1689 | 1.1689 | 1.1689 | 1.1686 | 1.1683 | 1.1682 | 1.1684 | 1.1683 | 1.1682 | 1.1689 | 1.1689 | 1.169 | 1.1687 | 1.1691 | 1.1687 | 1.1686 | 1.1684 | 1.1689 | 1.1689
DSO | 29 | 29 | 1 | 2 | 2025 | Winter | Ratio | Expected | - | 0.91768 | 0.91844 | 0.91869 | 0.91936 | 0.91979 | 0.9192 | 0.91517 | 0.917 | 0.92096 | 0.92164 | 0.92058 | 0.92092 | 0.92165 | 0.9217 | 0.91633 | 0.91774 | 0.91486 | 0.92238 | 0.9181 | 0.92112 | 0.92186 | 0.92375 | 0.91673 | 0.91916
DSO | 29 | 31 | 2 | 3 | 2025 | Winter | Ratio | Expected | - | 1.0609 | 1.0603 | 1.0597 | 1.0592 | 1.0593 | 1.0593 | 1.0594 | 1.0612 | 1.0571 | 1.0561 | 1.0563 | 1.0562 | 1.0567 | 1.0566 | 1.0604 | 1.0608 | 1.0582 | 1.0575 | 1.0579 | 1.0574 | 1.0573 | 1.0583 | 1.0596 | 1.0596
DSO | 29 | 32 | 5 | 6 | 2025 | Winter | Ratio | Expected | - | 1.0548 | 1.0544 | 1.054 | 1.053 | 1.0532 | 1.0532 | 1.0542 | 1.0549 | 1.0583 | 1.0585 | 1.0585 | 1.0583 | 1.0581 | 1.0579 | 1.055 | 1.0554 | 1.0581 | 1.0589 | 1.0585 | 1.058 | 1.0576 | 1.057 | 1.0558 | 1.0552
DSO | 1 | 34 | 9 | 10 | 2025 | Winter | Ratio | 0 | 0 | 1.0007 | 1.0204 | 1.031 | 1.0311 | 1.0311 | 1.032 | 0.97657 | 0.9658 | 0.95088 | 0.90923 | 0.88107 | 0.8827 | 0.88196 | 0.87889 | 0.87488 | 0.87414 | 0.87667 | 0.88112 | 0.8783 | 0.87843 | 0.87739 | 0.87572 | 0.88458 | 0.98264
DSO | 1 | 36 | 13 | 14 | 2025 | Winter | Ratio | 0 | 0 | 0.85621 | 0.86081 | 0.87602 | 0.88365 | 0.88761 | 0.88615 | 0.88354 | 0.89662 | 0.91117 | 0.95985 | 0.96699 | 0.98819 | 0.98835 | 0.95725 | 0.96568 | 0.96534 | 0.96177 | 0.97046 | 0.97344 | 0.97293 | 0.97294 | 0.9733 | 0.95887 | 0.87172
DSO | 1 | 39 | 16 | 17 | 2025 | Winter | Ratio | 0 | 0 | 0.91332 | 0.89726 | 0.88906 | 0.88856 | 0.88876 | 0.88972 | 0.9302 | 0.93916 | 0.95293 | 0.99 | 1.0291 | 1.0308 | 1.0273 | 1.0257 | 1.0254 | 1.0263 | 1.026 | 1.0138 | 1.0224 | 1.0267 | 1.026 | 1.0288 | 1.0138 | 0.92974
DSO | 1 | 40 | 19 | 20 | 2025 | Winter | Ratio | 0 | 0 | 0.89816 | 0.88698 | 0.88268 | 0.88323 | 0.88385 | 0.88368 | 0.91757 | 0.92686 | 0.93337 | 0.97495 | 1.0134 | 1.0129 | 1.0123 | 1.0111 | 1.0097 | 1.0086 | 1.0085 | 1.0106 | 1.0092 | 1.0091 | 1.0088 | 1.0082 | 0.97645 | 0.90218
DSO | 1 | 42 | 21 | 22 | 2025 | Winter | Ratio | 0 | 0 | 0.90492 | 0.88927 | 0.88254 | 0.88105 | 0.88085 | 0.87538 | 0.90911 | 0.90091 | 0.91042 | 0.95331 | 1.0167 | 1.0143 | 1.0148 | 1.013 | 0.97893 | 0.98534 | 1.0191 | 1.0156 | 1.016 | 1.0222 | 1.0201 | 1.0257 | 1.0147 | 0.92317
DSO | 1 | 44 | 23 | 24 | 2025 | Winter | Ratio | 0 | 0 | 0.91984 | 0.90549 | 0.89838 | 0.89872 | 0.89877 | 0.89773 | 0.93589 | 0.94677 | 0.96348 | 1.0012 | 1.0238 | 1.0225 | 1.0231 | 1.019 | 1.0253 | 1.0232 | 1.0214 | 1.0227 | 1.0231 | 1.0235 | 1.0237 | 1.0262 | 1.0165 | 0.93443
DSO | 1 | 46 | 25 | 26 | 2025 | Winter | Ratio | 0 | 0 | 0.91755 | 0.90382 | 0.89689 | 0.8955 | 0.89563 | 0.89205 | 0.93293 | 0.94092 | 0.95798 | 0.98846 | 1.0132 | 1.0086 | 1.0147 | 1.016 | 1.025 | 1.0224 | 1.0216 | 1.0182 | 1.0205 | 1.0209 | 1.0241 | 1.0224 | 1.0146 | 0.93367
DSO | 1 | 49 | 27 | 28 | 2025 | Winter | Ratio | 0 | 0 | 0.92399 | 0.90873 | 0.90158 | 0.90179 | 0.90223 | 0.90187 | 0.94167 | 0.95171 | 0.96171 | 1.0024 | 1.0267 | 1.0272 | 1.0275 | 1.029 | 1.0286 | 1.0321 | 1.0313 | 1.0273 | 1.0298 | 1.0304 | 1.0307 | 1.0337 | 1.0227 | 0.93908
DSO | 1 | 50 | 29 | 30 | 2025 | Winter | Ratio | 0 | 0 | 0.90668 | 0.89478 | 0.8895 | 0.89058 | 0.89153 | 0.89103 | 0.92994 | 0.94006 | 0.95824 | 0.95856 | 0.98902 | 0.98967 | 0.98735 | 0.98734 | 1.0137 | 1.0145 | 0.98621 | 0.98181 | 0.98321 | 0.98378 | 0.98353 | 0.98383 | 0.98197 | 0.91258
DSO | 1 | 34 | 9 | 10 | 2025 | Winter | Ratio | 0 | 1 | 0.90811 | 0.90583 | 0.90669 | 0.90732 | 0.90765 | 0.9086 | 0.90911 | 0.91118 | 0.91291 | 0.91667 | 0.91363 | 0.91648 | 0.91503 | 0.91376 | 0.91096 | 0.91205 | 0.91401 | 0.91457 | 0.91462 | 0.91491 | 0.91389 | 0.91364 | 0.91221 | 0.91028
DSO | 1 | 36 | 13 | 14 | 2025 | Winter | Ratio | 0 | 1 | 1.0075 | 1.0063 | 1.0067 | 1.0072 | 1.0074 | 1.0076 | 1.0135 | 1.0151 | 1.0158 | 1.0152 | 1.0132 | 1.015 | 1.0142 | 1.0132 | 1.0098 | 1.01 | 1.0101 | 1.0089 | 1.0075 | 1.0101 | 1.0095 | 1.0093 | 1.0074 | 1.0071
DSO | 1 | 39 | 16 | 17 | 2025 | Winter | Ratio | 0 | 1 | 1 | 0.99921 | 0.99877 | 0.99869 | 0.9981 | 0.99946 | 1.0008 | 1.0016 | 1.0025 | 1.003 | 1.0034 | 1.0022 | 1.0022 | 1.0011 | 1.0009 | 1.0007 | 1.0035 | 1.0091 | 1.008 | 1.0058 | 1.0047 | 1.0034 | 1.002 | 1.0011
DSO | 1 | 40 | 19 | 20 | 2025 | Winter | Ratio | 0 | 1 | 1.0128 | 1.0105 | 1.0102 | 1.0105 | 1.0108 | 1.0122 | 1.0137 | 1.014 | 1.0151 | 1.0167 | 1.0178 | 1.0176 | 1.0177 | 1.0178 | 1.0175 | 1.017 | 1.0182 | 1.022 | 1.0224 | 1.022 | 1.0206 | 1.019 | 1.0172 | 1.0157
DSO | 1 | 42 | 21 | 22 | 2025 | Winter | Ratio | 0 | 1 | 1.0054 | 1.0054 | 1.0064 | 1.007 | 1.0067 | 1.0057 | 1.0027 | 1.0028 | 1.0022 | 1.0031 | 1.0015 | 1.0023 | 1.0021 | 1.0024 | 1.0023 | 1.0032 | 1.0018 | 0.99821 | 0.99851 | 0.99967 | 0.99964 | 1.0016 | 1.002 | 1.0038
DSO | 1 | 44 | 23 | 24 | 2025 | Winter | Ratio | 0 | 1 | 1.0017 | 1.0025 | 1.0029 | 1.0029 | 1.0029 | 1.0021 | 0.99932 | 0.99849 | 0.99793 | 0.99755 | 0.99781 | 0.99743 | 0.99829 | 0.99874 | 0.9992 | 0.99933 | 0.99896 | 0.99641 | 0.99667 | 0.99765 | 0.99804 | 0.99902 | 0.99965 | 1.0006
DSO | 1 | 46 | 25 | 26 | 2025 | Winter | Ratio | 0 | 1 | 0.99722 | 0.99795 | 0.99826 | 0.99817 | 0.99834 | 0.99762 | 0.99575 | 0.99497 | 0.99448 | 0.9942 | 0.99454 | 0.99401 | 0.99453 | 0.99468 | 0.99512 | 0.99531 | 0.99499 | 0.99287 | 0.99286 | 0.99349 | 0.99378 | 0.99453 | 0.99527 | 0.99631
DSO | 1 | 49 | 27 | 28 | 2025 | Winter | Ratio | 0 | 1 | 1.0044 | 1.0053 | 1.0054 | 1.0054 | 1.0054 | 1.0046 | 1.0022 | 1.0014 | 1.0006 | 1.0003 | 1.0006 | 1.0002 | 1.001 | 1.0013 | 1.0018 | 1.0018 | 1.0015 | 0.99967 | 0.9998 | 1.0005 | 1.001 | 1.0016 | 1.0024 | 1.0034
DSO | 1 | 50 | 29 | 30 | 2025 | Winter | Ratio | 0 | 1 | 1.0059 | 1.0054 | 1.0054 | 1.0054 | 1.0052 | 1.0047 | 1.0033 | 1.0024 | 1.0034 | 1.0053 | 1.0067 | 1.0066 | 1.0056 | 1.0051 | 1.0048 | 1.0048 | 1.0047 | 1.0045 | 1.0052 | 1.0059 | 1.0055 | 1.0057 | 1.006 | 1.0052
DSO | 1 | 34 | 9 | 10 | 2025 | Winter | Ratio | 0 | 2 | 0.91377 | 0.90568 | 0.90195 | 0.90384 | 0.90487 | 0.9106 | 0.91984 | 0.9233 | 0.92661 | 0.93181 | 0.9309 | 0.9353 | 0.93366 | 0.92996 | 0.92501 | 0.92518 | 0.92803 | 0.93719 | 0.94586 | 0.93788 | 0.93573 | 0.93037 | 0.9265 | 0.91918
DSO | 1 | 36 | 13 | 14 | 2025 | Winter | Ratio | 0 | 2 | 1.0993 | 1.0973 | 1.097 | 1.096 | 1.0958 | 1.0964 | 1.1046 | 1.1062 | 1.1077 | 1.1099 | 1.1108 | 1.1118 | 1.11 | 1.1086 | 1.1055 | 1.1047 | 1.1042 | 1.1048 | 1.0963 | 1.1031 | 1.1037 | 1.1024 | 1.101 | 1.0987
DSO | 1 | 39 | 16 | 17 | 2025 | Winter | Ratio | 0 | 2 | 1.006 | 1.0101 | 1.014 | 1.0127 | 1.0115 | 1.0075 | 1 | 0.99898 | 0.99845 | 0.99873 | 0.99829 | 0.99697 | 0.99778 | 0.99823 | 0.99952 | 0.99975 | 0.99955 | 0.99869 | 0.99388 | 0.99581 | 0.99448 | 0.99685 | 0.9985 | 1.0026
DSO | 1 | 40 | 19 | 20 | 2025 | Winter | Ratio | 0 | 2 | 1.0774 | 1.0803 | 1.0808 | 1.0813 | 1.082 | 1.0805 | 1.0772 | 1.0763 | 1.0747 | 1.0737 | 1.073 | 1.0724 | 1.0725 | 1.074 | 1.075 | 1.0756 | 1.0751 | 1.0699 | 1.0705 | 1.0722 | 1.0733 | 1.075 | 1.0762 | 1.0782
DSO | 1 | 42 | 21 | 22 | 2025 | Winter | Ratio | 0 | 2 | 1.0353 | 1.032 | 1.0329 | 1.0323 | 1.0316 | 1.0314 | 1.0356 | 1.0373 | 1.038 | 1.0412 | 1.0414 | 1.0426 | 1.0403 | 1.0397 | 1.0362 | 1.0366 | 1.0357 | 1.0334 | 1.0242 | 1.0317 | 1.0313 | 1.0321 | 1.032 | 1.0329
DSO | 1 | 44 | 23 | 24 | 2025 | Winter | Ratio | 0 | 2 | 1.0009 | 1.0054 | 1.0087 | 1.0072 | 1.0063 | 1.0022 | 1.0008 | 1.0032 | 1.0051 | 1.0095 | 1.0091 | 1.0084 | 1.0063 | 1.0064 | 1.0031 | 1.0029 | 1.0023 | 0.99892 | 0.98926 | 0.99682 | 0.99657 | 0.99639 | 0.99634 | 0.99926
DSO | 1 | 46 | 25 | 26 | 2025 | Winter | Ratio | 0 | 2 | 0.99813 | 1.0026 | 1.0061 | 1.005 | 1.0042 | 0.99963 | 0.99519 | 0.99499 | 0.99474 | 0.99657 | 0.99672 | 0.99699 | 0.99447 | 0.99517 | 0.99462 | 0.99485 | 0.99372 | 0.98728 | 0.97915 | 0.9868 | 0.98779 | 0.99051 | 0.9917 | 0.99504
DSO | 1 | 49 | 27 | 28 | 2025 | Winter | Ratio | 0 | 2 | 1.0045 | 1.01 | 1.0138 | 1.0125 | 1.0116 | 1.0064 | 0.99842 | 0.99705 | 0.99557 | 0.99519 | 0.99396 | 0.99254 | 0.99282 | 0.99473 | 0.99591 | 0.9966 | 0.99559 | 0.98759 | 0.97996 | 0.9878 | 0.98889 | 0.99305 | 0.99565 | 1.0009
DSO | 1 | 50 | 29 | 30 | 2025 | Winter | Ratio | 0 | 2 | 1.0359 | 1.0393 | 1.0422 | 1.0412 | 1.0408 | 1.0382 | 1.0326 | 1.032 | 1.0318 | 1.0316 | 1.0311 | 1.0303 | 1.0305 | 1.0311 | 1.0321 | 1.0322 | 1.0317 | 1.0268 | 1.0202 | 1.0267 | 1.0272 | 1.03 | 1.031 | 1.0337
DSO | 1 | 34 | 9 | 10 | 2025 | Winter | Ratio | Expected | - | 0.94087 | 0.94398 | 0.94654 | 0.94743 | 0.94786 | 0.95041 | 0.93517 | 0.93342 | 0.93013 | 0.91924 | 0.90853 | 0.91149 | 0.91021 | 0.90754 | 0.90362 | 0.90379 | 0.90623 | 0.91096 | 0.91293 | 0.9104 | 0.909 | 0.90658 | 0.90776 | 0.93737
DSO | 1 | 36 | 13 | 14 | 2025 | Winter | Ratio | Expected | - | 0.98766 | 0.98814 | 0.99326 | 0.99561 | 0.99691 | 0.99673 | 1.0006 | 1.0059 | 1.0116 | 1.0283 | 1.0304 | 1.0383 | 1.0375 | 1.0263 | 1.027 | 1.0267 | 1.0254 | 1.0281 | 1.0257 | 1.0287 | 1.0287 | 1.0283 | 1.0224 | 0.99251
DSO | 1 | 39 | 16 | 17 | 2025 | Winter | Ratio | Expected | - | 0.97311 | 0.96886 | 0.96729 | 0.96664 | 0.96611 | 0.96555 | 0.977 | 0.97992 | 0.98462 | 0.99723 | 1.0102 | 1.01 | 1.0091 | 1.0083 | 1.0086 | 1.0089 | 1.0097 | 1.0072 | 1.0081 | 1.0094 | 1.0084 | 1.0097 | 1.0048 | 0.97782
DSO | 1 | 40 | 19 | 20 | 2025 | Winter | Ratio | Expected | - | 0.99613 | 0.99259 | 0.99125 | 0.99168 | 0.99221 | 0.99214 | 1.0028 | 1.0057 | 1.0077 | 1.0218 | 1.0347 | 1.0343 | 1.0342 | 1.0343 | 1.0341 | 1.0337 | 1.0339 | 1.0342 | 1.034 | 1.0345 | 1.0342 | 1.034 | 1.0233 | 0.99869
DSO | 1 | 42 | 21 | 22 | 2025 | Winter | Ratio | Expected | - | 0.98185 | 0.97555 | 0.97396 | 0.97345 | 0.97303 | 0.97082 | 0.98245 | 0.98034 | 0.98356 | 0.99922 | 1.0199 | 1.0197 | 1.0191 | 1.0184 | 1.0058 | 1.0084 | 1.0188 | 1.0157 | 1.0129 | 1.0178 | 1.017 | 1.0198 | 1.0163 | 0.98665
DSO | 1 | 44 | 23 | 24 | 2025 | Winter | Ratio | Expected | - | 0.97416 | 0.97114 | 0.97002 | 0.96961 | 0.96934 | 0.96735 | 0.97866 | 0.98284 | 0.98884 | 1.0027 | 1.0102 | 1.0094 | 1.0092 | 1.0081 | 1.0092 | 1.0085 | 1.0075 | 1.006 | 1.003 | 1.006 | 1.0061 | 1.0072 | 1.0042 | 0.97811
DSO | 1 | 46 | 25 | 26 | 2025 | Winter | Ratio | Expected | - | 0.97097 | 0.96811 | 0.96709 | 0.96623 | 0.96606 | 0.9631 | 0.97462 | 0.97696 | 0.9824 | 0.99307 | 1.0015 | 0.99987 | 1.0012 | 1.0019 | 1.0049 | 1.0042 | 1.0034 | 0.99946 | 0.99751 | 1.0004 | 1.0019 | 1.0025 | 1.0005 | 0.975
DSO | 1 | 49 | 27 | 28 | 2025 | Winter | Ratio | Expected | - | 0.97763 | 0.9747 | 0.97358 | 0.97321 | 0.97305 | 0.97099 | 0.98075 | 0.98338 | 0.98595 | 0.9993 | 1.0071 | 1.0066 | 1.0071 | 1.0083 | 1.0088 | 1.0102 | 1.0095 | 1.0048 | 1.0032 | 1.0062 | 1.0068 | 1.0094 | 1.0069 | 0.98113
DSO | 1 | 50 | 29 | 30 | 2025 | Winter | Ratio | Expected | - | 0.98282 | 0.97983 | 0.97901 | 0.97906 | 0.97918 | 0.97795 | 0.98858 | 0.9915 | 0.99782 | 0.99849 | 1.0089 | 1.0088 | 1.0078 | 1.0079 | 1.0169 | 1.0172 | 1.0075 | 1.0043 | 1.0029 | 1.0055 | 1.0054 | 1.0065 | 1.0063 | 0.98382
DSO | 19 | 52 | 31 | 32 | 2025 | Winter | Ratio | 0 | 0 | 0.95038 | 0.95214 | 0.95337 | 0.95407 | 0.9539 | 0.95377 | 0.95364 | 0.95528 | 0.95088 | 0.94981 | 0.94981 | 0.95526 | 0.95597 | 0.95647 | 0.95321 | 0.95281 | 0.95236 | 0.95353 | 0.95289 | 0.9511 | 0.95274 | 0.95307 | 0.95259 | 0.95372
DSO | 19 | 53 | 31 | 33 | 2025 | Winter | Ratio | 0 | 0 | 0.98243 | 0.97167 | 0.97092 | 0.97113 | 0.9677 | 0.96603 | 1.0157 | 1.0185 | 1.0183 | 0.99073 | 1.021 | 1.0197 | 1.023 | 1.0214 | 1.0189 | 1.0177 | 0.98972 | 1.0183 | 1.0098 | 1.0034 | 0.99124 | 0.98925 | 0.98999 | 0.97673
DSO | 19 | 55 | 35 | 36 | 2025 | Winter | Ratio | 0 | 0 | 0.99156 | 0.99222 | 0.99394 | 0.99456 | 0.99326 | 0.99142 | 0.96801 | 0.96734 | 0.97676 | 0.98548 | 0.98598 | 0.96957 | 0.97001 | 0.96988 | 0.97973 | 0.97723 | 0.97999 | 0.9755 | 0.97903 | 0.98449 | 0.98737 | 0.99202 | 0.99623 | 0.99041
DSO | 19 | 56 | 37 | 38 | 2025 | Winter | Ratio | 0 | 0 | 1.0169 | 1.0075 | 1.0049 | 1.004 | 1.0026 | 1.003 | 1.0422 | 1.043 | 1.0463 | 1.0281 | 1.0472 | 1.0467 | 1.046 | 1.0437 | 1.0434 | 1.0433 | 1.025 | 1.0453 | 1.0384 | 1.0305 | 1.0232 | 1.02 | 1.0197 | 1.0102
DSO | 19 | 58 | 39 | 40 | 2025 | Winter | Ratio | 0 | 0 | 0.99603 | 0.99201 | 0.98947 | 0.98849 | 0.98878 | 0.98986 | 0.98523 | 0.98283 | 1.0036 | 1.0025 | 1.0124 | 0.98717 | 0.9835 | 0.98143 | 0.99159 | 0.99208 | 0.99643 | 0.99364 | 0.99473 | 0.99981 | 0.9958 | 0.99501 | 0.99405 | 0.98853
DSO | 19 | 52 | 31 | 32 | 2025 | Winter | Ratio | 0 | 1 | 0.94497 | 0.94729 | 0.95003 | 0.95185 | 0.9524 | 0.95324 | 0.9499 | 0.95242 | 0.94385 | 0.94135 | 0.93728 | 0.95514 | 0.95381 | 0.95304 | 0.94379 | 0.94234 | 0.94387 | 0.94599 | 0.94663 | 0.94377 | 0.94409 | 0.94308 | 0.94444 | 0.95167
DSO | 19 | 53 | 31 | 33 | 2025 | Winter | Ratio | 0 | 1 | 1.0766 | 1.0688 | 1.067 | 1.0667 | 1.065 | 1.0647 | 1.081 | 1.0821 | 1.0961 | 1.0852 | 1.1049 | 1.0867 | 1.0861 | 1.0834 | 1.0895 | 1.0888 | 1.0798 | 1.09 | 1.0869 | 1.0875 | 1.0811 | 1.0805 | 1.0798 | 1.0683
DSO | 19 | 55 | 35 | 36 | 2025 | Winter | Ratio | 0 | 1 | 0.96786 | 0.95016 | 0.94194 | 0.94127 | 0.93621 | 0.9343 | 1.0028 | 1.0024 | 0.99913 | 0.95638 | 1.0179 | 1.0016 | 1.0042 | 1.0036 | 1.0121 | 1.0131 | 0.9582 | 1.0127 | 1.0104 | 0.99626 | 0.9692 | 0.96579 | 0.97624 | 0.96734
DSO | 19 | 56 | 37 | 38 | 2025 | Winter | Ratio | 0 | 1 | 1.0305 | 1.0247 | 1.0243 | 1.0239 | 1.0224 | 1.0229 | 1.0425 | 1.0417 | 1.0512 | 1.0358 | 1.0593 | 1.0483 | 1.0451 | 1.042 | 1.0434 | 1.0425 | 1.0317 | 1.0443 | 1.04 | 1.0397 | 1.0321 | 1.031 | 1.0318 | 1.0243
DSO | 19 | 58 | 39 | 40 | 2025 | Winter | Ratio | 0 | 1 | 0.92316 | 0.92075 | 0.92077 | 0.92057 | 0.91995 | 0.9201 | 0.9318 | 0.93151 | 0.93475 | 0.92499 | 0.93699 | 0.93338 | 0.93248 | 0.93135 | 0.9306 | 0.93042 | 0.92333 | 0.93115 | 0.9288 | 0.9282 | 0.92369 | 0.92306 | 0.92387 | 0.92092
DSO | 19 | 52 | 31 | 32 | 2025 | Winter | Ratio | 0 | 2 | 0.92986 | 0.92829 | 0.92411 | 0.92151 | 0.92168 | 0.92137 | 0.93325 | 0.93294 | 0.94927 | 0.93699 | 0.96122 | 0.93607 | 0.93602 | 0.93504 | 0.94193 | 0.94067 | 0.93243 | 0.93983 | 0.9356 | 0.93675 | 0.93423 | 0.93388 | 0.93254 | 0.92419
DSO | 19 | 53 | 31 | 33 | 2025 | Winter | Ratio | 0 | 2 | 0.90912 | 0.8888 | 0.88476 | 0.88359 | 0.87921 | 0.87791 | 0.92743 | 0.92727 | 0.95866 | 0.92633 | 0.97469 | 0.93568 | 0.93478 | 0.93011 | 0.94549 | 0.94356 | 0.91462 | 0.94554 | 0.93712 | 0.93787 | 0.91778 | 0.91564 | 0.91626 | 0.88991
DSO | 19 | 55 | 35 | 36 | 2025 | Winter | Ratio | 0 | 2 | 1.0701 | 1.0848 | 1.0875 | 1.0887 | 1.0863 | 1.0824 | 1.0547 | 1.0558 | 1.0345 | 1.0485 | 1.0335 | 1.0543 | 1.0572 | 1.0586 | 1.0562 | 1.0505 | 1.0596 | 1.0447 | 1.0469 | 1.0513 | 1.0671 | 1.075 | 1.0939 | 1.0784
DSO | 19 | 56 | 37 | 38 | 2025 | Winter | Ratio | 0 | 2 | 1.0095 | 0.99944 | 0.9977 | 0.99755 | 0.99566 | 0.99557 | 1.004 | 1.0029 | 1.0223 | 1.0204 | 1.0307 | 1.0063 | 1.0056 | 1.0046 | 1.0174 | 1.0177 | 1.0138 | 1.0178 | 1.0162 | 1.0178 | 1.0139 | 1.0136 | 1.012 | 0.99852
DSO | 19 | 58 | 39 | 40 | 2025 | Winter | Ratio | 0 | 2 | 1.0639 | 1.0633 | 1.0632 | 1.0632 | 1.063 | 1.0626 | 1.064 | 1.0634 | 1.0626 | 1.0609 | 1.0624 | 1.0625 | 1.0625 | 1.0628 | 1.0636 | 1.0637 | 1.0618 | 1.0632 | 1.0629 | 1.0629 | 1.0627 | 1.0633 | 1.0637 | 1.0635
DSO | 19 | 52 | 31 | 32 | 2025 | Winter | Ratio | Expected | - | 0.94174 | 0.94257 | 0.9425 | 0.94248 | 0.94266 | 0.94279 | 0.9456 | 0.94688 | 0.948 | 0.94272 | 0.94943 | 0.94882 | 0.9486 | 0.94818 | 0.94631 | 0.94527 | 0.94289 | 0.94645 | 0.94504 | 0.94388 | 0.94369 | 0.94334 | 0.94319 | 0.94319
DSO | 19 | 53 | 31 | 33 | 2025 | Winter | Ratio | Expected | - | 0.98938 | 0.97643 | 0.97423 | 0.97381 | 0.97064 | 0.96954 | 1.008 | 1.0093 | 1.0244 | 1.0008 | 1.0335 | 1.014 | 1.0146 | 1.0117 | 1.018 | 1.0167 | 0.99473 | 1.0179 | 1.0113 | 1.0096 | 0.9967 | 0.99513 | 0.99536 | 0.97831
DSO | 19 | 55 | 35 | 36 | 2025 | Winter | Ratio | Expected | - | 1.0098 | 1.0091 | 1.0078 | 1.0082 | 1.0052 | 1.0027 | 1.0085 | 1.0085 | 1.0035 | 0.99677 | 1.0125 | 1.0085 | 1.0104 | 1.0107 | 1.016 | 1.0136 | 0.99925 | 1.011 | 1.0121 | 1.0107 | 1.0079 | 1.0109 | 1.0221 | 1.012
DSO | 19 | 56 | 37 | 38 | 2025 | Winter | Ratio | Expected | - | 1.019 | 1.0105 | 1.009 | 1.0085 | 1.0069 | 1.0072 | 1.0296 | 1.0292 | 1.0399 | 1.0281 | 1.0457 | 1.0337 | 1.0322 | 1.0301 | 1.0347 | 1.0345 | 1.0235 | 1.0358 | 1.0315 | 1.0293 | 1.0231 | 1.0216 | 1.0212 | 1.011
DSO | 19 | 58 | 39 | 40 | 2025 | Winter | Ratio | Expected | - | 0.99438 | 0.99203 | 0.99116 | 0.99075 | 0.99057 | 0.99087 | 0.99369 | 0.99257 | 1.0003 | 0.99613 | 1.0039 | 0.99437 | 0.99283 | 0.99186 | 0.99528 | 0.99541 | 0.99386 | 0.99598 | 0.99548 | 0.99696 | 0.99408 | 0.99379 | 0.99389 | 0.991

## Branch Loading
Operator | ADN Node ID | Branch ID | From Node ID | To Node ID | Year | Day | Quantity | Market Scenario | Operation Scenario | 0 | 1 | 2 | 3 | 4 | 5 | 6 | 7 | 8 | 9 | 10 | 11 | 12 | 13 | 14 | 15 | 16 | 17 | 18 | 19 | 20 | 21 | 22 | 23
TSO | - | 1 | 1 | 5 | 2025 | Winter | Flow_ij, [%] | 0 | 0 | 1.86% | 2.206% | 2.162% | 2.133% | 2.273% | 3.439% | 2.055% | 1.529% | 0.8634% | 1.245% | 1.034% | 1.791% | 1.369% | 1.776% | 1.455% | 1.441% | 1.683% | 1.114% | 1.195% | 1.217% | 1.47% | 1.663% | 1.861% | 2.126%
TSO | - | 2 | 1 | 19 | 2025 | Winter | Flow_ij, [%] | 0 | 0 | 4.461% | 4.093% | 3.848% | 3.712% | 3.701% | 3.791% | 8.942% | 9.242% | 9.078% | 5.533% | 8.978% | 9.838% | 10.17% | 10.09% | 8.504% | 7.84% | 5.313% | 9.485% | 8.502% | 7.937% | 6.058% | 5.618% | 5.644% | 5.063%
TSO | - | 3 | 1 | 29 | 2025 | Winter | Flow_ij, [%] | 0 | 0 | 7.04% | 6.763% | 6.498% | 6.403% | 6.476% | 8.149% | 8.238% | 10.1% | 9.84% | 9.699% | 9.347% | 8.832% | 10.09% | 9.118% | 8.951% | 9.093% | 9.162% | 9.962% | 10.3% | 10.45% | 10.09% | 9.783% | 9.36% | 7.801%
TSO | - | 4 | 1 | 36 | 2025 | Winter | Flow_ij, [%] | 0 | 0 | 14.2% | 13.08% | 12.67% | 12.49% | 12.24% | 15.39% | 14.7% | 17.62% | 17.09% | 16.15% | 16.37% | 15.31% | 17.44% | 16.39% | 16.44% | 16.6% | 16.18% | 17.1% | 17.92% | 17.39% | 17% | 16.63% | 16.38% | 14.54%
TSO | - | 5 | 1 | 55 | 2025 | Winter | Flow_ij, [%] | 0 | 0 | 2.907% | 3.515% | 3.636% | 3.553% | 3.726% | 3.609% | 5.26% | 3.624% | 2.828% | 2.708% | 3.037% | 4.809% | 3.289% | 4.159% | 3.162% | 2.844% | 3.087% | 3.443% | 3.004% | 2.824% | 2.933% | 2.818% | 3.122% | 3.692%
TSO | - | 6 | 3 | 9 | 2025 | Winter | Flow_ij, [%] | 0 | 0 | 3.627% | 2.743% | 1.73% | 1.864% | 1.773% | 3.507% | 10.72% | 16.65% | 18.2% | 16.55% | 13.78% | 15.37% | 16.16% | 13.37% | 12.37% | 11.37% | 11.36% | 15.84% | 15.19% | 14.3% | 13.16% | 9.18% | 7.449% | 4.845%
TSO | - | 7 | 3 | 34 | 2025 | Winter | Flow_ij, [%] | 0 | 0 | 0.1504% | 0.2654% | 0.3833% | 0.4338% | 0.397% | 0.03853% | 0.07314% | 0.8096% | 0.6666% | 0.3967% | 0.2535% | 0.1892% | 0.4239% | 0.2181% | 0.1712% | 0.2039% | 0.2524% | 0.6684% | 0.6442% | 0.477% | 0.3531% | 0.1159% | 0.06015% | 0.06475%
TSO | - | 8 | 4 | 15 | 2025 | Winter | Flow_ij, [%] | 0 | 0 | 8.414% | 6.622% | 5.925% | 5.45% | 5.488% | 6.589% | 10.57% | 13.17% | 15.49% | 17.16% | 16.36% | 16.33% | 16.01% | 15.81% | 14.61% | 13% | 13.34% | 18.16% | 18.6% | 17.97% | 16.94% | 15.38% | 13.46% | 10.77%
TSO | - | 10 | 4 | 103 | 2025 | Winter | Flow_ij, [%] | 0 | 0 | 0.1826% | 0.285% | 0.2512% | 0.244% | 0.2743% | 0.2357% | 0.0933% | 0.6448% | 1.074% | 1.229% | 0.9489% | 0.9747% | 0.7955% | 0.7354% | 0.5714% | 0.2288% | 0.1863% | 0.4186% | 0.4853% | 0.3506% | 0.2385% | 0.2436% | 0.05002% | 0.01281%
TSO | - | 12 | 5 | 42 | 2025 | Winter | Flow_ij, [%] | 0 | 0 | 2.298% | 2.915% | 3.181% | 3.125% | 3.279% | 3.148% | 4.542% | 3.271% | 2.157% | 1.821% | 1.86% | 3.024% | 2.086% | 2.711% | 2.157% | 1.936% | 2.247% | 2.042% | 1.831% | 1.77% | 2.008% | 2.046% | 2.366% | 2.916%
TSO | - | 13 | 5 | 68 | 2025 | Winter | Flow_ij, [%] | 0 | 0 | 0.332% | 0.3106% | 0.2775% | 0.329% | 0.2982% | 0.2959% | 0.3676% | 0.3601% | 0.3327% | 0.3959% | 0.3971% | 0.3862% | 0.3871% | 0.3932% | 0.3797% | 0.3151% | 0.3365% | 0.3681% | 0.2939% | 0.3551% | 0.3179% | 0.276% | 0.3131% | 0.3256%
TSO | - | 14 | 7 | 9 | 2025 | Winter | Flow_ij, [%] | 0 | 0 | 38.98% | 37.28% | 33.73% | 35.88% | 36.38% | 36.38% | 36.78% | 34.46% | 29.68% | 34.26% | 33.89% | 33.83% | 34.24% | 35.32% | 35.58% | 35.93% | 36.37% | 34.97% | 33.37% | 30.93% | 32.01% | 30.09% | 38.55% | 39.36%
TSO | - | 16 | 8 | 14 | 2025 | Winter | Flow_ij, [%] | 0 | 0 | 0.0188% | 0.01968% | 0.01856% | 0.01745% | 0.01616% | 0.01705% | 0.02341% | 0.02041% | 0.02268% | 0.02269% | 0.02785% | 0.03392% | 0.0293% | 0.02972% | 0.02654% | 0.02488% | 0.02666% | 0.03029% | 0.0306% | 0.0291% | 0.03065% | 0.0287% | 0.02795% | 0.02362%
TSO | - | 17 | 9 | 10 | 2025 | Winter | Flow_ij, [%] | 0 | 0 | 8.966% | 10.47% | 10.83% | 10.24% | 10.95% | 10.71% | 6.722% | 4.669% | 4.041% | 6.273% | 4.252% | 5.061% | 5.665% | 5.664% | 6.403% | 7.782% | 9.595% | 5.501% | 6.918% | 7.222% | 8.788% | 9.202% | 9.604% | 9.917%
TSO | - | 18 | 9 | 16 | 2025 | Winter | Flow_ij, [%] | 0 | 0 | 7.243% | 6.243% | 4.982% | 4.969% | 5.043% | 8.189% | 18.61% | 26.84% | 28.25% | 25.01% | 22.53% | 23.43% | 23.25% | 21.54% | 19.44% | 18.83% | 19.2% | 25.11% | 23.48% | 22.04% | 20.8% | 14.91% | 12.86% | 8.968%
TSO | - | 19 | 10 | 15 | 2025 | Winter | Flow_ij, [%] | 0 | 0 | 13.06% | 15.23% | 15.65% | 16.22% | 16.35% | 15.77% | 15.06% | 9.417% | 7.821% | 10.52% | 10.8% | 15.84% | 11.82% | 14.99% | 13.03% | 12.35% | 15.06% | 11.9% | 9.933% | 9.661% | 11.65% | 12.76% | 13.56% | 15.47%
TSO | - | 20 | 11 | 13 | 2025 | Winter | Flow_ij, [%] | 0 | 0 | 0.6376% | 0.6228% | 0.5968% | 0.5898% | 0.518% | 0.5126% | 0.4639% | 0.6399% | 0.6825% | 0.6351% | 0.7272% | 0.7144% | 0.7972% | 0.7388% | 0.7043% | 0.7991% | 0.9295% | 1.034% | 1.071% | 1.095% | 1.285% | 1.179% | 1.085% | 0.8582%
TSO | - | 21 | 12 | 72 | 2025 | Winter | Flow_ij, [%] | 0 | 0 | 0.8413% | 0.8794% | 0.8329% | 0.8051% | 0.6626% | 0.6428% | 0.5537% | 0.7513% | 0.8225% | 0.753% | 0.9665% | 1.029% | 1.115% | 1.024% | 0.9491% | 1.101% | 1.358% | 1.449% | 1.541% | 1.557% | 1.914% | 1.764% | 1.645% | 1.243%
TSO | - | 23 | 15 | 18 | 2025 | Winter | Flow_ij, [%] | 0 | 0 | 2.539% | 2.001% | 1.818% | 1.636% | 1.629% | 2.012% | 3.338% | 4.437% | 5.33% | 5.908% | 5.637% | 5.617% | 5.467% | 5.367% | 4.919% | 4.243% | 4.326% | 5.953% | 6.116% | 5.841% | 5.446% | 4.886% | 4.105% | 3.214%
TSO | - | 24 | 15 | 26 | 2025 | Winter | Flow_ij, [%] | 0 | 0 | 5.973% | 5.214% | 4.721% | 4.494% | 4.493% | 5.216% | 10% | 10.29% | 11.26% | 11.3% | 11.69% | 13.21% | 11.49% | 12.17% | 10.48% | 9.338% | 8.834% | 12.2% | 11.8% | 11.29% | 10.85% | 9.463% | 8.863% | 7.808%
TSO | - | 25 | 16 | 17 | 2025 | Winter | Flow_ij, [%] | 0 | 0 | 0.001481% | 0.01761% | 0.1123% | 0.1057% | 0.1203% | 0.007499% | 0.2733% | 1.138% | 1.154% | 1.007% | 0.5522% | 0.6521% | 1.004% | 0.5223% | 0.5374% | 0.5132% | 0.5999% | 1.192% | 1.152% | 1.078% | 0.9117% | 0.4645% | 0.2627% | 0.04535%
TSO | - | 26 | 17 | 34 | 2025 | Winter | Flow_ij, [%] | 0 | 0 | 0.4281% | 0.6348% | 0.8575% | 0.8689% | 0.9131% | 0.4568% | 0.09637% | 0.05922% | 0.06352% | 0.02407% | 0.002087% | 0.007174% | 0.07122% | 0.00764% | 0.01766% | 0.03077% | 0.07423% | 0.04298% | 0.06504% | 0.03905% | 0.05225% | 0.07556% | 0.1162% | 0.3636%
TSO | - | 27 | 18 | 103 | 2025 | Winter | Flow_ij, [%] | 0 | 0 | 2.264% | 1.738% | 1.569% | 1.402% | 1.394% | 1.777% | 2.995% | 4.094% | 4.969% | 5.471% | 5.085% | 5.113% | 4.902% | 4.799% | 4.395% | 3.744% | 3.794% | 5.323% | 5.492% | 5.227% | 4.839% | 4.499% | 3.761% | 2.936%
TSO | - | 28 | 26 | 55 | 2025 | Winter | Flow_ij, [%] | 0 | 0 | 3.764% | 4.353% | 4.412% | 4.321% | 4.494% | 4.485% | 7.22% | 5.666% | 4.768% | 4.591% | 5.098% | 7.34% | 5.383% | 6.527% | 5.062% | 4.517% | 4.649% | 5.63% | 4.964% | 4.688% | 4.716% | 4.351% | 4.483% | 4.98%
TSO | - | 29 | 26 | 103 | 2025 | Winter | Flow_ij, [%] | 0 | 0 | 1.208% | 1.238% | 1.174% | 1.187% | 1.233% | 1.268% | 2.575% | 1.934% | 1.766% | 1.652% | 1.855% | 2.543% | 1.936% | 2.334% | 1.851% | 1.737% | 1.582% | 1.954% | 1.786% | 1.711% | 1.802% | 1.553% | 1.646% | 1.768%
TSO | - | 30 | 29 | 34 | 2025 | Winter | Flow_ij, [%] | 0 | 0 | 17.02% | 15.79% | 15% | 14.78% | 14.79% | 17.96% | 20.48% | 25.22% | 24.4% | 23.01% | 22.38% | 22.15% | 24.51% | 22.81% | 22.92% | 22.88% | 23.11% | 24.44% | 25.27% | 23.8% | 23.24% | 21.58% | 20.68% | 17.67%
TSO | - | 31 | 34 | 35 | 2025 | Winter | Flow_ij, [%] | 0 | 0 | 7.316% | 7.146% | 6.725% | 6.632% | 6.772% | 8.138% | 10.43% | 12.83% | 12.75% | 12.38% | 11.04% | 11.28% | 12.15% | 10.82% | 10.43% | 10.55% | 11.11% | 12.73% | 12.47% | 12.31% | 12.08% | 10.84% | 10.11% | 8.26%
TSO | - | 32 | 35 | 36 | 2025 | Winter | Flow_ij, [%] | 0 | 0 | 2.754% | 2.629% | 2.665% | 2.67% | 2.751% | 2.954% | 3.317% | 3.448% | 3.4% | 3.735% | 3.524% | 3.681% | 3.812% | 3.713% | 3.606% | 3.544% | 3.812% | 3.434% | 3.617% | 3.646% | 3.636% | 3.556% | 3.27% | 3.048%
TSO | - | 33 | 42 | 72 | 2025 | Winter | Flow_ij, [%] | 0 | 0 | 6.468% | 6.683% | 6.391% | 6.322% | 6.482% | 8.729% | 16.09% | 14.6% | 12.65% | 10.72% | 11.42% | 14.42% | 11.63% | 12.52% | 10.41% | 8.828% | 8.645% | 12.55% | 11.05% | 10.63% | 9.987% | 8.743% | 8.873% | 8.456%
TSO | - | 34 | 72 | 103 | 2025 | Winter | Flow_ij, [%] | 0 | 0 | 1.545% | 1.97% | 2.045% | 2.121% | 2.154% | 2.003% | 0.9057% | 0.3643% | 0.2257% | 0.391% | 0.3387% | 0.4845% | 0.4113% | 0.4958% | 0.5886% | 0.6876% | 0.9366% | 0.2498% | 0.2471% | 0.2572% | 0.385% | 0.5866% | 0.9116% | 1.218%
TSO | - | 36 | 1 | 2 | 2025 | Winter | Flow_ij, [%] | 0 | 0 | 11.78% | 10.63% | 9.45% | 9.193% | 8.928% | 10.08% | 14.26% | 17.32% | 20.51% | 21.31% | 19.82% | 20.15% | 20.44% | 20.53% | 18.37% | 17.32% | 18.02% | 23.24% | 22.17% | 20.92% | 20.59% | 17.69% | 15.91% | 13.95%
TSO | - | 38 | 8 | 72 | 2025 | Winter | Flow_ij, [%] | 0 | 0 | 11.95% | 9.47% | 8.783% | 8.756% | 8.917% | 10.34% | 18.47% | 22.95% | 25.62% | 27.07% | 24.21% | 23.66% | 22.31% | 23.58% | 20.88% | 18.49% | 18.02% | 28.28% | 25.43% | 25.35% | 23.66% | 20.47% | 17.57% | 15.67%
TSO | - | 41 | 11 | 12 | 2025 | Winter | Flow_ij, [%] | 0 | 0 | 61.09% | 49.54% | 43.52% | 41.2% | 38.02% | 45.61% | 85.13% | 102% | 119.1% | 119.2% | 129.5% | 136.6% | 126.7% | 127.7% | 112.4% | 102.8% | 104.3% | 154.4% | 146.8% | 144.2% | 142.9% | 123.2% | 108.1% | 85.11%
TSO | - | 44 | 13 | 14 | 2025 | Winter | Flow_ij, [%] | 0 | 0 | 2.625% | 2.805% | 2.575% | 2.345% | 2.074% | 2.262% | 3.564% | 2.955% | 3.417% | 3.418% | 4.452% | 5.65% | 4.74% | 4.824% | 4.193% | 3.86% | 4.216% | 4.935% | 4.996% | 4.701% | 5.007% | 4.622% | 4.473% | 3.608%
TSO | - | 45 | 13 | 15 | 2025 | Winter | Flow_ij, [%] | 0 | 0 | 31.38% | 26.75% | 24.3% | 23.02% | 22.65% | 25.56% | 48.04% | 49.38% | 58.56% | 62.01% | 64.53% | 70.74% | 60.75% | 64.48% | 56.13% | 48.28% | 46.82% | 69.04% | 63.37% | 60.81% | 57.15% | 50.33% | 45.47% | 39.2%
TSO | - | 47 | 19 | 20 | 2025 | Winter | Flow_ij, [%] | 0 | 0 | 0.917% | 0.9238% | 0.902% | 0.8692% | 1.028% | 0.8876% | 0.9413% | 0.5702% | 0.4183% | 0.3278% | 0.4571% | 0.6133% | 0.7585% | 0.9208% | 0.8454% | 0.6532% | 0.6488% | 0.8245% | 0.8131% | 0.7573% | 0.7624% | 0.9609% | 0.9875% | 0.8543%
TSO | - | 48 | 19 | 21 | 2025 | Winter | Flow_ij, [%] | 0 | 0 | 2.767% | 2.48% | 2.17% | 2.106% | 1.983% | 2.289% | 4.883% | 6.107% | 6.92% | 7.059% | 6.349% | 6.972% | 7.157% | 7.201% | 5.786% | 5.09% | 5.435% | 7.69% | 6.743% | 6.454% | 6.278% | 5.34% | 4.45% | 3.648%
TSO | - | 50 | 29 | 30 | 2025 | Winter | Flow_ij, [%] | 0 | 0 | 6.418% | 5.832% | 5.686% | 5.623% | 5.517% | 5.95% | 9.817% | 10.83% | 11.68% | 10.97% | 10.84% | 12.08% | 11.97% | 12.38% | 11.36% | 10.92% | 10.5% | 11.57% | 10.67% | 9.812% | 10.15% | 8.747% | 7.534% | 7.142%
TSO | - | 1 | 1 | 5 | 2025 | Winter | Flow_ij, [%] | 0 | 1 | 1.86% | 2.206% | 2.162% | 2.133% | 2.273% | 3.439% | 2.055% | 1.529% | 0.8634% | 1.245% | 1.034% | 1.791% | 1.369% | 1.776% | 1.455% | 1.441% | 1.683% | 1.114% | 1.195% | 1.217% | 1.47% | 1.663% | 1.861% | 2.126%
TSO | - | 2 | 1 | 19 | 2025 | Winter | Flow_ij, [%] | 0 | 1 | 4.461% | 4.093% | 3.848% | 3.712% | 3.701% | 3.791% | 8.942% | 9.242% | 9.078% | 5.533% | 8.978% | 9.838% | 10.17% | 10.09% | 8.504% | 7.84% | 5.313% | 9.485% | 8.502% | 7.937% | 6.058% | 5.618% | 5.644% | 5.063%
TSO | - | 3 | 1 | 29 | 2025 | Winter | Flow_ij, [%] | 0 | 1 | 7.04% | 6.763% | 6.498% | 6.403% | 6.476% | 8.149% | 8.238% | 10.1% | 9.84% | 9.699% | 9.347% | 8.832% | 10.09% | 9.118% | 8.951% | 9.093% | 9.162% | 9.962% | 10.3% | 10.45% | 10.09% | 9.783% | 9.36% | 7.801%
TSO | - | 4 | 1 | 36 | 2025 | Winter | Flow_ij, [%] | 0 | 1 | 14.2% | 13.08% | 12.67% | 12.49% | 12.24% | 15.39% | 14.7% | 17.62% | 17.09% | 16.15% | 16.37% | 15.31% | 17.44% | 16.39% | 16.44% | 16.6% | 16.18% | 17.1% | 17.92% | 17.39% | 17% | 16.63% | 16.38% | 14.54%
TSO | - | 5 | 1 | 55 | 2025 | Winter | Flow_ij, [%] | 0 | 1 | 2.907% | 3.515% | 3.636% | 3.553% | 3.726% | 3.609% | 5.26% | 3.624% | 2.828% | 2.708% | 3.037% | 4.809% | 3.289% | 4.159% | 3.162% | 2.844% | 3.087% | 3.443% | 3.004% | 2.824% | 2.933% | 2.818% | 3.122% | 3.692%
TSO | - | 6 | 3 | 9 | 2025 | Winter | Flow_ij, [%] | 0 | 1 | 3.627% | 2.743% | 1.73% | 1.864% | 1.773% | 3.507% | 10.72% | 16.65% | 18.2% | 16.55% | 13.78% | 15.37% | 16.16% | 13.37% | 12.37% | 11.37% | 11.36% | 15.84% | 15.19% | 14.3% | 13.16% | 9.18% | 7.449% | 4.845%
TSO | - | 7 | 3 | 34 | 2025 | Winter | Flow_ij, [%] | 0 | 1 | 0.1504% | 0.2654% | 0.3833% | 0.4338% | 0.397% | 0.03853% | 0.07314% | 0.8096% | 0.6666% | 0.3967% | 0.2534% | 0.1892% | 0.4239% | 0.2181% | 0.1712% | 0.2039% | 0.2524% | 0.6684% | 0.6442% | 0.477% | 0.3531% | 0.1159% | 0.06015% | 0.06475%
TSO | - | 8 | 4 | 15 | 2025 | Winter | Flow_ij, [%] | 0 | 1 | 8.414% | 6.622% | 5.925% | 5.45% | 5.488% | 6.589% | 10.57% | 13.17% | 15.49% | 17.16% | 16.36% | 16.33% | 16.01% | 15.81% | 14.61% | 13% | 13.34% | 18.16% | 18.6% | 17.97% | 16.94% | 15.38% | 13.46% | 10.77%
TSO | - | 10 | 4 | 103 | 2025 | Winter | Flow_ij, [%] | 0 | 1 | 0.1826% | 0.285% | 0.2512% | 0.244% | 0.2743% | 0.2357% | 0.0933% | 0.6448% | 1.074% | 1.229% | 0.9489% | 0.9747% | 0.7955% | 0.7354% | 0.5714% | 0.2288% | 0.1863% | 0.4186% | 0.4853% | 0.3506% | 0.2385% | 0.2436% | 0.05002% | 0.01281%
TSO | - | 12 | 5 | 42 | 2025 | Winter | Flow_ij, [%] | 0 | 1 | 2.298% | 2.915% | 3.181% | 3.125% | 3.279% | 3.148% | 4.542% | 3.271% | 2.157% | 1.821% | 1.86% | 3.024% | 2.086% | 2.711% | 2.157% | 1.936% | 2.247% | 2.042% | 1.831% | 1.77% | 2.008% | 2.046% | 2.366% | 2.916%
TSO | - | 13 | 5 | 68 | 2025 | Winter | Flow_ij, [%] | 0 | 1 | 0.332% | 0.3106% | 0.2775% | 0.329% | 0.2982% | 0.2959% | 0.3676% | 0.3601% | 0.3327% | 0.3959% | 0.3971% | 0.3862% | 0.3871% | 0.3932% | 0.3797% | 0.3151% | 0.3365% | 0.3681% | 0.2939% | 0.3551% | 0.3179% | 0.276% | 0.3131% | 0.3256%
TSO | - | 14 | 7 | 9 | 2025 | Winter | Flow_ij, [%] | 0 | 1 | 38.98% | 37.28% | 33.73% | 35.89% | 36.38% | 36.38% | 36.78% | 34.46% | 29.68% | 34.26% | 33.89% | 33.83% | 34.24% | 35.32% | 35.58% | 35.93% | 36.37% | 34.97% | 33.37% | 30.93% | 32.01% | 30.09% | 38.55% | 39.36%
TSO | - | 16 | 8 | 14 | 2025 | Winter | Flow_ij, [%] | 0 | 1 | 0.0188% | 0.01968% | 0.01856% | 0.01745% | 0.01616% | 0.01705% | 0.02341% | 0.02041% | 0.02268% | 0.02269% | 0.02785% | 0.03392% | 0.0293% | 0.02972% | 0.02654% | 0.02488% | 0.02666% | 0.03029% | 0.0306% | 0.0291% | 0.03065% | 0.0287% | 0.02795% | 0.02362%
TSO | - | 17 | 9 | 10 | 2025 | Winter | Flow_ij, [%] | 0 | 1 | 8.966% | 10.47% | 10.83% | 10.24% | 10.95% | 10.71% | 6.722% | 4.669% | 4.041% | 6.273% | 4.252% | 5.061% | 5.665% | 5.664% | 6.403% | 7.782% | 9.595% | 5.501% | 6.918% | 7.222% | 8.788% | 9.202% | 9.604% | 9.917%
TSO | - | 18 | 9 | 16 | 2025 | Winter | Flow_ij, [%] | 0 | 1 | 7.243% | 6.243% | 4.982% | 4.969% | 5.043% | 8.189% | 18.61% | 26.84% | 28.25% | 25.01% | 22.53% | 23.43% | 23.25% | 21.54% | 19.44% | 18.83% | 19.2% | 25.11% | 23.48% | 22.04% | 20.8% | 14.91% | 12.86% | 8.968%
TSO | - | 19 | 10 | 15 | 2025 | Winter | Flow_ij, [%] | 0 | 1 | 13.06% | 15.23% | 15.65% | 16.22% | 16.35% | 15.77% | 15.06% | 9.417% | 7.821% | 10.52% | 10.8% | 15.84% | 11.82% | 14.99% | 13.03% | 12.35% | 15.06% | 11.9% | 9.933% | 9.661% | 11.65% | 12.76% | 13.56% | 15.47%
TSO | - | 20 | 11 | 13 | 2025 | Winter | Flow_ij, [%] | 0 | 1 | 0.6376% | 0.6228% | 0.5968% | 0.5898% | 0.518% | 0.5126% | 0.4639% | 0.6399% | 0.6825% | 0.6351% | 0.7272% | 0.7144% | 0.7972% | 0.7388% | 0.7043% | 0.7991% | 0.9295% | 1.034% | 1.071% | 1.095% | 1.285% | 1.179% | 1.085% | 0.8582%
TSO | - | 21 | 12 | 72 | 2025 | Winter | Flow_ij, [%] | 0 | 1 | 0.8413% | 0.8794% | 0.8329% | 0.8051% | 0.6626% | 0.6428% | 0.5536% | 0.7513% | 0.8225% | 0.753% | 0.9665% | 1.029% | 1.115% | 1.024% | 0.9491% | 1.101% | 1.358% | 1.449% | 1.541% | 1.557% | 1.914% | 1.764% | 1.645% | 1.243%
TSO | - | 23 | 15 | 18 | 2025 | Winter | Flow_ij, [%] | 0 | 1 | 2.539% | 2.001% | 1.818% | 1.636% | 1.629% | 2.012% | 3.338% | 4.437% | 5.33% | 5.908% | 5.637% | 5.617% | 5.467% | 5.367% | 4.919% | 4.243% | 4.326% | 5.953% | 6.116% | 5.841% | 5.446% | 4.886% | 4.105% | 3.214%
TSO | - | 24 | 15 | 26 | 2025 | Winter | Flow_ij, [%] | 0 | 1 | 5.973% | 5.214% | 4.721% | 4.494% | 4.493% | 5.216% | 10% | 10.29% | 11.26% | 11.3% | 11.69% | 13.21% | 11.49% | 12.17% | 10.48% | 9.338% | 8.834% | 12.2% | 11.8% | 11.29% | 10.85% | 9.463% | 8.863% | 7.808%
TSO | - | 25 | 16 | 17 | 2025 | Winter | Flow_ij, [%] | 0 | 1 | 0.001481% | 0.01761% | 0.1123% | 0.1057% | 0.1203% | 0.007499% | 0.2733% | 1.138% | 1.154% | 1.007% | 0.5522% | 0.6521% | 1.004% | 0.5223% | 0.5374% | 0.5132% | 0.5999% | 1.192% | 1.152% | 1.078% | 0.9117% | 0.4645% | 0.2627% | 0.04536%
TSO | - | 26 | 17 | 34 | 2025 | Winter | Flow_ij, [%] | 0 | 1 | 0.4281% | 0.6348% | 0.8575% | 0.8689% | 0.9131% | 0.4568% | 0.09637% | 0.05922% | 0.06352% | 0.02407% | 0.002087% | 0.007173% | 0.07123% | 0.00764% | 0.01766% | 0.03077% | 0.07423% | 0.04298% | 0.06504% | 0.03905% | 0.05225% | 0.07556% | 0.1162% | 0.3636%
TSO | - | 27 | 18 | 103 | 2025 | Winter | Flow_ij, [%] | 0 | 1 | 2.264% | 1.738% | 1.569% | 1.402% | 1.394% | 1.777% | 2.995% | 4.094% | 4.969% | 5.471% | 5.085% | 5.113% | 4.902% | 4.799% | 4.395% | 3.744% | 3.794% | 5.323% | 5.492% | 5.227% | 4.839% | 4.499% | 3.761% | 2.936%
TSO | - | 28 | 26 | 55 | 2025 | Winter | Flow_ij, [%] | 0 | 1 | 3.764% | 4.353% | 4.412% | 4.321% | 4.494% | 4.485% | 7.22% | 5.666% | 4.768% | 4.591% | 5.098% | 7.34% | 5.383% | 6.527% | 5.062% | 4.517% | 4.649% | 5.63% | 4.964% | 4.688% | 4.716% | 4.351% | 4.483% | 4.98%
TSO | - | 29 | 26 | 103 | 2025 | Winter | Flow_ij, [%] | 0 | 1 | 1.208% | 1.238% | 1.174% | 1.187% | 1.233% | 1.268% | 2.575% | 1.934% | 1.766% | 1.652% | 1.855% | 2.543% | 1.936% | 2.334% | 1.851% | 1.737% | 1.582% | 1.954% | 1.786% | 1.711% | 1.802% | 1.553% | 1.646% | 1.768%
TSO | - | 30 | 29 | 34 | 2025 | Winter | Flow_ij, [%] | 0 | 1 | 17.02% | 15.79% | 15% | 14.78% | 14.79% | 17.96% | 20.48% | 25.22% | 24.4% | 23.01% | 22.38% | 22.15% | 24.51% | 22.81% | 22.92% | 22.88% | 23.11% | 24.44% | 25.27% | 23.8% | 23.24% | 21.58% | 20.68% | 17.67%
TSO | - | 31 | 34 | 35 | 2025 | Winter | Flow_ij, [%] | 0 | 1 | 7.316% | 7.146% | 6.725% | 6.632% | 6.772% | 8.138% | 10.43% | 12.83% | 12.75% | 12.38% | 11.04% | 11.28% | 12.15% | 10.82% | 10.43% | 10.55% | 11.11% | 12.73% | 12.47% | 12.31% | 12.08% | 10.84% | 10.11% | 8.26%
TSO | - | 32 | 35 | 36 | 2025 | Winter | Flow_ij, [%] | 0 | 1 | 2.754% | 2.629% | 2.665% | 2.67% | 2.751% | 2.954% | 3.317% | 3.448% | 3.4% | 3.735% | 3.524% | 3.681% | 3.812% | 3.713% | 3.606% | 3.544% | 3.812% | 3.434% | 3.617% | 3.646% | 3.636% | 3.556% | 3.27% | 3.048%
TSO | - | 33 | 42 | 72 | 2025 | Winter | Flow_ij, [%] | 0 | 1 | 6.468% | 6.683% | 6.391% | 6.322% | 6.482% | 8.729% | 16.09% | 14.6% | 12.65% | 10.72% | 11.42% | 14.42% | 11.63% | 12.52% | 10.41% | 8.828% | 8.645% | 12.55% | 11.05% | 10.63% | 9.987% | 8.743% | 8.873% | 8.456%
TSO | - | 34 | 72 | 103 | 2025 | Winter | Flow_ij, [%] | 0 | 1 | 1.545% | 1.97% | 2.045% | 2.121% | 2.154% | 2.003% | 0.9057% | 0.3643% | 0.2257% | 0.391% | 0.3387% | 0.4845% | 0.4113% | 0.4958% | 0.5886% | 0.6876% | 0.9366% | 0.2498% | 0.2471% | 0.2572% | 0.385% | 0.5866% | 0.9116% | 1.218%
TSO | - | 36 | 1 | 2 | 2025 | Winter | Flow_ij, [%] | 0 | 1 | 11.78% | 10.63% | 9.45% | 9.193% | 8.928% | 10.08% | 14.26% | 17.32% | 20.51% | 21.31% | 19.82% | 20.15% | 20.44% | 20.53% | 18.37% | 17.32% | 18.02% | 23.24% | 22.17% | 20.92% | 20.59% | 17.69% | 15.91% | 13.95%
TSO | - | 38 | 8 | 72 | 2025 | Winter | Flow_ij, [%] | 0 | 1 | 11.95% | 9.47% | 8.783% | 8.756% | 8.917% | 10.34% | 18.47% | 22.95% | 25.62% | 27.07% | 24.21% | 23.66% | 22.31% | 23.58% | 20.88% | 18.49% | 18.02% | 28.28% | 25.43% | 25.35% | 23.66% | 20.47% | 17.57% | 15.67%
TSO | - | 41 | 11 | 12 | 2025 | Winter | Flow_ij, [%] | 0 | 1 | 61.09% | 49.54% | 43.52% | 41.2% | 38.02% | 45.61% | 85.13% | 102% | 119.1% | 119.2% | 129.5% | 136.6% | 126.7% | 127.7% | 112.4% | 102.8% | 104.3% | 154.4% | 146.8% | 144.2% | 142.9% | 123.2% | 108.1% | 85.11%
TSO | - | 44 | 13 | 14 | 2025 | Winter | Flow_ij, [%] | 0 | 1 | 2.625% | 2.805% | 2.575% | 2.345% | 2.074% | 2.262% | 3.564% | 2.955% | 3.417% | 3.418% | 4.452% | 5.65% | 4.74% | 4.824% | 4.193% | 3.86% | 4.216% | 4.935% | 4.996% | 4.701% | 5.007% | 4.622% | 4.473% | 3.608%
TSO | - | 45 | 13 | 15 | 2025 | Winter | Flow_ij, [%] | 0 | 1 | 31.38% | 26.75% | 24.3% | 23.02% | 22.65% | 25.56% | 48.04% | 49.38% | 58.56% | 62.01% | 64.53% | 70.74% | 60.75% | 64.48% | 56.13% | 48.28% | 46.82% | 69.04% | 63.37% | 60.81% | 57.15% | 50.33% | 45.47% | 39.2%
TSO | - | 47 | 19 | 20 | 2025 | Winter | Flow_ij, [%] | 0 | 1 | 0.917% | 0.9238% | 0.902% | 0.8692% | 1.028% | 0.8876% | 0.9413% | 0.5702% | 0.4183% | 0.3278% | 0.4572% | 0.6134% | 0.7585% | 0.9208% | 0.8454% | 0.6532% | 0.6488% | 0.8245% | 0.8131% | 0.7573% | 0.7624% | 0.9609% | 0.9875% | 0.8543%
TSO | - | 48 | 19 | 21 | 2025 | Winter | Flow_ij, [%] | 0 | 1 | 2.767% | 2.48% | 2.17% | 2.106% | 1.983% | 2.289% | 4.883% | 6.107% | 6.92% | 7.059% | 6.348% | 6.972% | 7.157% | 7.201% | 5.786% | 5.09% | 5.435% | 7.69% | 6.743% | 6.454% | 6.278% | 5.34% | 4.45% | 3.648%
TSO | - | 50 | 29 | 30 | 2025 | Winter | Flow_ij, [%] | 0 | 1 | 6.418% | 5.832% | 5.686% | 5.623% | 5.517% | 5.95% | 9.817% | 10.83% | 11.68% | 10.97% | 10.84% | 12.08% | 11.97% | 12.38% | 11.36% | 10.92% | 10.5% | 11.57% | 10.67% | 9.812% | 10.15% | 8.747% | 7.534% | 7.142%
TSO | - | 1 | 1 | 5 | 2025 | Winter | Flow_ij, [%] | 0 | 2 | 1.86% | 2.206% | 2.162% | 2.133% | 2.273% | 3.439% | 2.055% | 1.529% | 0.8634% | 1.245% | 1.034% | 1.791% | 1.369% | 1.776% | 1.455% | 1.441% | 1.683% | 1.114% | 1.195% | 1.217% | 1.47% | 1.663% | 1.861% | 2.126%
TSO | - | 2 | 1 | 19 | 2025 | Winter | Flow_ij, [%] | 0 | 2 | 4.461% | 4.093% | 3.848% | 3.712% | 3.701% | 3.791% | 8.942% | 9.242% | 9.078% | 5.533% | 8.978% | 9.838% | 10.17% | 10.09% | 8.504% | 7.84% | 5.313% | 9.485% | 8.502% | 7.937% | 6.058% | 5.618% | 5.644% | 5.062%
TSO | - | 3 | 1 | 29 | 2025 | Winter | Flow_ij, [%] | 0 | 2 | 7.04% | 6.763% | 6.498% | 6.403% | 6.476% | 8.149% | 8.238% | 10.1% | 9.84% | 9.699% | 9.347% | 8.832% | 10.09% | 9.118% | 8.951% | 9.093% | 9.162% | 9.962% | 10.3% | 10.45% | 10.09% | 9.783% | 9.36% | 7.801%
TSO | - | 4 | 1 | 36 | 2025 | Winter | Flow_ij, [%] | 0 | 2 | 14.2% | 13.08% | 12.67% | 12.49% | 12.24% | 15.39% | 14.7% | 17.62% | 17.09% | 16.15% | 16.37% | 15.31% | 17.44% | 16.39% | 16.44% | 16.6% | 16.18% | 17.1% | 17.92% | 17.39% | 17% | 16.63% | 16.38% | 14.54%
TSO | - | 5 | 1 | 55 | 2025 | Winter | Flow_ij, [%] | 0 | 2 | 2.907% | 3.515% | 3.636% | 3.553% | 3.726% | 3.609% | 5.26% | 3.624% | 2.828% | 2.708% | 3.037% | 4.809% | 3.289% | 4.159% | 3.162% | 2.844% | 3.087% | 3.443% | 3.004% | 2.824% | 2.933% | 2.818% | 3.122% | 3.692%
TSO | - | 6 | 3 | 9 | 2025 | Winter | Flow_ij, [%] | 0 | 2 | 3.627% | 2.743% | 1.73% | 1.864% | 1.773% | 3.507% | 10.72% | 16.65% | 18.2% | 16.55% | 13.78% | 15.37% | 16.16% | 13.37% | 12.37% | 11.37% | 11.36% | 15.84% | 15.19% | 14.3% | 13.16% | 9.18% | 7.449% | 4.845%
TSO | - | 7 | 3 | 34 | 2025 | Winter | Flow_ij, [%] | 0 | 2 | 0.1504% | 0.2654% | 0.3833% | 0.4338% | 0.397% | 0.03853% | 0.07314% | 0.8096% | 0.6666% | 0.3967% | 0.2535% | 0.1892% | 0.4239% | 0.2181% | 0.1712% | 0.2039% | 0.2524% | 0.6684% | 0.6442% | 0.477% | 0.3531% | 0.1159% | 0.06015% | 0.06475%
TSO | - | 8 | 4 | 15 | 2025 | Winter | Flow_ij, [%] | 0 | 2 | 8.414% | 6.622% | 5.925% | 5.45% | 5.488% | 6.589% | 10.57% | 13.17% | 15.49% | 17.16% | 16.36% | 16.33% | 16.01% | 15.81% | 14.61% | 13% | 13.34% | 18.16% | 18.6% | 17.97% | 16.94% | 15.38% | 13.46% | 10.77%
TSO | - | 10 | 4 | 103 | 2025 | Winter | Flow_ij, [%] | 0 | 2 | 0.1826% | 0.285% | 0.2512% | 0.244% | 0.2743% | 0.2357% | 0.0933% | 0.6448% | 1.074% | 1.229% | 0.9489% | 0.9747% | 0.7955% | 0.7354% | 0.5714% | 0.2288% | 0.1863% | 0.4186% | 0.4853% | 0.3506% | 0.2385% | 0.2436% | 0.05002% | 0.01281%
TSO | - | 12 | 5 | 42 | 2025 | Winter | Flow_ij, [%] | 0 | 2 | 2.298% | 2.915% | 3.181% | 3.125% | 3.279% | 3.148% | 4.542% | 3.271% | 2.157% | 1.821% | 1.86% | 3.024% | 2.086% | 2.711% | 2.157% | 1.936% | 2.247% | 2.042% | 1.831% | 1.77% | 2.008% | 2.046% | 2.366% | 2.916%
TSO | - | 13 | 5 | 68 | 2025 | Winter | Flow_ij, [%] | 0 | 2 | 0.332% | 0.3106% | 0.2775% | 0.329% | 0.2982% | 0.2959% | 0.3676% | 0.3601% | 0.3327% | 0.3959% | 0.3971% | 0.3862% | 0.3871% | 0.3932% | 0.3797% | 0.3151% | 0.3365% | 0.3681% | 0.2939% | 0.3551% | 0.3179% | 0.276% | 0.3131% | 0.3256%
TSO | - | 14 | 7 | 9 | 2025 | Winter | Flow_ij, [%] | 0 | 2 | 38.98% | 37.28% | 33.73% | 35.88% | 36.38% | 36.38% | 36.78% | 34.46% | 29.68% | 34.26% | 33.89% | 33.83% | 34.24% | 35.32% | 35.58% | 35.93% | 36.37% | 34.97% | 33.37% | 30.93% | 32.01% | 30.09% | 38.55% | 39.36%
TSO | - | 16 | 8 | 14 | 2025 | Winter | Flow_ij, [%] | 0 | 2 | 0.0188% | 0.01968% | 0.01856% | 0.01745% | 0.01616% | 0.01705% | 0.02341% | 0.02041% | 0.02268% | 0.02269% | 0.02785% | 0.03392% | 0.0293% | 0.02972% | 0.02654% | 0.02488% | 0.02666% | 0.03029% | 0.0306% | 0.0291% | 0.03065% | 0.0287% | 0.02795% | 0.02362%
TSO | - | 17 | 9 | 10 | 2025 | Winter | Flow_ij, [%] | 0 | 2 | 8.966% | 10.47% | 10.83% | 10.24% | 10.95% | 10.71% | 6.722% | 4.669% | 4.041% | 6.273% | 4.252% | 5.061% | 5.665% | 5.664% | 6.403% | 7.782% | 9.595% | 5.501% | 6.918% | 7.222% | 8.788% | 9.202% | 9.604% | 9.917%
TSO | - | 18 | 9 | 16 | 2025 | Winter | Flow_ij, [%] | 0 | 2 | 7.243% | 6.243% | 4.982% | 4.969% | 5.044% | 8.189% | 18.61% | 26.84% | 28.25% | 25.01% | 22.53% | 23.43% | 23.25% | 21.54% | 19.44% | 18.83% | 19.2% | 25.11% | 23.48% | 22.04% | 20.8% | 14.91% | 12.86% | 8.968%
TSO | - | 19 | 10 | 15 | 2025 | Winter | Flow_ij, [%] | 0 | 2 | 13.06% | 15.23% | 15.65% | 16.22% | 16.35% | 15.77% | 15.06% | 9.417% | 7.821% | 10.52% | 10.8% | 15.84% | 11.82% | 14.99% | 13.03% | 12.35% | 15.06% | 11.9% | 9.933% | 9.661% | 11.65% | 12.76% | 13.56% | 15.47%
TSO | - | 20 | 11 | 13 | 2025 | Winter | Flow_ij, [%] | 0 | 2 | 0.6376% | 0.6228% | 0.5968% | 0.5898% | 0.518% | 0.5126% | 0.4639% | 0.6399% | 0.6825% | 0.6351% | 0.7272% | 0.7144% | 0.7972% | 0.7388% | 0.7043% | 0.7991% | 0.9295% | 1.034% | 1.071% | 1.095% | 1.285% | 1.179% | 1.085% | 0.8582%
TSO | - | 21 | 12 | 72 | 2025 | Winter | Flow_ij, [%] | 0 | 2 | 0.8412% | 0.8794% | 0.8329% | 0.8051% | 0.6626% | 0.6428% | 0.5537% | 0.7513% | 0.8225% | 0.753% | 0.9665% | 1.029% | 1.115% | 1.024% | 0.9491% | 1.101% | 1.358% | 1.449% | 1.541% | 1.557% | 1.914% | 1.764% | 1.645% | 1.243%
TSO | - | 23 | 15 | 18 | 2025 | Winter | Flow_ij, [%] | 0 | 2 | 2.539% | 2.001% | 1.818% | 1.636% | 1.629% | 2.012% | 3.338% | 4.437% | 5.33% | 5.908% | 5.637% | 5.617% | 5.467% | 5.367% | 4.919% | 4.243% | 4.326% | 5.953% | 6.116% | 5.841% | 5.446% | 4.886% | 4.105% | 3.214%
TSO | - | 24 | 15 | 26 | 2025 | Winter | Flow_ij, [%] | 0 | 2 | 5.973% | 5.214% | 4.721% | 4.494% | 4.493% | 5.216% | 10% | 10.29% | 11.26% | 11.3% | 11.69% | 13.21% | 11.49% | 12.17% | 10.48% | 9.338% | 8.834% | 12.2% | 11.8% | 11.29% | 10.85% | 9.463% | 8.863% | 7.808%
TSO | - | 25 | 16 | 17 | 2025 | Winter | Flow_ij, [%] | 0 | 2 | 0.001481% | 0.01761% | 0.1123% | 0.1057% | 0.1203% | 0.007499% | 0.2733% | 1.138% | 1.154% | 1.007% | 0.5522% | 0.6521% | 1.004% | 0.5223% | 0.5374% | 0.5132% | 0.5999% | 1.192% | 1.152% | 1.078% | 0.9117% | 0.4645% | 0.2627% | 0.04535%
TSO | - | 26 | 17 | 34 | 2025 | Winter | Flow_ij, [%] | 0 | 2 | 0.4281% | 0.6348% | 0.8575% | 0.8689% | 0.9131% | 0.4568% | 0.09637% | 0.05922% | 0.06352% | 0.02407% | 0.002087% | 0.007174% | 0.07122% | 0.00764% | 0.01766% | 0.03077% | 0.07423% | 0.04297% | 0.06504% | 0.03905% | 0.05225% | 0.07556% | 0.1162% | 0.3636%
TSO | - | 27 | 18 | 103 | 2025 | Winter | Flow_ij, [%] | 0 | 2 | 2.264% | 1.738% | 1.569% | 1.402% | 1.394% | 1.777% | 2.995% | 4.094% | 4.969% | 5.471% | 5.085% | 5.113% | 4.902% | 4.799% | 4.395% | 3.744% | 3.794% | 5.323% | 5.492% | 5.227% | 4.839% | 4.499% | 3.761% | 2.936%
TSO | - | 28 | 26 | 55 | 2025 | Winter | Flow_ij, [%] | 0 | 2 | 3.764% | 4.353% | 4.412% | 4.321% | 4.494% | 4.485% | 7.22% | 5.666% | 4.768% | 4.591% | 5.098% | 7.34% | 5.383% | 6.527% | 5.062% | 4.517% | 4.649% | 5.63% | 4.964% | 4.688% | 4.716% | 4.351% | 4.483% | 4.98%
TSO | - | 29 | 26 | 103 | 2025 | Winter | Flow_ij, [%] | 0 | 2 | 1.208% | 1.238% | 1.174% | 1.187% | 1.233% | 1.268% | 2.575% | 1.934% | 1.766% | 1.652% | 1.855% | 2.543% | 1.936% | 2.334% | 1.851% | 1.737% | 1.582% | 1.954% | 1.786% | 1.711% | 1.802% | 1.553% | 1.646% | 1.768%
TSO | - | 30 | 29 | 34 | 2025 | Winter | Flow_ij, [%] | 0 | 2 | 17.02% | 15.79% | 15% | 14.78% | 14.79% | 17.96% | 20.48% | 25.22% | 24.4% | 23.01% | 22.38% | 22.15% | 24.51% | 22.81% | 22.92% | 22.88% | 23.11% | 24.44% | 25.27% | 23.8% | 23.24% | 21.58% | 20.68% | 17.67%
TSO | - | 31 | 34 | 35 | 2025 | Winter | Flow_ij, [%] | 0 | 2 | 7.316% | 7.146% | 6.725% | 6.632% | 6.772% | 8.138% | 10.43% | 12.83% | 12.75% | 12.38% | 11.04% | 11.28% | 12.15% | 10.82% | 10.43% | 10.55% | 11.11% | 12.73% | 12.47% | 12.31% | 12.08% | 10.84% | 10.11% | 8.26%
TSO | - | 32 | 35 | 36 | 2025 | Winter | Flow_ij, [%] | 0 | 2 | 2.754% | 2.629% | 2.665% | 2.67% | 2.751% | 2.954% | 3.317% | 3.448% | 3.4% | 3.735% | 3.524% | 3.681% | 3.812% | 3.713% | 3.606% | 3.544% | 3.812% | 3.434% | 3.617% | 3.646% | 3.636% | 3.556% | 3.27% | 3.048%
TSO | - | 33 | 42 | 72 | 2025 | Winter | Flow_ij, [%] | 0 | 2 | 6.468% | 6.683% | 6.391% | 6.322% | 6.482% | 8.729% | 16.09% | 14.6% | 12.65% | 10.72% | 11.42% | 14.42% | 11.63% | 12.52% | 10.41% | 8.828% | 8.645% | 12.55% | 11.05% | 10.63% | 9.987% | 8.743% | 8.873% | 8.456%
TSO | - | 34 | 72 | 103 | 2025 | Winter | Flow_ij, [%] | 0 | 2 | 1.545% | 1.97% | 2.045% | 2.121% | 2.154% | 2.003% | 0.9057% | 0.3643% | 0.2257% | 0.391% | 0.3387% | 0.4845% | 0.4113% | 0.4958% | 0.5886% | 0.6876% | 0.9366% | 0.2498% | 0.2471% | 0.2572% | 0.385% | 0.5866% | 0.9116% | 1.218%
TSO | - | 36 | 1 | 2 | 2025 | Winter | Flow_ij, [%] | 0 | 2 | 11.78% | 10.63% | 9.45% | 9.193% | 8.928% | 10.08% | 14.26% | 17.32% | 20.51% | 21.31% | 19.82% | 20.15% | 20.44% | 20.53% | 18.37% | 17.32% | 18.02% | 23.24% | 22.17% | 20.92% | 20.59% | 17.69% | 15.91% | 13.95%
TSO | - | 38 | 8 | 72 | 2025 | Winter | Flow_ij, [%] | 0 | 2 | 11.95% | 9.47% | 8.783% | 8.756% | 8.917% | 10.34% | 18.47% | 22.95% | 25.62% | 27.07% | 24.21% | 23.66% | 22.31% | 23.58% | 20.88% | 18.49% | 18.02% | 28.28% | 25.43% | 25.35% | 23.66% | 20.47% | 17.57% | 15.67%
TSO | - | 41 | 11 | 12 | 2025 | Winter | Flow_ij, [%] | 0 | 2 | 61.09% | 49.54% | 43.52% | 41.2% | 38.02% | 45.61% | 85.13% | 102% | 119.1% | 119.2% | 129.5% | 136.6% | 126.7% | 127.7% | 112.4% | 102.8% | 104.3% | 154.4% | 146.8% | 144.2% | 142.9% | 123.2% | 108.1% | 85.11%
TSO | - | 44 | 13 | 14 | 2025 | Winter | Flow_ij, [%] | 0 | 2 | 2.625% | 2.805% | 2.575% | 2.345% | 2.074% | 2.262% | 3.564% | 2.955% | 3.417% | 3.418% | 4.452% | 5.65% | 4.74% | 4.824% | 4.193% | 3.86% | 4.216% | 4.935% | 4.996% | 4.701% | 5.007% | 4.622% | 4.473% | 3.608%
TSO | - | 45 | 13 | 15 | 2025 | Winter | Flow_ij, [%] | 0 | 2 | 31.38% | 26.75% | 24.3% | 23.02% | 22.65% | 25.56% | 48.04% | 49.38% | 58.56% | 62.01% | 64.53% | 70.74% | 60.75% | 64.48% | 56.13% | 48.28% | 46.82% | 69.04% | 63.37% | 60.81% | 57.15% | 50.33% | 45.47% | 39.2%
TSO | - | 47 | 19 | 20 | 2025 | Winter | Flow_ij, [%] | 0 | 2 | 0.917% | 0.9238% | 0.902% | 0.8692% | 1.028% | 0.8876% | 0.9413% | 0.5702% | 0.4183% | 0.3278% | 0.4572% | 0.6134% | 0.7585% | 0.9208% | 0.8454% | 0.6532% | 0.6488% | 0.8245% | 0.8131% | 0.7573% | 0.7624% | 0.9609% | 0.9875% | 0.8543%
TSO | - | 48 | 19 | 21 | 2025 | Winter | Flow_ij, [%] | 0 | 2 | 2.767% | 2.48% | 2.17% | 2.106% | 1.983% | 2.289% | 4.883% | 6.107% | 6.92% | 7.059% | 6.349% | 6.972% | 7.157% | 7.201% | 5.786% | 5.09% | 5.435% | 7.69% | 6.743% | 6.454% | 6.278% | 5.34% | 4.45% | 3.648%
TSO | - | 50 | 29 | 30 | 2025 | Winter | Flow_ij, [%] | 0 | 2 | 6.418% | 5.832% | 5.686% | 5.623% | 5.517% | 5.95% | 9.817% | 10.83% | 11.68% | 10.97% | 10.84% | 12.08% | 11.97% | 12.38% | 11.36% | 10.92% | 10.5% | 11.57% | 10.67% | 9.812% | 10.15% | 8.747% | 7.534% | 7.142%
TSO | - | 1 | 1 | 5 | 2025 | Winter | Flow_ij, [%] | 1 | 0 | 1.879% | 2.249% | 2.183% | 2.166% | 2.292% | 3.458% | 2.199% | 1.579% | 1.026% | 1.47% | 1.088% | 1.934% | 1.501% | 1.906% | 1.537% | 1.482% | 1.666% | 1.047% | 1.042% | 1.219% | 1.561% | 1.7% | 1.883% | 2.087%
TSO | - | 2 | 1 | 19 | 2025 | Winter | Flow_ij, [%] | 1 | 0 | 4.488% | 4.097% | 3.863% | 3.729% | 3.727% | 3.799% | 8.984% | 9.269% | 9.183% | 5.624% | 9.006% | 9.903% | 10.24% | 10.16% | 8.546% | 7.863% | 5.299% | 9.467% | 8.425% | 7.962% | 6.085% | 5.641% | 5.667% | 5.04%
TSO | - | 3 | 1 | 29 | 2025 | Winter | Flow_ij, [%] | 1 | 0 | 7.113% | 6.856% | 6.548% | 6.483% | 6.519% | 8.177% | 8.468% | 10.18% | 10.38% | 10.3% | 9.494% | 9.133% | 10.37% | 9.383% | 9.113% | 9.216% | 9.102% | 9.814% | 9.75% | 10.47% | 10.37% | 9.904% | 9.422% | 7.729%
TSO | - | 4 | 1 | 36 | 2025 | Winter | Flow_ij, [%] | 1 | 0 | 14.29% | 13.17% | 12.68% | 12.5% | 12.26% | 15.43% | 14.85% | 17.69% | 17.56% | 16.61% | 16.47% | 15.52% | 17.64% | 16.58% | 16.56% | 16.71% | 16.12% | 16.99% | 17.44% | 17.41% | 17.25% | 16.75% | 16.45% | 14.49%
TSO | - | 5 | 1 | 55 | 2025 | Winter | Flow_ij, [%] | 1 | 0 | 2.914% | 3.548% | 3.655% | 3.583% | 3.742% | 3.619% | 5.446% | 3.689% | 2.955% | 2.974% | 3.114% | 5.016% | 3.468% | 4.343% | 3.277% | 2.894% | 3.077% | 3.34% | 2.824% | 2.827% | 3.01% | 2.838% | 3.132% | 3.649%
TSO | - | 6 | 3 | 9 | 2025 | Winter | Flow_ij, [%] | 1 | 0 | 3.69% | 2.792% | 1.771% | 1.93% | 1.816% | 3.529% | 10.81% | 16.69% | 18.61% | 16.87% | 13.82% | 15.48% | 16.24% | 13.45% | 12.43% | 11.46% | 11.31% | 15.77% | 14.79% | 14.32% | 13.4% | 9.285% | 7.512% | 4.826%
TSO | - | 7 | 3 | 34 | 2025 | Winter | Flow_ij, [%] | 1 | 0 | 0.1371% | 0.2492% | 0.3656% | 0.4052% | 0.3787% | 0.03614% | 0.08182% | 0.815% | 0.7387% | 0.4565% | 0.2588% | 0.2139% | 0.4417% | 0.2361% | 0.179% | 0.2135% | 0.245% | 0.6641% | 0.5965% | 0.4801% | 0.3884% | 0.1254% | 0.06258% | 0.06934%
TSO | - | 8 | 4 | 15 | 2025 | Winter | Flow_ij, [%] | 1 | 0 | 8.431% | 6.639% | 5.934% | 5.464% | 5.497% | 6.595% | 10.66% | 13.22% | 15.73% | 17.47% | 16.45% | 16.51% | 16.18% | 15.96% | 14.7% | 13.05% | 13.31% | 18.04% | 18.31% | 17.97% | 17.08% | 15.44% | 13.49% | 10.73%
TSO | - | 10 | 4 | 103 | 2025 | Winter | Flow_ij, [%] | 1 | 0 | 0.1686% | 0.2634% | 0.2398% | 0.2267% | 0.2626% | 0.2294% | 0.0966% | 0.654% | 1.124% | 1.303% | 0.9662% | 1.011% | 0.8269% | 0.7645% | 0.5872% | 0.2321% | 0.1839% | 0.4079% | 0.4585% | 0.3513% | 0.256% | 0.2539% | 0.0491% | 0.01613%
TSO | - | 12 | 5 | 42 | 2025 | Winter | Flow_ij, [%] | 1 | 0 | 2.322% | 2.972% | 3.211% | 3.173% | 3.306% | 3.163% | 4.703% | 3.326% | 2.268% | 2.067% | 1.925% | 3.201% | 2.242% | 2.87% | 2.26% | 1.986% | 2.227% | 1.956% | 1.657% | 1.773% | 2.107% | 2.086% | 2.39% | 2.863%
TSO | - | 13 | 5 | 68 | 2025 | Winter | Flow_ij, [%] | 1 | 0 | 0.3321% | 0.3109% | 0.2777% | 0.3292% | 0.2983% | 0.296% | 0.3692% | 0.3607% | 0.3354% | 0.3996% | 0.3981% | 0.3883% | 0.3891% | 0.3951% | 0.3809% | 0.3157% | 0.3363% | 0.3669% | 0.2914% | 0.3551% | 0.319% | 0.2764% | 0.3133% | 0.3253%
TSO | - | 14 | 7 | 9 | 2025 | Winter | Flow_ij, [%] | 1 | 0 | 39.27% | 37.59% | 33.97% | 36.27% | 36.63% | 36.49% | 37.57% | 34.71% | 31.58% | 36.21% | 34.24% | 34.57% | 34.96% | 36.06% | 36.08% | 36.46% | 36.22% | 34.5% | 31.23% | 31.01% | 32.97% | 30.4% | 38.77% | 39.36%
TSO | - | 16 | 8 | 14 | 2025 | Winter | Flow_ij, [%] | 1 | 0 | 0.01882% | 0.01972% | 0.01858% | 0.01748% | 0.01617% | 0.01706% | 0.02367% | 0.0205% | 0.02301% | 0.02313% | 0.02803% | 0.0344% | 0.02968% | 0.03008% | 0.02675% | 0.02497% | 0.02663% | 0.03004% | 0.03008% | 0.02911% | 0.03088% | 0.02878% | 0.02799% | 0.02353%
TSO | - | 17 | 9 | 10 | 2025 | Winter | Flow_ij, [%] | 1 | 0 | 8.848% | 10.35% | 10.76% | 10.13% | 10.87% | 10.67% | 7.298% | 4.84% | 4.806% | 7.343% | 4.488% | 5.673% | 6.184% | 6.192% | 6.735% | 8.025% | 9.65% | 5.201% | 5.888% | 7.25% | 8.969% | 9.098% | 9.516% | 10.07%
TSO | - | 18 | 9 | 16 | 2025 | Winter | Flow_ij, [%] | 1 | 0 | 7.306% | 6.287% | 5.028% | 5.043% | 5.092% | 8.212% | 18.69% | 26.9% | 28.73% | 25.38% | 22.59% | 23.57% | 23.36% | 21.65% | 19.5% | 18.91% | 19.15% | 25.03% | 23.06% | 22.05% | 21.03% | 15.01% | 12.92% | 8.958%
TSO | - | 19 | 10 | 15 | 2025 | Winter | Flow_ij, [%] | 1 | 0 | 13.65% | 16.11% | 16.13% | 16.99% | 16.83% | 16.05% | 16.19% | 9.82% | 9.13% | 12.44% | 11.36% | 17.25% | 13.09% | 16.22% | 13.81% | 12.74% | 14.62% | 11.22% | 8.601% | 9.696% | 12.95% | 13.57% | 14.08% | 14.66%
TSO | - | 20 | 11 | 13 | 2025 | Winter | Flow_ij, [%] | 1 | 0 | 0.6409% | 0.6283% | 0.5989% | 0.5931% | 0.5198% | 0.5139% | 0.465% | 0.6403% | 0.699% | 0.646% | 0.7287% | 0.718% | 0.8009% | 0.7416% | 0.7055% | 0.8032% | 0.9248% | 1.032% | 1.048% | 1.095% | 1.304% | 1.188% | 1.09% | 0.8575%
TSO | - | 21 | 12 | 72 | 2025 | Winter | Flow_ij, [%] | 1 | 0 | 0.8476% | 0.8909% | 0.8374% | 0.812% | 0.6663% | 0.6456% | 0.5602% | 0.7541% | 0.8571% | 0.7812% | 0.9729% | 1.045% | 1.131% | 1.037% | 0.9558% | 1.111% | 1.349% | 1.439% | 1.487% | 1.558% | 1.953% | 1.783% | 1.655% | 1.239%
TSO | - | 23 | 15 | 18 | 2025 | Winter | Flow_ij, [%] | 1 | 0 | 2.542% | 2.002% | 1.819% | 1.637% | 1.63% | 2.012% | 3.368% | 4.455% | 5.419% | 6.026% | 5.669% | 5.683% | 5.528% | 5.422% | 4.952% | 4.259% | 4.319% | 5.914% | 6.015% | 5.842% | 5.497% | 4.908% | 4.114% | 3.203%
TSO | - | 24 | 15 | 26 | 2025 | Winter | Flow_ij, [%] | 1 | 0 | 5.97% | 5.207% | 4.724% | 4.498% | 4.495% | 5.216% | 10.12% | 10.34% | 11.36% | 11.48% | 11.76% | 13.37% | 11.62% | 12.3% | 10.57% | 9.364% | 8.839% | 12.12% | 11.69% | 11.29% | 10.88% | 9.462% | 8.86% | 7.782%
TSO | - | 25 | 16 | 17 | 2025 | Winter | Flow_ij, [%] | 1 | 0 | 0.001237% | 0.01617% | 0.1054% | 0.09521% | 0.1134% | 0.008325% | 0.2894% | 1.141% | 1.213% | 1.059% | 0.5538% | 0.6648% | 1.014% | 0.5322% | 0.5466% | 0.5273% | 0.5899% | 1.183% | 1.081% | 1.082% | 0.9645% | 0.4849% | 0.2732% | 0.04229%
TSO | - | 26 | 17 | 34 | 2025 | Winter | Flow_ij, [%] | 1 | 0 | 0.4163% | 0.6246% | 0.8399% | 0.841% | 0.895% | 0.4535% | 0.1182% | 0.06145% | 0.07988% | 0.05058% | 0.005713% | 0.02184% | 0.08344% | 0.02009% | 0.02872% | 0.03726% | 0.07161% | 0.03493% | 0.03627% | 0.04059% | 0.07255% | 0.07973% | 0.1175% | 0.3601%
TSO | - | 27 | 18 | 103 | 2025 | Winter | Flow_ij, [%] | 1 | 0 | 2.269% | 1.74% | 1.571% | 1.404% | 1.395% | 1.778% | 3.024% | 4.112% | 5.056% | 5.586% | 5.115% | 5.177% | 4.961% | 4.852% | 4.427% | 3.759% | 3.783% | 5.286% | 5.401% | 5.228% | 4.889% | 4.523% | 3.771% | 2.924%
TSO | - | 28 | 26 | 55 | 2025 | Winter | Flow_ij, [%] | 1 | 0 | 3.77% | 4.385% | 4.432% | 4.353% | 4.511% | 4.496% | 7.431% | 5.744% | 4.917% | 4.897% | 5.192% | 7.585% | 5.594% | 6.742% | 5.198% | 4.572% | 4.641% | 5.506% | 4.767% | 4.691% | 4.791% | 4.367% | 4.49% | 4.93%
TSO | - | 29 | 26 | 103 | 2025 | Winter | Flow_ij, [%] | 1 | 0 | 1.212% | 1.246% | 1.181% | 1.198% | 1.24% | 1.271% | 2.632% | 1.954% | 1.794% | 1.727% | 1.878% | 2.604% | 1.989% | 2.391% | 1.886% | 1.749% | 1.58% | 1.922% | 1.742% | 1.712% | 1.82% | 1.558% | 1.648% | 1.749%
TSO | - | 30 | 29 | 34 | 2025 | Winter | Flow_ij, [%] | 1 | 0 | 17.19% | 15.92% | 15.1% | 14.93% | 14.91% | 18.02% | 20.78% | 25.36% | 25.22% | 23.79% | 22.55% | 22.55% | 24.87% | 23.14% | 23.16% | 23.07% | 23.02% | 24.2% | 24.45% | 23.84% | 23.66% | 21.77% | 20.81% | 17.61%
TSO | - | 31 | 34 | 35 | 2025 | Winter | Flow_ij, [%] | 1 | 0 | 7.392% | 7.227% | 6.795% | 6.742% | 6.836% | 8.166% | 10.65% | 12.91% | 13.27% | 12.91% | 11.16% | 11.55% | 12.4% | 11.05% | 10.58% | 10.67% | 11.05% | 12.58% | 11.95% | 12.33% | 12.34% | 10.95% | 10.17% | 8.201%
TSO | - | 32 | 35 | 36 | 2025 | Winter | Flow_ij, [%] | 1 | 0 | 2.792% | 2.672% | 2.691% | 2.711% | 2.777% | 2.968% | 3.496% | 3.52% | 3.744% | 4.142% | 3.635% | 3.923% | 4.034% | 3.92% | 3.74% | 3.624% | 3.782% | 3.309% | 3.276% | 3.662% | 3.791% | 3.616% | 3.305% | 3.005%
TSO | - | 33 | 42 | 72 | 2025 | Winter | Flow_ij, [%] | 1 | 0 | 6.483% | 6.719% | 6.421% | 6.37% | 6.509% | 8.74% | 16.33% | 14.69% | 12.75% | 10.98% | 11.52% | 14.68% | 11.84% | 12.74% | 10.56% | 8.878% | 8.64% | 12.41% | 10.89% | 10.63% | 10.03% | 8.751% | 8.879% | 8.385%
TSO | - | 34 | 72 | 103 | 2025 | Winter | Flow_ij, [%] | 1 | 0 | 1.614% | 2.076% | 2.102% | 2.213% | 2.211% | 2.036% | 1.001% | 0.3892% | 0.2921% | 0.4883% | 0.3669% | 0.5628% | 0.4824% | 0.5675% | 0.6403% | 0.7188% | 0.8988% | 0.2183% | 0.1845% | 0.2592% | 0.4704% | 0.6474% | 0.959% | 1.143%
TSO | - | 36 | 1 | 2 | 2025 | Winter | Flow_ij, [%] | 1 | 0 | 11.78% | 10.63% | 9.45% | 9.193% | 8.928% | 10.08% | 14.26% | 17.32% | 20.51% | 21.31% | 19.82% | 20.15% | 20.44% | 20.53% | 18.37% | 17.32% | 18.02% | 23.24% | 22.17% | 20.92% | 20.59% | 17.69% | 15.91% | 13.95%
TSO | - | 38 | 8 | 72 | 2025 | Winter | Flow_ij, [%] | 1 | 0 | 12.01% | 9.574% | 8.849% | 8.863% | 8.983% | 10.38% | 18.64% | 23% | 25.65% | 27.2% | 24.25% | 23.8% | 22.44% | 23.72% | 20.96% | 18.51% | 18.01% | 28.2% | 25.39% | 25.35% | 23.71% | 20.49% | 17.6% | 15.58%
TSO | - | 41 | 11 | 12 | 2025 | Winter | Flow_ij, [%] | 1 | 0 | 61.06% | 49.49% | 43.5% | 41.17% | 38.01% | 45.6% | 85.11% | 102% | 118.9% | 119.1% | 129.4% | 136.5% | 126.6% | 127.7% | 112.4% | 102.7% | 104.4% | 154.4% | 147% | 144.2% | 142.8% | 123.1% | 108% | 85.13%
TSO | - | 44 | 13 | 14 | 2025 | Winter | Flow_ij, [%] | 1 | 0 | 2.628% | 2.814% | 2.578% | 2.35% | 2.076% | 2.264% | 3.617% | 2.973% | 3.483% | 3.508% | 4.489% | 5.744% | 4.816% | 4.894% | 4.234% | 3.877% | 4.21% | 4.886% | 4.893% | 4.702% | 5.052% | 4.637% | 4.481% | 3.59%
TSO | - | 45 | 13 | 15 | 2025 | Winter | Flow_ij, [%] | 1 | 0 | 31.44% | 26.84% | 24.37% | 23.13% | 22.72% | 25.6% | 48.38% | 49.51% | 58.39% | 62.14% | 64.67% | 71.08% | 61.05% | 64.79% | 56.36% | 48.28% | 46.84% | 68.84% | 63.57% | 60.81% | 57.05% | 50.31% | 45.48% | 39%
TSO | - | 47 | 19 | 20 | 2025 | Winter | Flow_ij, [%] | 1 | 0 | 0.917% | 0.9238% | 0.902% | 0.8692% | 1.028% | 0.8876% | 0.9413% | 0.5702% | 0.4183% | 0.3278% | 0.4599% | 0.6134% | 0.7585% | 0.9209% | 0.8455% | 0.6532% | 0.6488% | 0.8246% | 0.8093% | 0.7573% | 0.7624% | 0.9609% | 0.9875% | 0.8543%
TSO | - | 48 | 19 | 21 | 2025 | Winter | Flow_ij, [%] | 1 | 0 | 2.767% | 2.48% | 2.17% | 2.106% | 1.983% | 2.289% | 4.883% | 6.107% | 6.92% | 7.059% | 6.359% | 6.972% | 7.157% | 7.201% | 5.786% | 5.09% | 5.435% | 7.69% | 6.731% | 6.454% | 6.278% | 5.34% | 4.45% | 3.648%
TSO | - | 50 | 29 | 30 | 2025 | Winter | Flow_ij, [%] | 1 | 0 | 6.418% | 5.832% | 5.686% | 5.623% | 5.517% | 5.95% | 9.817% | 10.83% | 11.68% | 10.97% | 10.84% | 12.09% | 11.97% | 12.38% | 11.36% | 10.92% | 10.5% | 11.57% | 10.67% | 9.812% | 10.15% | 8.747% | 7.534% | 7.142%
TSO | - | 1 | 1 | 5 | 2025 | Winter | Flow_ij, [%] | 1 | 1 | 1.879% | 2.249% | 2.183% | 2.166% | 2.292% | 3.458% | 2.199% | 1.579% | 1.026% | 1.47% | 1.088% | 1.934% | 1.501% | 1.906% | 1.537% | 1.482% | 1.666% | 1.047% | 1.042% | 1.219% | 1.561% | 1.7% | 1.883% | 2.087%
TSO | - | 2 | 1 | 19 | 2025 | Winter | Flow_ij, [%] | 1 | 1 | 4.488% | 4.097% | 3.863% | 3.729% | 3.727% | 3.799% | 8.984% | 9.269% | 9.183% | 5.624% | 9.006% | 9.903% | 10.24% | 10.16% | 8.546% | 7.863% | 5.299% | 9.467% | 8.425% | 7.962% | 6.085% | 5.641% | 5.667% | 5.04%
TSO | - | 3 | 1 | 29 | 2025 | Winter | Flow_ij, [%] | 1 | 1 | 7.113% | 6.856% | 6.548% | 6.483% | 6.519% | 8.177% | 8.468% | 10.18% | 10.38% | 10.3% | 9.494% | 9.133% | 10.37% | 9.383% | 9.113% | 9.216% | 9.102% | 9.814% | 9.75% | 10.47% | 10.37% | 9.904% | 9.422% | 7.729%
TSO | - | 4 | 1 | 36 | 2025 | Winter | Flow_ij, [%] | 1 | 1 | 14.29% | 13.17% | 12.68% | 12.5% | 12.26% | 15.43% | 14.85% | 17.69% | 17.56% | 16.61% | 16.47% | 15.52% | 17.64% | 16.58% | 16.56% | 16.71% | 16.12% | 16.99% | 17.44% | 17.41% | 17.25% | 16.75% | 16.45% | 14.49%
TSO | - | 5 | 1 | 55 | 2025 | Winter | Flow_ij, [%] | 1 | 1 | 2.914% | 3.548% | 3.655% | 3.583% | 3.742% | 3.619% | 5.446% | 3.689% | 2.955% | 2.974% | 3.114% | 5.016% | 3.468% | 4.343% | 3.277% | 2.894% | 3.077% | 3.34% | 2.824% | 2.827% | 3.01% | 2.838% | 3.132% | 3.649%
TSO | - | 6 | 3 | 9 | 2025 | Winter | Flow_ij, [%] | 1 | 1 | 3.69% | 2.792% | 1.771% | 1.93% | 1.816% | 3.529% | 10.81% | 16.69% | 18.61% | 16.87% | 13.82% | 15.48% | 16.24% | 13.45% | 12.43% | 11.46% | 11.31% | 15.77% | 14.79% | 14.32% | 13.4% | 9.285% | 7.512% | 4.826%
TSO | - | 7 | 3 | 34 | 2025 | Winter | Flow_ij, [%] | 1 | 1 | 0.1371% | 0.2492% | 0.3656% | 0.4052% | 0.3787% | 0.03614% | 0.08182% | 0.815% | 0.7387% | 0.4565% | 0.2588% | 0.2139% | 0.4418% | 0.2361% | 0.179% | 0.2135% | 0.245% | 0.6641% | 0.5965% | 0.4801% | 0.3884% | 0.1254% | 0.06258% | 0.06934%
TSO | - | 8 | 4 | 15 | 2025 | Winter | Flow_ij, [%] | 1 | 1 | 8.431% | 6.639% | 5.934% | 5.464% | 5.497% | 6.595% | 10.66% | 13.22% | 15.73% | 17.47% | 16.45% | 16.51% | 16.18% | 15.96% | 14.7% | 13.05% | 13.31% | 18.04% | 18.31% | 17.97% | 17.08% | 15.44% | 13.49% | 10.73%
TSO | - | 10 | 4 | 103 | 2025 | Winter | Flow_ij, [%] | 1 | 1 | 0.1686% | 0.2634% | 0.2398% | 0.2267% | 0.2626% | 0.2294% | 0.0966% | 0.654% | 1.124% | 1.302% | 0.9662% | 1.011% | 0.8269% | 0.7645% | 0.5872% | 0.2321% | 0.1839% | 0.4079% | 0.4585% | 0.3513% | 0.256% | 0.2539% | 0.0491% | 0.01613%
TSO | - | 12 | 5 | 42 | 2025 | Winter | Flow_ij, [%] | 1 | 1 | 2.322% | 2.972% | 3.211% | 3.173% | 3.306% | 3.163% | 4.703% | 3.326% | 2.268% | 2.067% | 1.925% | 3.201% | 2.242% | 2.87% | 2.26% | 1.986% | 2.227% | 1.956% | 1.657% | 1.773% | 2.107% | 2.086% | 2.39% | 2.863%
TSO | - | 13 | 5 | 68 | 2025 | Winter | Flow_ij, [%] | 1 | 1 | 0.3321% | 0.3109% | 0.2777% | 0.3292% | 0.2983% | 0.296% | 0.3692% | 0.3607% | 0.3354% | 0.3996% | 0.3981% | 0.3883% | 0.3891% | 0.3951% | 0.3809% | 0.3157% | 0.3363% | 0.3669% | 0.2914% | 0.3551% | 0.3191% | 0.2764% | 0.3133% | 0.3253%
TSO | - | 14 | 7 | 9 | 2025 | Winter | Flow_ij, [%] | 1 | 1 | 39.27% | 37.59% | 33.97% | 36.27% | 36.63% | 36.49% | 37.57% | 34.71% | 31.58% | 36.21% | 34.24% | 34.57% | 34.96% | 36.06% | 36.08% | 36.46% | 36.22% | 34.5% | 31.23% | 31.01% | 32.97% | 30.4% | 38.77% | 39.36%
TSO | - | 16 | 8 | 14 | 2025 | Winter | Flow_ij, [%] | 1 | 1 | 0.01882% | 0.01972% | 0.01858% | 0.01748% | 0.01617% | 0.01706% | 0.02367% | 0.0205% | 0.02301% | 0.02313% | 0.02803% | 0.0344% | 0.02968% | 0.03008% | 0.02675% | 0.02497% | 0.02663% | 0.03004% | 0.03008% | 0.02911% | 0.03088% | 0.02878% | 0.02799% | 0.02353%
TSO | - | 17 | 9 | 10 | 2025 | Winter | Flow_ij, [%] | 1 | 1 | 8.848% | 10.35% | 10.76% | 10.13% | 10.87% | 10.67% | 7.298% | 4.84% | 4.806% | 7.343% | 4.488% | 5.673% | 6.184% | 6.192% | 6.735% | 8.025% | 9.65% | 5.201% | 5.888% | 7.25% | 8.969% | 9.098% | 9.516% | 10.07%
TSO | - | 18 | 9 | 16 | 2025 | Winter | Flow_ij, [%] | 1 | 1 | 7.306% | 6.287% | 5.028% | 5.043% | 5.092% | 8.212% | 18.69% | 26.9% | 28.73% | 25.38% | 22.59% | 23.57% | 23.36% | 21.65% | 19.5% | 18.91% | 19.15% | 25.03% | 23.06% | 22.05% | 21.03% | 15.01% | 12.92% | 8.958%
TSO | - | 19 | 10 | 15 | 2025 | Winter | Flow_ij, [%] | 1 | 1 | 13.65% | 16.11% | 16.13% | 16.99% | 16.83% | 16.05% | 16.19% | 9.82% | 9.13% | 12.44% | 11.36% | 17.25% | 13.09% | 16.22% | 13.81% | 12.74% | 14.62% | 11.22% | 8.601% | 9.696% | 12.95% | 13.57% | 14.08% | 14.66%
TSO | - | 20 | 11 | 13 | 2025 | Winter | Flow_ij, [%] | 1 | 1 | 0.6409% | 0.6283% | 0.5989% | 0.5931% | 0.5198% | 0.5139% | 0.465% | 0.6403% | 0.699% | 0.646% | 0.7287% | 0.718% | 0.8009% | 0.7416% | 0.7055% | 0.8032% | 0.9248% | 1.032% | 1.048% | 1.095% | 1.304% | 1.188% | 1.09% | 0.8574%
TSO | - | 21 | 12 | 72 | 2025 | Winter | Flow_ij, [%] | 1 | 1 | 0.8476% | 0.8909% | 0.8374% | 0.812% | 0.6663% | 0.6456% | 0.5602% | 0.7541% | 0.8571% | 0.7812% | 0.973% | 1.045% | 1.131% | 1.037% | 0.9558% | 1.111% | 1.349% | 1.439% | 1.487% | 1.558% | 1.953% | 1.783% | 1.655% | 1.239%
TSO | - | 23 | 15 | 18 | 2025 | Winter | Flow_ij, [%] | 1 | 1 | 2.542% | 2.002% | 1.819% | 1.637% | 1.63% | 2.012% | 3.368% | 4.455% | 5.419% | 6.026% | 5.669% | 5.683% | 5.528% | 5.422% | 4.952% | 4.259% | 4.319% | 5.914% | 6.015% | 5.842% | 5.497% | 4.908% | 4.114% | 3.203%
TSO | - | 24 | 15 | 26 | 2025 | Winter | Flow_ij, [%] | 1 | 1 | 5.97% | 5.207% | 4.724% | 4.498% | 4.495% | 5.216% | 10.12% | 10.34% | 11.36% | 11.48% | 11.76% | 13.37% | 11.62% | 12.3% | 10.57% | 9.364% | 8.839% | 12.12% | 11.69% | 11.29% | 10.88% | 9.462% | 8.86% | 7.782%
TSO | - | 25 | 16 | 17 | 2025 | Winter | Flow_ij, [%] | 1 | 1 | 0.001237% | 0.01617% | 0.1054% | 0.09521% | 0.1134% | 0.008325% | 0.2894% | 1.141% | 1.213% | 1.059% | 0.5538% | 0.6648% | 1.014% | 0.5322% | 0.5466% | 0.5273% | 0.5899% | 1.183% | 1.081% | 1.082% | 0.9645% | 0.4849% | 0.2732% | 0.04229%
TSO | - | 26 | 17 | 34 | 2025 | Winter | Flow_ij, [%] | 1 | 1 | 0.4163% | 0.6246% | 0.8399% | 0.841% | 0.895% | 0.4535% | 0.1182% | 0.06145% | 0.07988% | 0.05058% | 0.005713% | 0.02184% | 0.08344% | 0.02009% | 0.02872% | 0.03726% | 0.07161% | 0.03493% | 0.03627% | 0.04059% | 0.07255% | 0.07973% | 0.1175% | 0.3601%
TSO | - | 27 | 18 | 103 | 2025 | Winter | Flow_ij, [%] | 1 | 1 | 2.269% | 1.74% | 1.571% | 1.404% | 1.395% | 1.778% | 3.024% | 4.112% | 5.056% | 5.586% | 5.115% | 5.177% | 4.961% | 4.852% | 4.427% | 3.759% | 3.783% | 5.286% | 5.401% | 5.228% | 4.889% | 4.523% | 3.771% | 2.924%
TSO | - | 28 | 26 | 55 | 2025 | Winter | Flow_ij, [%] | 1 | 1 | 3.77% | 4.385% | 4.432% | 4.353% | 4.511% | 4.496% | 7.431% | 5.744% | 4.917% | 4.897% | 5.192% | 7.585% | 5.594% | 6.742% | 5.198% | 4.572% | 4.641% | 5.506% | 4.767% | 4.691% | 4.791% | 4.367% | 4.49% | 4.93%
TSO | - | 29 | 26 | 103 | 2025 | Winter | Flow_ij, [%] | 1 | 1 | 1.212% | 1.246% | 1.181% | 1.198% | 1.24% | 1.271% | 2.632% | 1.954% | 1.794% | 1.727% | 1.878% | 2.604% | 1.989% | 2.391% | 1.886% | 1.749% | 1.58% | 1.922% | 1.742% | 1.712% | 1.82% | 1.558% | 1.648% | 1.749%
TSO | - | 30 | 29 | 34 | 2025 | Winter | Flow_ij, [%] | 1 | 1 | 17.19% | 15.92% | 15.1% | 14.93% | 14.91% | 18.02% | 20.78% | 25.36% | 25.22% | 23.79% | 22.55% | 22.55% | 24.87% | 23.14% | 23.16% | 23.07% | 23.02% | 24.2% | 24.45% | 23.84% | 23.66% | 21.77% | 20.81% | 17.61%
TSO | - | 31 | 34 | 35 | 2025 | Winter | Flow_ij, [%] | 1 | 1 | 7.392% | 7.227% | 6.795% | 6.742% | 6.836% | 8.166% | 10.65% | 12.91% | 13.27% | 12.91% | 11.16% | 11.55% | 12.4% | 11.05% | 10.58% | 10.67% | 11.05% | 12.58% | 11.95% | 12.33% | 12.34% | 10.95% | 10.17% | 8.201%
TSO | - | 32 | 35 | 36 | 2025 | Winter | Flow_ij, [%] | 1 | 1 | 2.792% | 2.672% | 2.691% | 2.711% | 2.777% | 2.968% | 3.496% | 3.52% | 3.744% | 4.142% | 3.635% | 3.923% | 4.034% | 3.92% | 3.74% | 3.624% | 3.782% | 3.309% | 3.276% | 3.662% | 3.791% | 3.616% | 3.305% | 3.005%
TSO | - | 33 | 42 | 72 | 2025 | Winter | Flow_ij, [%] | 1 | 1 | 6.483% | 6.719% | 6.421% | 6.37% | 6.509% | 8.74% | 16.33% | 14.69% | 12.75% | 10.98% | 11.52% | 14.68% | 11.84% | 12.74% | 10.56% | 8.878% | 8.64% | 12.41% | 10.89% | 10.63% | 10.03% | 8.751% | 8.879% | 8.385%
TSO | - | 34 | 72 | 103 | 2025 | Winter | Flow_ij, [%] | 1 | 1 | 1.614% | 2.076% | 2.102% | 2.213% | 2.211% | 2.036% | 1.001% | 0.3892% | 0.2921% | 0.4883% | 0.3669% | 0.5628% | 0.4824% | 0.5675% | 0.6403% | 0.7188% | 0.8988% | 0.2183% | 0.1845% | 0.2592% | 0.4704% | 0.6474% | 0.959% | 1.143%
TSO | - | 36 | 1 | 2 | 2025 | Winter | Flow_ij, [%] | 1 | 1 | 11.78% | 10.63% | 9.45% | 9.193% | 8.928% | 10.08% | 14.26% | 17.32% | 20.51% | 21.31% | 19.82% | 20.15% | 20.44% | 20.53% | 18.37% | 17.32% | 18.02% | 23.24% | 22.17% | 20.92% | 20.59% | 17.69% | 15.91% | 13.95%
TSO | - | 38 | 8 | 72 | 2025 | Winter | Flow_ij, [%] | 1 | 1 | 12.01% | 9.574% | 8.849% | 8.863% | 8.983% | 10.38% | 18.64% | 23% | 25.65% | 27.2% | 24.25% | 23.8% | 22.44% | 23.72% | 20.96% | 18.51% | 18.01% | 28.2% | 25.39% | 25.35% | 23.71% | 20.49% | 17.6% | 15.58%
TSO | - | 41 | 11 | 12 | 2025 | Winter | Flow_ij, [%] | 1 | 1 | 61.06% | 49.49% | 43.5% | 41.17% | 38.01% | 45.6% | 85.11% | 102% | 118.9% | 119.1% | 129.4% | 136.5% | 126.6% | 127.7% | 112.4% | 102.7% | 104.4% | 154.4% | 147% | 144.2% | 142.8% | 123.1% | 108% | 85.13%
TSO | - | 44 | 13 | 14 | 2025 | Winter | Flow_ij, [%] | 1 | 1 | 2.628% | 2.814% | 2.578% | 2.35% | 2.076% | 2.264% | 3.616% | 2.973% | 3.483% | 3.508% | 4.489% | 5.744% | 4.816% | 4.894% | 4.234% | 3.877% | 4.21% | 4.886% | 4.893% | 4.702% | 5.052% | 4.637% | 4.481% | 3.59%
TSO | - | 45 | 13 | 15 | 2025 | Winter | Flow_ij, [%] | 1 | 1 | 31.44% | 26.84% | 24.37% | 23.13% | 22.72% | 25.6% | 48.38% | 49.51% | 58.39% | 62.14% | 64.67% | 71.08% | 61.05% | 64.79% | 56.36% | 48.28% | 46.84% | 68.84% | 63.57% | 60.81% | 57.05% | 50.31% | 45.48% | 39%
TSO | - | 47 | 19 | 20 | 2025 | Winter | Flow_ij, [%] | 1 | 1 | 0.917% | 0.9238% | 0.902% | 0.8692% | 1.028% | 0.8876% | 0.9413% | 0.5702% | 0.4183% | 0.3278% | 0.4599% | 0.6134% | 0.7585% | 0.9209% | 0.8455% | 0.6533% | 0.6488% | 0.8246% | 0.8093% | 0.7573% | 0.7624% | 0.9609% | 0.9875% | 0.8543%
TSO | - | 48 | 19 | 21 | 2025 | Winter | Flow_ij, [%] | 1 | 1 | 2.767% | 2.48% | 2.17% | 2.106% | 1.983% | 2.289% | 4.883% | 6.107% | 6.92% | 7.059% | 6.359% | 6.972% | 7.157% | 7.201% | 5.786% | 5.09% | 5.435% | 7.69% | 6.731% | 6.454% | 6.278% | 5.34% | 4.45% | 3.648%
TSO | - | 50 | 29 | 30 | 2025 | Winter | Flow_ij, [%] | 1 | 1 | 6.418% | 5.832% | 5.686% | 5.623% | 5.517% | 5.95% | 9.817% | 10.83% | 11.68% | 10.97% | 10.84% | 12.09% | 11.97% | 12.39% | 11.36% | 10.92% | 10.5% | 11.57% | 10.67% | 9.812% | 10.15% | 8.747% | 7.534% | 7.142%
TSO | - | 1 | 1 | 5 | 2025 | Winter | Flow_ij, [%] | 1 | 2 | 1.879% | 2.249% | 2.183% | 2.166% | 2.292% | 3.458% | 2.199% | 1.579% | 1.026% | 1.47% | 1.088% | 1.934% | 1.501% | 1.906% | 1.537% | 1.482% | 1.666% | 1.047% | 1.042% | 1.219% | 1.561% | 1.7% | 1.883% | 2.087%
TSO | - | 2 | 1 | 19 | 2025 | Winter | Flow_ij, [%] | 1 | 2 | 4.488% | 4.097% | 3.863% | 3.729% | 3.727% | 3.799% | 8.984% | 9.269% | 9.183% | 5.624% | 9.006% | 9.903% | 10.24% | 10.16% | 8.546% | 7.863% | 5.299% | 9.467% | 8.425% | 7.962% | 6.085% | 5.641% | 5.667% | 5.04%
TSO | - | 3 | 1 | 29 | 2025 | Winter | Flow_ij, [%] | 1 | 2 | 7.113% | 6.856% | 6.548% | 6.483% | 6.519% | 8.177% | 8.468% | 10.18% | 10.38% | 10.3% | 9.494% | 9.133% | 10.37% | 9.383% | 9.113% | 9.216% | 9.102% | 9.814% | 9.75% | 10.47% | 10.37% | 9.904% | 9.422% | 7.729%
TSO | - | 4 | 1 | 36 | 2025 | Winter | Flow_ij, [%] | 1 | 2 | 14.29% | 13.17% | 12.68% | 12.5% | 12.26% | 15.43% | 14.85% | 17.69% | 17.56% | 16.61% | 16.47% | 15.52% | 17.64% | 16.58% | 16.56% | 16.71% | 16.12% | 16.99% | 17.44% | 17.41% | 17.25% | 16.75% | 16.45% | 14.49%
TSO | - | 5 | 1 | 55 | 2025 | Winter | Flow_ij, [%] | 1 | 2 | 2.914% | 3.548% | 3.655% | 3.583% | 3.742% | 3.619% | 5.446% | 3.689% | 2.955% | 2.974% | 3.114% | 5.016% | 3.468% | 4.343% | 3.277% | 2.894% | 3.077% | 3.34% | 2.824% | 2.827% | 3.01% | 2.838% | 3.132% | 3.649%
TSO | - | 6 | 3 | 9 | 2025 | Winter | Flow_ij, [%] | 1 | 2 | 3.69% | 2.792% | 1.771% | 1.93% | 1.816% | 3.529% | 10.81% | 16.69% | 18.61% | 16.87% | 13.82% | 15.48% | 16.24% | 13.45% | 12.43% | 11.46% | 11.31% | 15.77% | 14.79% | 14.32% | 13.4% | 9.285% | 7.512% | 4.826%
TSO | - | 7 | 3 | 34 | 2025 | Winter | Flow_ij, [%] | 1 | 2 | 0.1371% | 0.2492% | 0.3656% | 0.4052% | 0.3787% | 0.03614% | 0.08182% | 0.815% | 0.7387% | 0.4565% | 0.2588% | 0.2139% | 0.4417% | 0.2361% | 0.179% | 0.2135% | 0.245% | 0.6641% | 0.5965% | 0.4801% | 0.3884% | 0.1254% | 0.06258% | 0.06934%
TSO | - | 8 | 4 | 15 | 2025 | Winter | Flow_ij, [%] | 1 | 2 | 8.431% | 6.639% | 5.934% | 5.464% | 5.497% | 6.595% | 10.66% | 13.22% | 15.73% | 17.47% | 16.45% | 16.51% | 16.18% | 15.96% | 14.7% | 13.05% | 13.31% | 18.04% | 18.31% | 17.97% | 17.08% | 15.44% | 13.49% | 10.73%
TSO | - | 10 | 4 | 103 | 2025 | Winter | Flow_ij, [%] | 1 | 2 | 0.1686% | 0.2634% | 0.2398% | 0.2267% | 0.2626% | 0.2294% | 0.0966% | 0.654% | 1.124% | 1.303% | 0.9662% | 1.011% | 0.8269% | 0.7645% | 0.5872% | 0.2321% | 0.1839% | 0.4079% | 0.4585% | 0.3513% | 0.256% | 0.2539% | 0.0491% | 0.01613%
TSO | - | 12 | 5 | 42 | 2025 | Winter | Flow_ij, [%] | 1 | 2 | 2.322% | 2.972% | 3.211% | 3.173% | 3.306% | 3.163% | 4.703% | 3.326% | 2.268% | 2.067% | 1.925% | 3.201% | 2.242% | 2.87% | 2.26% | 1.986% | 2.227% | 1.956% | 1.657% | 1.773% | 2.107% | 2.086% | 2.39% | 2.863%
TSO | - | 13 | 5 | 68 | 2025 | Winter | Flow_ij, [%] | 1 | 2 | 0.3321% | 0.3109% | 0.2777% | 0.3292% | 0.2983% | 0.296% | 0.3692% | 0.3607% | 0.3354% | 0.3996% | 0.3981% | 0.3883% | 0.3891% | 0.3951% | 0.3809% | 0.3157% | 0.3363% | 0.3669% | 0.2914% | 0.3551% | 0.319% | 0.2764% | 0.3133% | 0.3253%
TSO | - | 14 | 7 | 9 | 2025 | Winter | Flow_ij, [%] | 1 | 2 | 39.27% | 37.59% | 33.97% | 36.27% | 36.63% | 36.49% | 37.57% | 34.71% | 31.58% | 36.21% | 34.24% | 34.57% | 34.96% | 36.06% | 36.08% | 36.46% | 36.22% | 34.5% | 31.23% | 31.01% | 32.97% | 30.4% | 38.77% | 39.36%
TSO | - | 16 | 8 | 14 | 2025 | Winter | Flow_ij, [%] | 1 | 2 | 0.01882% | 0.01972% | 0.01858% | 0.01748% | 0.01617% | 0.01706% | 0.02367% | 0.0205% | 0.02301% | 0.02313% | 0.02803% | 0.0344% | 0.02968% | 0.03008% | 0.02675% | 0.02497% | 0.02663% | 0.03004% | 0.03008% | 0.02911% | 0.03088% | 0.02878% | 0.02799% | 0.02354%
TSO | - | 17 | 9 | 10 | 2025 | Winter | Flow_ij, [%] | 1 | 2 | 8.848% | 10.35% | 10.76% | 10.13% | 10.87% | 10.67% | 7.298% | 4.84% | 4.806% | 7.343% | 4.488% | 5.673% | 6.184% | 6.192% | 6.735% | 8.025% | 9.65% | 5.201% | 5.888% | 7.25% | 8.969% | 9.098% | 9.516% | 10.07%
TSO | - | 18 | 9 | 16 | 2025 | Winter | Flow_ij, [%] | 1 | 2 | 7.306% | 6.287% | 5.028% | 5.043% | 5.092% | 8.212% | 18.69% | 26.9% | 28.73% | 25.38% | 22.59% | 23.57% | 23.36% | 21.65% | 19.5% | 18.91% | 19.15% | 25.03% | 23.06% | 22.05% | 21.03% | 15.01% | 12.92% | 8.958%
TSO | - | 19 | 10 | 15 | 2025 | Winter | Flow_ij, [%] | 1 | 2 | 13.65% | 16.11% | 16.13% | 16.99% | 16.83% | 16.05% | 16.19% | 9.82% | 9.13% | 12.44% | 11.36% | 17.25% | 13.09% | 16.22% | 13.81% | 12.74% | 14.62% | 11.22% | 8.6% | 9.696% | 12.95% | 13.57% | 14.08% | 14.66%
TSO | - | 20 | 11 | 13 | 2025 | Winter | Flow_ij, [%] | 1 | 2 | 0.6409% | 0.6283% | 0.5989% | 0.5931% | 0.5198% | 0.5139% | 0.465% | 0.6403% | 0.699% | 0.646% | 0.7287% | 0.718% | 0.8009% | 0.7416% | 0.7055% | 0.8032% | 0.9248% | 1.032% | 1.048% | 1.095% | 1.304% | 1.188% | 1.09% | 0.8575%
TSO | - | 21 | 12 | 72 | 2025 | Winter | Flow_ij, [%] | 1 | 2 | 0.8475% | 0.8909% | 0.8374% | 0.812% | 0.6663% | 0.6456% | 0.5602% | 0.7541% | 0.8571% | 0.7812% | 0.9729% | 1.045% | 1.131% | 1.037% | 0.9558% | 1.111% | 1.349% | 1.439% | 1.487% | 1.558% | 1.953% | 1.783% | 1.655% | 1.239%
TSO | - | 23 | 15 | 18 | 2025 | Winter | Flow_ij, [%] | 1 | 2 | 2.542% | 2.002% | 1.819% | 1.637% | 1.63% | 2.012% | 3.368% | 4.455% | 5.419% | 6.026% | 5.669% | 5.683% | 5.528% | 5.422% | 4.952% | 4.259% | 4.319% | 5.914% | 6.015% | 5.842% | 5.497% | 4.908% | 4.114% | 3.203%
TSO | - | 24 | 15 | 26 | 2025 | Winter | Flow_ij, [%] | 1 | 2 | 5.97% | 5.207% | 4.724% | 4.498% | 4.495% | 5.216% | 10.12% | 10.34% | 11.36% | 11.48% | 11.76% | 13.37% | 11.62% | 12.3% | 10.57% | 9.364% | 8.839% | 12.12% | 11.69% | 11.29% | 10.88% | 9.462% | 8.86% | 7.782%
TSO | - | 25 | 16 | 17 | 2025 | Winter | Flow_ij, [%] | 1 | 2 | 0.001237% | 0.01617% | 0.1054% | 0.09521% | 0.1134% | 0.008325% | 0.2894% | 1.141% | 1.213% | 1.059% | 0.5538% | 0.6648% | 1.014% | 0.5322% | 0.5466% | 0.5273% | 0.5899% | 1.183% | 1.081% | 1.082% | 0.9645% | 0.4849% | 0.2732% | 0.04229%
TSO | - | 26 | 17 | 34 | 2025 | Winter | Flow_ij, [%] | 1 | 2 | 0.4163% | 0.6246% | 0.8399% | 0.841% | 0.895% | 0.4535% | 0.1182% | 0.06145% | 0.07988% | 0.05058% | 0.005713% | 0.02184% | 0.08344% | 0.02009% | 0.02872% | 0.03726% | 0.07161% | 0.03493% | 0.03627% | 0.04059% | 0.07255% | 0.07973% | 0.1175% | 0.3601%
TSO | - | 27 | 18 | 103 | 2025 | Winter | Flow_ij, [%] | 1 | 2 | 2.269% | 1.74% | 1.571% | 1.404% | 1.395% | 1.778% | 3.024% | 4.112% | 5.056% | 5.586% | 5.115% | 5.177% | 4.961% | 4.852% | 4.427% | 3.759% | 3.783% | 5.286% | 5.4% | 5.228% | 4.889% | 4.523% | 3.771% | 2.924%
TSO | - | 28 | 26 | 55 | 2025 | Winter | Flow_ij, [%] | 1 | 2 | 3.77% | 4.385% | 4.432% | 4.353% | 4.511% | 4.496% | 7.431% | 5.744% | 4.917% | 4.897% | 5.192% | 7.585% | 5.594% | 6.742% | 5.198% | 4.572% | 4.641% | 5.506% | 4.767% | 4.691% | 4.791% | 4.367% | 4.49% | 4.93%
TSO | - | 29 | 26 | 103 | 2025 | Winter | Flow_ij, [%] | 1 | 2 | 1.212% | 1.246% | 1.181% | 1.198% | 1.24% | 1.271% | 2.632% | 1.954% | 1.794% | 1.727% | 1.878% | 2.604% | 1.989% | 2.391% | 1.886% | 1.749% | 1.58% | 1.922% | 1.742% | 1.712% | 1.82% | 1.558% | 1.648% | 1.749%
TSO | - | 30 | 29 | 34 | 2025 | Winter | Flow_ij, [%] | 1 | 2 | 17.19% | 15.92% | 15.1% | 14.93% | 14.91% | 18.02% | 20.78% | 25.36% | 25.22% | 23.79% | 22.55% | 22.55% | 24.87% | 23.14% | 23.16% | 23.07% | 23.02% | 24.2% | 24.45% | 23.84% | 23.66% | 21.77% | 20.81% | 17.61%
TSO | - | 31 | 34 | 35 | 2025 | Winter | Flow_ij, [%] | 1 | 2 | 7.392% | 7.227% | 6.795% | 6.742% | 6.836% | 8.166% | 10.65% | 12.91% | 13.27% | 12.91% | 11.16% | 11.55% | 12.4% | 11.05% | 10.58% | 10.67% | 11.05% | 12.58% | 11.95% | 12.33% | 12.34% | 10.95% | 10.17% | 8.201%
TSO | - | 32 | 35 | 36 | 2025 | Winter | Flow_ij, [%] | 1 | 2 | 2.792% | 2.672% | 2.691% | 2.711% | 2.777% | 2.968% | 3.496% | 3.52% | 3.744% | 4.142% | 3.635% | 3.923% | 4.034% | 3.92% | 3.74% | 3.624% | 3.782% | 3.309% | 3.276% | 3.662% | 3.791% | 3.616% | 3.305% | 3.005%
TSO | - | 33 | 42 | 72 | 2025 | Winter | Flow_ij, [%] | 1 | 2 | 6.483% | 6.719% | 6.421% | 6.37% | 6.509% | 8.74% | 16.33% | 14.69% | 12.75% | 10.98% | 11.52% | 14.68% | 11.84% | 12.74% | 10.56% | 8.878% | 8.64% | 12.41% | 10.89% | 10.63% | 10.03% | 8.751% | 8.879% | 8.385%
TSO | - | 34 | 72 | 103 | 2025 | Winter | Flow_ij, [%] | 1 | 2 | 1.614% | 2.076% | 2.102% | 2.213% | 2.211% | 2.036% | 1.001% | 0.3892% | 0.2921% | 0.4883% | 0.3669% | 0.5628% | 0.4824% | 0.5675% | 0.6403% | 0.7188% | 0.8988% | 0.2183% | 0.1845% | 0.2592% | 0.4704% | 0.6474% | 0.959% | 1.143%
TSO | - | 36 | 1 | 2 | 2025 | Winter | Flow_ij, [%] | 1 | 2 | 11.78% | 10.63% | 9.45% | 9.193% | 8.928% | 10.08% | 14.26% | 17.32% | 20.51% | 21.31% | 19.82% | 20.15% | 20.44% | 20.53% | 18.37% | 17.32% | 18.02% | 23.24% | 22.17% | 20.92% | 20.59% | 17.69% | 15.91% | 13.95%
TSO | - | 38 | 8 | 72 | 2025 | Winter | Flow_ij, [%] | 1 | 2 | 12.01% | 9.574% | 8.849% | 8.863% | 8.983% | 10.38% | 18.64% | 23% | 25.65% | 27.2% | 24.25% | 23.8% | 22.44% | 23.72% | 20.96% | 18.51% | 18.01% | 28.2% | 25.39% | 25.35% | 23.71% | 20.49% | 17.6% | 15.58%
TSO | - | 41 | 11 | 12 | 2025 | Winter | Flow_ij, [%] | 1 | 2 | 61.06% | 49.49% | 43.5% | 41.17% | 38.01% | 45.6% | 85.11% | 102% | 118.9% | 119.1% | 129.4% | 136.5% | 126.6% | 127.7% | 112.4% | 102.7% | 104.4% | 154.4% | 147% | 144.2% | 142.8% | 123.1% | 108% | 85.13%
TSO | - | 44 | 13 | 14 | 2025 | Winter | Flow_ij, [%] | 1 | 2 | 2.628% | 2.815% | 2.578% | 2.35% | 2.076% | 2.264% | 3.617% | 2.973% | 3.483% | 3.508% | 4.489% | 5.744% | 4.816% | 4.894% | 4.234% | 3.877% | 4.21% | 4.886% | 4.893% | 4.702% | 5.052% | 4.637% | 4.481% | 3.59%
TSO | - | 45 | 13 | 15 | 2025 | Winter | Flow_ij, [%] | 1 | 2 | 31.44% | 26.84% | 24.37% | 23.13% | 22.72% | 25.6% | 48.38% | 49.51% | 58.39% | 62.14% | 64.67% | 71.08% | 61.05% | 64.79% | 56.36% | 48.28% | 46.84% | 68.84% | 63.57% | 60.81% | 57.05% | 50.31% | 45.48% | 39%
TSO | - | 47 | 19 | 20 | 2025 | Winter | Flow_ij, [%] | 1 | 2 | 0.917% | 0.9238% | 0.902% | 0.8692% | 1.028% | 0.8876% | 0.9413% | 0.5702% | 0.4183% | 0.3278% | 0.4599% | 0.6134% | 0.7585% | 0.9209% | 0.8455% | 0.6533% | 0.6488% | 0.8246% | 0.8093% | 0.7573% | 0.7624% | 0.9609% | 0.9875% | 0.8543%
TSO | - | 48 | 19 | 21 | 2025 | Winter | Flow_ij, [%] | 1 | 2 | 2.767% | 2.48% | 2.17% | 2.106% | 1.983% | 2.289% | 4.883% | 6.107% | 6.92% | 7.059% | 6.359% | 6.972% | 7.157% | 7.201% | 5.786% | 5.09% | 5.435% | 7.69% | 6.731% | 6.454% | 6.278% | 5.34% | 4.45% | 3.648%
TSO | - | 50 | 29 | 30 | 2025 | Winter | Flow_ij, [%] | 1 | 2 | 6.418% | 5.832% | 5.686% | 5.623% | 5.517% | 5.95% | 9.817% | 10.83% | 11.68% | 10.97% | 10.84% | 12.09% | 11.97% | 12.38% | 11.36% | 10.92% | 10.5% | 11.57% | 10.67% | 9.812% | 10.15% | 8.747% | 7.534% | 7.142%
TSO | - | 1 | 1 | 5 | 2025 | Winter | Flow_ij, [%] | 2 | 0 | 1.846% | 2.215% | 2.193% | 2.161% | 2.309% | 3.502% | 2.087% | 1.527% | 0.8038% | 1.191% | 1.049% | 1.84% | 1.417% | 1.851% | 1.517% | 1.509% | 1.718% | 1.095% | 1.259% | 1.167% | 1.405% | 1.643% | 1.857% | 2.173%
TSO | - | 2 | 1 | 19 | 2025 | Winter | Flow_ij, [%] | 2 | 0 | 4.478% | 4.091% | 3.863% | 3.727% | 3.727% | 3.803% | 8.952% | 9.247% | 9.049% | 5.524% | 8.986% | 9.862% | 10.2% | 10.13% | 8.538% | 7.872% | 5.319% | 9.491% | 8.557% | 7.942% | 6.031% | 5.619% | 5.657% | 5.062%
TSO | - | 3 | 1 | 29 | 2025 | Winter | Flow_ij, [%] | 2 | 0 | 7.031% | 6.784% | 6.573% | 6.472% | 6.56% | 8.246% | 8.289% | 10.09% | 9.64% | 9.534% | 9.393% | 8.937% | 10.2% | 9.274% | 9.074% | 9.293% | 9.269% | 9.926% | 10.52% | 10.3% | 9.899% | 9.725% | 9.352% | 7.846%
TSO | - | 4 | 1 | 36 | 2025 | Winter | Flow_ij, [%] | 2 | 0 | 14.21% | 13.1% | 12.68% | 12.5% | 12.26% | 15.49% | 14.74% | 17.62% | 16.92% | 16% | 16.4% | 15.38% | 17.51% | 16.51% | 16.54% | 16.78% | 16.29% | 17.07% | 18.11% | 17.27% | 16.84% | 16.57% | 16.38% | 14.57%
TSO | - | 5 | 1 | 55 | 2025 | Winter | Flow_ij, [%] | 2 | 0 | 2.891% | 3.521% | 3.665% | 3.579% | 3.758% | 3.641% | 5.301% | 3.626% | 2.788% | 2.656% | 3.058% | 4.88% | 3.354% | 4.266% | 3.25% | 2.927% | 3.108% | 3.412% | 3.082% | 2.77% | 2.857% | 2.805% | 3.117% | 3.741%
TSO | - | 6 | 3 | 9 | 2025 | Winter | Flow_ij, [%] | 2 | 0 | 3.637% | 2.752% | 1.789% | 1.921% | 1.846% | 3.569% | 10.74% | 16.66% | 18.07% | 16.4% | 13.79% | 15.41% | 16.19% | 13.42% | 12.42% | 11.5% | 11.47% | 15.82% | 15.37% | 14.21% | 13.03% | 9.133% | 7.455% | 4.863%
TSO | - | 7 | 3 | 34 | 2025 | Winter | Flow_ij, [%] | 2 | 0 | 0.1484% | 0.262% | 0.3585% | 0.4092% | 0.3668% | 0.03182% | 0.07458% | 0.8105% | 0.647% | 0.3775% | 0.2546% | 0.1967% | 0.4291% | 0.2277% | 0.177% | 0.2195% | 0.2673% | 0.6663% | 0.6726% | 0.4658% | 0.3356% | 0.112% | 0.06037% | 0.06025%
TSO | - | 8 | 4 | 15 | 2025 | Winter | Flow_ij, [%] | 2 | 0 | 8.409% | 6.626% | 5.938% | 5.462% | 5.504% | 6.608% | 10.59% | 13.17% | 15.39% | 17.06% | 16.38% | 16.4% | 16.07% | 15.89% | 14.68% | 13.08% | 13.39% | 18.12% | 18.71% | 17.9% | 16.85% | 15.35% | 13.46% | 10.81%
TSO | - | 10 | 4 | 103 | 2025 | Winter | Flow_ij, [%] | 2 | 0 | 0.1838% | 0.2802% | 0.235% | 0.2292% | 0.2544% | 0.2159% | 0.09397% | 0.6446% | 1.056% | 1.208% | 0.9536% | 0.9872% | 0.8065% | 0.7522% | 0.5835% | 0.2341% | 0.1921% | 0.4153% | 0.4965% | 0.3454% | 0.2329% | 0.2389% | 0.04997% | 0.009971%
TSO | - | 12 | 5 | 42 | 2025 | Winter | Flow_ij, [%] | 2 | 0 | 2.281% | 2.927% | 3.225% | 3.166% | 3.33% | 3.194% | 4.577% | 3.272% | 2.121% | 1.768% | 1.878% | 3.085% | 2.142% | 2.803% | 2.235% | 2.018% | 2.288% | 2.017% | 1.907% | 1.717% | 1.934% | 2.025% | 2.362% | 2.978%
TSO | - | 13 | 5 | 68 | 2025 | Winter | Flow_ij, [%] | 2 | 0 | 0.3319% | 0.3106% | 0.2777% | 0.3291% | 0.2984% | 0.2962% | 0.368% | 0.3601% | 0.3317% | 0.3938% | 0.3974% | 0.3869% | 0.3878% | 0.3943% | 0.3806% | 0.3161% | 0.3369% | 0.3677% | 0.2957% | 0.3546% | 0.3171% | 0.2758% | 0.3131% | 0.326%
TSO | - | 14 | 7 | 9 | 2025 | Winter | Flow_ij, [%] | 2 | 0 | 38.98% | 37.35% | 34.07% | 36.21% | 36.81% | 36.7% | 36.95% | 34.45% | 28.99% | 33.54% | 33.98% | 34.08% | 34.49% | 35.75% | 35.96% | 36.78% | 36.71% | 34.83% | 34.26% | 30.34% | 31.22% | 29.95% | 38.56% | 39.36%
TSO | - | 16 | 8 | 14 | 2025 | Winter | Flow_ij, [%] | 2 | 0 | 0.01878% | 0.01969% | 0.01858% | 0.01747% | 0.01618% | 0.01709% | 0.02347% | 0.0204% | 0.02255% | 0.02258% | 0.0279% | 0.03409% | 0.02944% | 0.02993% | 0.0267% | 0.02502% | 0.02673% | 0.03022% | 0.0308% | 0.02899% | 0.03048% | 0.02866% | 0.02795% | 0.02373%
TSO | - | 17 | 9 | 10 | 2025 | Winter | Flow_ij, [%] | 2 | 0 | 8.944% | 10.44% | 10.73% | 10.15% | 10.82% | 10.59% | 6.849% | 4.66% | 3.758% | 5.963% | 4.316% | 5.272% | 5.852% | 5.968% | 6.655% | 8.181% | 9.502% | 5.416% | 7.334% | 6.905% | 8.392% | 9.248% | 9.587% | 9.743%
TSO | - | 18 | 9 | 16 | 2025 | Winter | Flow_ij, [%] | 2 | 0 | 7.254% | 6.251% | 5.048% | 5.032% | 5.126% | 8.251% | 18.62% | 26.85% | 28.09% | 24.84% | 22.55% | 23.48% | 23.29% | 21.6% | 19.49% | 18.96% | 19.31% | 25.08% | 23.66% | 21.95% | 20.67% | 14.86% | 12.87% | 8.975%
TSO | - | 19 | 10 | 15 | 2025 | Winter | Flow_ij, [%] | 2 | 0 | 12.96% | 15.42% | 16.34% | 16.87% | 17.19% | 16.68% | 15.31% | 9.402% | 7.358% | 10.05% | 10.95% | 16.32% | 12.27% | 15.69% | 13.63% | 12.99% | 15.91% | 11.7% | 10.49% | 9.288% | 11.14% | 12.37% | 13.57% | 16.41%
TSO | - | 20 | 11 | 13 | 2025 | Winter | Flow_ij, [%] | 2 | 0 | 0.6362% | 0.624% | 0.5999% | 0.5926% | 0.5212% | 0.5171% | 0.4641% | 0.6395% | 0.6758% | 0.6304% | 0.7276% | 0.7156% | 0.7986% | 0.7404% | 0.7051% | 0.8059% | 0.937% | 1.034% | 1.079% | 1.088% | 1.277% | 1.174% | 1.085% | 0.8599%
TSO | - | 21 | 12 | 72 | 2025 | Winter | Flow_ij, [%] | 2 | 0 | 0.8384% | 0.882% | 0.8394% | 0.811% | 0.6693% | 0.6521% | 0.5551% | 0.7506% | 0.8089% | 0.743% | 0.9683% | 1.035% | 1.121% | 1.031% | 0.9541% | 1.117% | 1.373% | 1.447% | 1.561% | 1.543% | 1.892% | 1.754% | 1.644% | 1.249%
TSO | - | 23 | 15 | 18 | 2025 | Winter | Flow_ij, [%] | 2 | 0 | 2.538% | 2.002% | 1.82% | 1.637% | 1.63% | 2.014% | 3.345% | 4.436% | 5.296% | 5.871% | 5.646% | 5.64% | 5.489% | 5.399% | 4.944% | 4.269% | 4.348% | 5.941% | 6.155% | 5.819% | 5.417% | 4.874% | 4.104% | 3.226%
TSO | - | 24 | 15 | 26 | 2025 | Winter | Flow_ij, [%] | 2 | 0 | 5.974% | 5.212% | 4.725% | 4.498% | 4.497% | 5.211% | 10.03% | 10.29% | 11.23% | 11.26% | 11.71% | 13.26% | 11.53% | 12.25% | 10.55% | 9.379% | 8.834% | 12.18% | 11.85% | 11.27% | 10.82% | 9.463% | 8.861% | 7.832%
TSO | - | 25 | 16 | 17 | 2025 | Winter | Flow_ij, [%] | 2 | 0 | 0.001471% | 0.01733% | 0.1026% | 0.09664% | 0.1088% | 0.01022% | 0.2765% | 1.139% | 1.139% | 0.9855% | 0.5524% | 0.6556% | 1.007% | 0.5274% | 0.5444% | 0.5357% | 0.6212% | 1.189% | 1.19% | 1.059% | 0.8836% | 0.4557% | 0.2639% | 0.04893%
TSO | - | 26 | 17 | 34 | 2025 | Winter | Flow_ij, [%] | 2 | 0 | 0.4256% | 0.633% | 0.8327% | 0.8449% | 0.8826% | 0.4489% | 0.1008% | 0.05942% | 0.06281% | 0.01915% | 0.002847% | 0.01133% | 0.07465% | 0.01411% | 0.0259% | 0.04167% | 0.07931% | 0.04017% | 0.08183% | 0.03038% | 0.0392% | 0.07372% | 0.1164% | 0.3689%
TSO | - | 27 | 18 | 103 | 2025 | Winter | Flow_ij, [%] | 2 | 0 | 2.263% | 1.738% | 1.571% | 1.404% | 1.397% | 1.781% | 3.002% | 4.094% | 4.936% | 5.439% | 5.093% | 5.135% | 4.923% | 4.83% | 4.419% | 3.769% | 3.813% | 5.313% | 5.529% | 5.206% | 4.812% | 4.488% | 3.76% | 2.95%
TSO | - | 28 | 26 | 55 | 2025 | Winter | Flow_ij, [%] | 2 | 0 | 3.749% | 4.359% | 4.442% | 4.348% | 4.528% | 4.516% | 7.267% | 5.669% | 4.719% | 4.53% | 5.124% | 7.425% | 5.459% | 6.652% | 5.166% | 4.607% | 4.666% | 5.593% | 5.053% | 4.63% | 4.635% | 4.341% | 4.477% | 5.033%
TSO | - | 29 | 26 | 103 | 2025 | Winter | Flow_ij, [%] | 2 | 0 | 1.207% | 1.239% | 1.185% | 1.197% | 1.246% | 1.278% | 2.587% | 1.935% | 1.758% | 1.638% | 1.862% | 2.564% | 1.955% | 2.367% | 1.878% | 1.756% | 1.587% | 1.944% | 1.807% | 1.7% | 1.784% | 1.549% | 1.645% | 1.788%
TSO | - | 30 | 29 | 34 | 2025 | Winter | Flow_ij, [%] | 2 | 0 | 17.06% | 15.81% | 15.14% | 14.91% | 14.97% | 18.12% | 20.55% | 25.22% | 24.11% | 22.71% | 22.42% | 22.29% | 24.63% | 23% | 23.11% | 23.18% | 23.29% | 24.36% | 25.61% | 23.6% | 22.97% | 21.5% | 20.7% | 17.76%
TSO | - | 31 | 34 | 35 | 2025 | Winter | Flow_ij, [%] | 2 | 0 | 7.318% | 7.164% | 6.828% | 6.726% | 6.89% | 8.225% | 10.48% | 12.82% | 12.56% | 12.21% | 11.07% | 11.37% | 12.24% | 10.95% | 10.55% | 10.74% | 11.21% | 12.68% | 12.69% | 12.18% | 11.9% | 10.78% | 10.11% | 8.311%
TSO | - | 32 | 35 | 36 | 2025 | Winter | Flow_ij, [%] | 2 | 0 | 2.753% | 2.639% | 2.703% | 2.705% | 2.797% | 3.001% | 3.356% | 3.443% | 3.273% | 3.616% | 3.555% | 3.764% | 3.89% | 3.833% | 3.708% | 3.672% | 3.869% | 3.398% | 3.753% | 3.556% | 3.523% | 3.53% | 3.271% | 3.091%
TSO | - | 33 | 42 | 72 | 2025 | Winter | Flow_ij, [%] | 2 | 0 | 6.46% | 6.689% | 6.435% | 6.363% | 6.533% | 8.759% | 16.15% | 14.6% | 12.62% | 10.67% | 11.44% | 14.51% | 11.71% | 12.65% | 10.52% | 8.908% | 8.66% | 12.5% | 11.13% | 10.6% | 9.925% | 8.737% | 8.87% | 8.528%
TSO | - | 34 | 72 | 103 | 2025 | Winter | Flow_ij, [%] | 2 | 0 | 1.533% | 1.993% | 2.127% | 2.2% | 2.254% | 2.11% | 0.9263% | 0.3632% | 0.204% | 0.3678% | 0.3462% | 0.5109% | 0.4361% | 0.5367% | 0.6279% | 0.7388% | 1.011% | 0.2405% | 0.2746% | 0.2372% | 0.3537% | 0.5577% | 0.9123% | 1.308%
TSO | - | 36 | 1 | 2 | 2025 | Winter | Flow_ij, [%] | 2 | 0 | 11.78% | 10.63% | 9.45% | 9.193% | 8.928% | 10.08% | 14.26% | 17.32% | 20.51% | 21.29% | 19.82% | 20.15% | 20.44% | 20.53% | 18.37% | 17.32% | 18.02% | 23.24% | 22.18% | 20.92% | 20.59% | 17.69% | 15.91% | 13.95%
TSO | - | 38 | 8 | 72 | 2025 | Winter | Flow_ij, [%] | 2 | 0 | 11.95% | 9.492% | 8.879% | 8.848% | 9.033% | 10.45% | 18.51% | 22.95% | 25.63% | 27.05% | 24.22% | 23.71% | 22.35% | 23.66% | 20.95% | 18.53% | 18.07% | 28.25% | 25.46% | 25.34% | 23.63% | 20.45% | 17.57% | 15.77%
TSO | - | 41 | 11 | 12 | 2025 | Winter | Flow_ij, [%] | 2 | 0 | 61.1% | 49.53% | 43.49% | 41.18% | 38% | 45.57% | 85.12% | 102% | 119.2% | 119.3% | 129.4% | 136.5% | 126.7% | 127.7% | 112.4% | 102.7% | 104.2% | 154.4% | 146.7% | 144.3% | 143% | 123.2% | 108.1% | 85.09%
TSO | - | 44 | 13 | 14 | 2025 | Winter | Flow_ij, [%] | 2 | 0 | 2.621% | 2.807% | 2.58% | 2.349% | 2.079% | 2.27% | 3.576% | 2.954% | 3.391% | 3.396% | 4.462% | 5.683% | 4.768% | 4.864% | 4.224% | 3.888% | 4.23% | 4.921% | 5.035% | 4.678% | 4.972% | 4.614% | 4.472% | 3.629%
TSO | - | 45 | 13 | 15 | 2025 | Winter | Flow_ij, [%] | 2 | 0 | 31.38% | 26.77% | 24.4% | 23.12% | 22.77% | 25.66% | 48.11% | 49.38% | 58.64% | 62.05% | 64.57% | 70.86% | 60.85% | 64.66% | 56.31% | 48.28% | 46.84% | 68.98% | 63.31% | 60.88% | 57.19% | 50.35% | 45.47% | 39.41%
TSO | - | 47 | 19 | 20 | 2025 | Winter | Flow_ij, [%] | 2 | 0 | 0.917% | 0.9238% | 0.902% | 0.8692% | 1.028% | 0.8876% | 0.9413% | 0.5702% | 0.4183% | 0.3253% | 0.4599% | 0.6134% | 0.7585% | 0.9209% | 0.8455% | 0.6532% | 0.6488% | 0.8245% | 0.8132% | 0.7573% | 0.7624% | 0.9609% | 0.9875% | 0.8543%
TSO | - | 48 | 19 | 21 | 2025 | Winter | Flow_ij, [%] | 2 | 0 | 2.767% | 2.48% | 2.17% | 2.106% | 1.983% | 2.289% | 4.883% | 6.107% | 6.92% | 7.048% | 6.359% | 6.972% | 7.157% | 7.201% | 5.786% | 5.09% | 5.435% | 7.69% | 6.743% | 6.454% | 6.278% | 5.34% | 4.45% | 3.648%
TSO | - | 50 | 29 | 30 | 2025 | Winter | Flow_ij, [%] | 2 | 0 | 6.418% | 5.832% | 5.686% | 5.623% | 5.517% | 5.95% | 9.817% | 10.83% | 11.68% | 10.95% | 10.84% | 12.09% | 11.97% | 12.38% | 11.36% | 10.92% | 10.5% | 11.57% | 10.69% | 9.812% | 10.15% | 8.747% | 7.534% | 7.142%
TSO | - | 1 | 1 | 5 | 2025 | Winter | Flow_ij, [%] | 2 | 1 | 1.846% | 2.215% | 2.193% | 2.161% | 2.309% | 3.502% | 2.087% | 1.527% | 0.8038% | 1.191% | 1.049% | 1.841% | 1.417% | 1.851% | 1.517% | 1.509% | 1.718% | 1.095% | 1.259% | 1.167% | 1.405% | 1.643% | 1.857% | 2.173%
TSO | - | 2 | 1 | 19 | 2025 | Winter | Flow_ij, [%] | 2 | 1 | 4.478% | 4.091% | 3.863% | 3.727% | 3.727% | 3.803% | 8.952% | 9.247% | 9.049% | 5.524% | 8.986% | 9.862% | 10.2% | 10.13% | 8.538% | 7.872% | 5.319% | 9.491% | 8.557% | 7.942% | 6.031% | 5.619% | 5.657% | 5.062%
TSO | - | 3 | 1 | 29 | 2025 | Winter | Flow_ij, [%] | 2 | 1 | 7.031% | 6.784% | 6.573% | 6.472% | 6.56% | 8.246% | 8.289% | 10.09% | 9.64% | 9.534% | 9.393% | 8.936% | 10.2% | 9.274% | 9.074% | 9.293% | 9.269% | 9.926% | 10.52% | 10.3% | 9.899% | 9.726% | 9.352% | 7.846%
TSO | - | 4 | 1 | 36 | 2025 | Winter | Flow_ij, [%] | 2 | 1 | 14.21% | 13.1% | 12.68% | 12.5% | 12.26% | 15.49% | 14.74% | 17.62% | 16.92% | 16% | 16.4% | 15.38% | 17.51% | 16.51% | 16.54% | 16.78% | 16.29% | 17.07% | 18.11% | 17.27% | 16.84% | 16.57% | 16.38% | 14.57%
TSO | - | 5 | 1 | 55 | 2025 | Winter | Flow_ij, [%] | 2 | 1 | 2.891% | 3.521% | 3.665% | 3.579% | 3.758% | 3.641% | 5.301% | 3.626% | 2.788% | 2.656% | 3.058% | 4.88% | 3.354% | 4.266% | 3.25% | 2.927% | 3.108% | 3.412% | 3.082% | 2.77% | 2.857% | 2.805% | 3.117% | 3.741%
TSO | - | 6 | 3 | 9 | 2025 | Winter | Flow_ij, [%] | 2 | 1 | 3.637% | 2.752% | 1.789% | 1.921% | 1.846% | 3.569% | 10.74% | 16.66% | 18.07% | 16.4% | 13.79% | 15.41% | 16.19% | 13.42% | 12.42% | 11.5% | 11.47% | 15.82% | 15.37% | 14.21% | 13.03% | 9.133% | 7.455% | 4.863%
TSO | - | 7 | 3 | 34 | 2025 | Winter | Flow_ij, [%] | 2 | 1 | 0.1484% | 0.262% | 0.3585% | 0.4092% | 0.3668% | 0.03182% | 0.07458% | 0.8105% | 0.647% | 0.3775% | 0.2546% | 0.1967% | 0.4291% | 0.2277% | 0.177% | 0.2195% | 0.2673% | 0.6663% | 0.6726% | 0.4658% | 0.3356% | 0.112% | 0.06037% | 0.06025%
TSO | - | 8 | 4 | 15 | 2025 | Winter | Flow_ij, [%] | 2 | 1 | 8.409% | 6.626% | 5.938% | 5.462% | 5.504% | 6.608% | 10.59% | 13.17% | 15.39% | 17.06% | 16.38% | 16.4% | 16.07% | 15.89% | 14.68% | 13.08% | 13.39% | 18.12% | 18.71% | 17.9% | 16.85% | 15.35% | 13.46% | 10.81%
TSO | - | 10 | 4 | 103 | 2025 | Winter | Flow_ij, [%] | 2 | 1 | 0.1838% | 0.2802% | 0.235% | 0.2292% | 0.2544% | 0.2159% | 0.09397% | 0.6446% | 1.056% | 1.208% | 0.9535% | 0.9871% | 0.8065% | 0.7522% | 0.5835% | 0.2341% | 0.1921% | 0.4154% | 0.4965% | 0.3454% | 0.2329% | 0.2389% | 0.04997% | 0.009972%
TSO | - | 12 | 5 | 42 | 2025 | Winter | Flow_ij, [%] | 2 | 1 | 2.281% | 2.927% | 3.225% | 3.166% | 3.33% | 3.194% | 4.577% | 3.272% | 2.121% | 1.768% | 1.878% | 3.085% | 2.142% | 2.803% | 2.235% | 2.018% | 2.288% | 2.017% | 1.907% | 1.717% | 1.934% | 2.025% | 2.362% | 2.978%
TSO | - | 13 | 5 | 68 | 2025 | Winter | Flow_ij, [%] | 2 | 1 | 0.3319% | 0.3106% | 0.2777% | 0.3291% | 0.2984% | 0.2962% | 0.368% | 0.3601% | 0.3317% | 0.3938% | 0.3974% | 0.3869% | 0.3878% | 0.3943% | 0.3806% | 0.3161% | 0.3369% | 0.3677% | 0.2957% | 0.3546% | 0.3171% | 0.2759% | 0.3131% | 0.326%
TSO | - | 14 | 7 | 9 | 2025 | Winter | Flow_ij, [%] | 2 | 1 | 38.98% | 37.35% | 34.07% | 36.21% | 36.81% | 36.7% | 36.95% | 34.45% | 28.99% | 33.54% | 33.98% | 34.08% | 34.49% | 35.75% | 35.96% | 36.78% | 36.71% | 34.83% | 34.26% | 30.34% | 31.22% | 29.95% | 38.56% | 39.36%
TSO | - | 16 | 8 | 14 | 2025 | Winter | Flow_ij, [%] | 2 | 1 | 0.01878% | 0.01969% | 0.01858% | 0.01747% | 0.01618% | 0.01709% | 0.02347% | 0.0204% | 0.02255% | 0.02258% | 0.0279% | 0.03409% | 0.02944% | 0.02993% | 0.0267% | 0.02502% | 0.02673% | 0.03022% | 0.0308% | 0.02899% | 0.03048% | 0.02866% | 0.02795% | 0.02373%
TSO | - | 17 | 9 | 10 | 2025 | Winter | Flow_ij, [%] | 2 | 1 | 8.944% | 10.44% | 10.73% | 10.15% | 10.82% | 10.59% | 6.849% | 4.659% | 3.758% | 5.963% | 4.316% | 5.272% | 5.852% | 5.968% | 6.655% | 8.181% | 9.502% | 5.416% | 7.334% | 6.905% | 8.392% | 9.248% | 9.587% | 9.743%
TSO | - | 18 | 9 | 16 | 2025 | Winter | Flow_ij, [%] | 2 | 1 | 7.254% | 6.251% | 5.048% | 5.032% | 5.126% | 8.251% | 18.62% | 26.85% | 28.09% | 24.84% | 22.55% | 23.48% | 23.29% | 21.6% | 19.49% | 18.96% | 19.31% | 25.08% | 23.66% | 21.95% | 20.67% | 14.86% | 12.87% | 8.975%
TSO | - | 19 | 10 | 15 | 2025 | Winter | Flow_ij, [%] | 2 | 1 | 12.96% | 15.42% | 16.34% | 16.87% | 17.19% | 16.68% | 15.3% | 9.402% | 7.358% | 10.05% | 10.95% | 16.32% | 12.27% | 15.69% | 13.63% | 12.99% | 15.91% | 11.7% | 10.49% | 9.288% | 11.14% | 12.37% | 13.57% | 16.41%
TSO | - | 20 | 11 | 13 | 2025 | Winter | Flow_ij, [%] | 2 | 1 | 0.6362% | 0.624% | 0.5999% | 0.5926% | 0.5212% | 0.5171% | 0.4641% | 0.6395% | 0.6758% | 0.6304% | 0.7276% | 0.7156% | 0.7986% | 0.7404% | 0.7051% | 0.8059% | 0.937% | 1.034% | 1.079% | 1.088% | 1.277% | 1.174% | 1.085% | 0.8599%
TSO | - | 21 | 12 | 72 | 2025 | Winter | Flow_ij, [%] | 2 | 1 | 0.8384% | 0.882% | 0.8394% | 0.811% | 0.6693% | 0.6521% | 0.5551% | 0.7506% | 0.8089% | 0.743% | 0.9683% | 1.035% | 1.121% | 1.031% | 0.9541% | 1.117% | 1.373% | 1.447% | 1.561% | 1.543% | 1.892% | 1.754% | 1.644% | 1.249%
TSO | - | 23 | 15 | 18 | 2025 | Winter | Flow_ij, [%] | 2 | 1 | 2.538% | 2.002% | 1.82% | 1.637% | 1.63% | 2.014% | 3.345% | 4.436% | 5.296% | 5.871% | 5.646% | 5.64% | 5.489% | 5.399% | 4.944% | 4.269% | 4.348% | 5.941% | 6.155% | 5.819% | 5.417% | 4.874% | 4.104% | 3.226%
TSO | - | 24 | 15 | 26 | 2025 | Winter | Flow_ij, [%] | 2 | 1 | 5.974% | 5.212% | 4.725% | 4.498% | 4.497% | 5.211% | 10.03% | 10.29% | 11.23% | 11.26% | 11.71% | 13.26% | 11.53% | 12.25% | 10.55% | 9.379% | 8.834% | 12.18% | 11.85% | 11.27% | 10.82% | 9.463% | 8.861% | 7.832%
TSO | - | 25 | 16 | 17 | 2025 | Winter | Flow_ij, [%] | 2 | 1 | 0.001471% | 0.01733% | 0.1026% | 0.09664% | 0.1088% | 0.01022% | 0.2765% | 1.139% | 1.139% | 0.9855% | 0.5524% | 0.6556% | 1.007% | 0.5274% | 0.5444% | 0.5357% | 0.6212% | 1.189% | 1.19% | 1.059% | 0.8836% | 0.4557% | 0.2639% | 0.04894%
TSO | - | 26 | 17 | 34 | 2025 | Winter | Flow_ij, [%] | 2 | 1 | 0.4256% | 0.633% | 0.8327% | 0.8449% | 0.8826% | 0.4489% | 0.1008% | 0.05942% | 0.06281% | 0.01915% | 0.002847% | 0.01133% | 0.07465% | 0.01411% | 0.0259% | 0.04167% | 0.07931% | 0.04017% | 0.08183% | 0.03038% | 0.0392% | 0.07372% | 0.1164% | 0.3689%
TSO | - | 27 | 18 | 103 | 2025 | Winter | Flow_ij, [%] | 2 | 1 | 2.263% | 1.738% | 1.571% | 1.404% | 1.397% | 1.781% | 3.001% | 4.094% | 4.936% | 5.439% | 5.093% | 5.135% | 4.923% | 4.83% | 4.419% | 3.769% | 3.813% | 5.313% | 5.529% | 5.206% | 4.812% | 4.488% | 3.76% | 2.95%
TSO | - | 28 | 26 | 55 | 2025 | Winter | Flow_ij, [%] | 2 | 1 | 3.749% | 4.359% | 4.442% | 4.348% | 4.528% | 4.516% | 7.267% | 5.669% | 4.719% | 4.53% | 5.124% | 7.425% | 5.459% | 6.652% | 5.166% | 4.607% | 4.666% | 5.593% | 5.053% | 4.63% | 4.635% | 4.341% | 4.477% | 5.033%
TSO | - | 29 | 26 | 103 | 2025 | Winter | Flow_ij, [%] | 2 | 1 | 1.207% | 1.239% | 1.185% | 1.197% | 1.246% | 1.278% | 2.587% | 1.935% | 1.758% | 1.638% | 1.862% | 2.564% | 1.955% | 2.367% | 1.878% | 1.756% | 1.587% | 1.944% | 1.807% | 1.7% | 1.784% | 1.549% | 1.645% | 1.788%
TSO | - | 30 | 29 | 34 | 2025 | Winter | Flow_ij, [%] | 2 | 1 | 17.06% | 15.81% | 15.14% | 14.91% | 14.97% | 18.12% | 20.55% | 25.22% | 24.11% | 22.71% | 22.42% | 22.29% | 24.63% | 23% | 23.11% | 23.18% | 23.29% | 24.36% | 25.61% | 23.6% | 22.97% | 21.5% | 20.7% | 17.76%
TSO | - | 31 | 34 | 35 | 2025 | Winter | Flow_ij, [%] | 2 | 1 | 7.318% | 7.164% | 6.828% | 6.726% | 6.89% | 8.225% | 10.48% | 12.82% | 12.56% | 12.21% | 11.07% | 11.37% | 12.24% | 10.95% | 10.55% | 10.74% | 11.21% | 12.68% | 12.69% | 12.18% | 11.9% | 10.78% | 10.11% | 8.311%
TSO | - | 32 | 35 | 36 | 2025 | Winter | Flow_ij, [%] | 2 | 1 | 2.753% | 2.639% | 2.703% | 2.705% | 2.797% | 3.001% | 3.356% | 3.443% | 3.273% | 3.616% | 3.554% | 3.764% | 3.89% | 3.833% | 3.708% | 3.672% | 3.869% | 3.398% | 3.753% | 3.556% | 3.523% | 3.53% | 3.271% | 3.091%
TSO | - | 33 | 42 | 72 | 2025 | Winter | Flow_ij, [%] | 2 | 1 | 6.46% | 6.689% | 6.435% | 6.363% | 6.533% | 8.759% | 16.15% | 14.6% | 12.62% | 10.67% | 11.44% | 14.51% | 11.71% | 12.65% | 10.52% | 8.908% | 8.66% | 12.5% | 11.13% | 10.6% | 9.925% | 8.737% | 8.87% | 8.528%
TSO | - | 34 | 72 | 103 | 2025 | Winter | Flow_ij, [%] | 2 | 1 | 1.533% | 1.993% | 2.127% | 2.2% | 2.254% | 2.11% | 0.9263% | 0.3632% | 0.204% | 0.3678% | 0.3462% | 0.5109% | 0.4361% | 0.5367% | 0.6279% | 0.7388% | 1.011% | 0.2405% | 0.2746% | 0.2372% | 0.3537% | 0.5577% | 0.9123% | 1.308%
TSO | - | 36 | 1 | 2 | 2025 | Winter | Flow_ij, [%] | 2 | 1 | 11.78% | 10.63% | 9.45% | 9.193% | 8.928% | 10.08% | 14.26% | 17.32% | 20.51% | 21.29% | 19.82% | 20.15% | 20.44% | 20.53% | 18.37% | 17.32% | 18.02% | 23.24% | 22.18% | 20.92% | 20.59% | 17.69% | 15.91% | 13.95%
TSO | - | 38 | 8 | 72 | 2025 | Winter | Flow_ij, [%] | 2 | 1 | 11.95% | 9.491% | 8.879% | 8.848% | 9.033% | 10.45% | 18.51% | 22.95% | 25.63% | 27.05% | 24.22% | 23.71% | 22.35% | 23.66% | 20.95% | 18.53% | 18.07% | 28.25% | 25.46% | 25.34% | 23.63% | 20.45% | 17.57% | 15.77%
TSO | - | 41 | 11 | 12 | 2025 | Winter | Flow_ij, [%] | 2 | 1 | 61.1% | 49.53% | 43.49% | 41.18% | 38% | 45.57% | 85.12% | 102% | 119.2% | 119.3% | 129.4% | 136.5% | 126.7% | 127.7% | 112.4% | 102.7% | 104.2% | 154.4% | 146.7% | 144.3% | 143% | 123.2% | 108.1% | 85.09%
TSO | - | 44 | 13 | 14 | 2025 | Winter | Flow_ij, [%] | 2 | 1 | 2.621% | 2.807% | 2.58% | 2.349% | 2.079% | 2.27% | 3.576% | 2.954% | 3.391% | 3.396% | 4.462% | 5.683% | 4.768% | 4.864% | 4.224% | 3.888% | 4.23% | 4.921% | 5.035% | 4.678% | 4.972% | 4.614% | 4.472% | 3.629%
TSO | - | 45 | 13 | 15 | 2025 | Winter | Flow_ij, [%] | 2 | 1 | 31.38% | 26.77% | 24.4% | 23.12% | 22.77% | 25.66% | 48.11% | 49.38% | 58.64% | 62.05% | 64.57% | 70.86% | 60.85% | 64.66% | 56.31% | 48.28% | 46.84% | 68.98% | 63.31% | 60.88% | 57.19% | 50.35% | 45.47% | 39.41%
TSO | - | 47 | 19 | 20 | 2025 | Winter | Flow_ij, [%] | 2 | 1 | 0.917% | 0.9238% | 0.902% | 0.8692% | 1.028% | 0.8876% | 0.9413% | 0.5702% | 0.4183% | 0.3253% | 0.4599% | 0.6134% | 0.7585% | 0.9209% | 0.8455% | 0.6532% | 0.6488% | 0.8245% | 0.8132% | 0.7573% | 0.7624% | 0.9609% | 0.9875% | 0.8543%
TSO | - | 48 | 19 | 21 | 2025 | Winter | Flow_ij, [%] | 2 | 1 | 2.767% | 2.48% | 2.17% | 2.106% | 1.983% | 2.289% | 4.883% | 6.107% | 6.92% | 7.048% | 6.359% | 6.972% | 7.157% | 7.201% | 5.786% | 5.09% | 5.435% | 7.69% | 6.743% | 6.454% | 6.278% | 5.34% | 4.45% | 3.648%
TSO | - | 50 | 29 | 30 | 2025 | Winter | Flow_ij, [%] | 2 | 1 | 6.418% | 5.832% | 5.686% | 5.623% | 5.517% | 5.95% | 9.817% | 10.83% | 11.68% | 10.95% | 10.84% | 12.09% | 11.97% | 12.39% | 11.36% | 10.92% | 10.5% | 11.57% | 10.69% | 9.812% | 10.15% | 8.747% | 7.534% | 7.142%
TSO | - | 1 | 1 | 5 | 2025 | Winter | Flow_ij, [%] | 2 | 2 | 1.846% | 2.215% | 2.193% | 2.161% | 2.309% | 3.502% | 2.087% | 1.527% | 0.8038% | 1.191% | 1.049% | 1.84% | 1.417% | 1.851% | 1.517% | 1.509% | 1.718% | 1.095% | 1.259% | 1.167% | 1.405% | 1.643% | 1.857% | 2.173%
TSO | - | 2 | 1 | 19 | 2025 | Winter | Flow_ij, [%] | 2 | 2 | 4.478% | 4.091% | 3.863% | 3.727% | 3.727% | 3.803% | 8.952% | 9.247% | 9.049% | 5.524% | 8.986% | 9.862% | 10.2% | 10.13% | 8.538% | 7.872% | 5.319% | 9.491% | 8.557% | 7.942% | 6.031% | 5.619% | 5.657% | 5.062%
TSO | - | 3 | 1 | 29 | 2025 | Winter | Flow_ij, [%] | 2 | 2 | 7.031% | 6.784% | 6.573% | 6.472% | 6.56% | 8.246% | 8.289% | 10.09% | 9.64% | 9.534% | 9.393% | 8.937% | 10.2% | 9.274% | 9.074% | 9.293% | 9.269% | 9.926% | 10.52% | 10.3% | 9.899% | 9.725% | 9.352% | 7.846%
TSO | - | 4 | 1 | 36 | 2025 | Winter | Flow_ij, [%] | 2 | 2 | 14.21% | 13.1% | 12.68% | 12.5% | 12.26% | 15.49% | 14.74% | 17.62% | 16.92% | 16% | 16.4% | 15.38% | 17.51% | 16.51% | 16.54% | 16.78% | 16.29% | 17.07% | 18.11% | 17.27% | 16.84% | 16.57% | 16.38% | 14.57%
TSO | - | 5 | 1 | 55 | 2025 | Winter | Flow_ij, [%] | 2 | 2 | 2.891% | 3.521% | 3.665% | 3.579% | 3.758% | 3.641% | 5.301% | 3.626% | 2.788% | 2.656% | 3.058% | 4.88% | 3.354% | 4.266% | 3.25% | 2.927% | 3.108% | 3.412% | 3.082% | 2.77% | 2.857% | 2.805% | 3.117% | 3.741%
TSO | - | 6 | 3 | 9 | 2025 | Winter | Flow_ij, [%] | 2 | 2 | 3.637% | 2.752% | 1.789% | 1.921% | 1.846% | 3.569% | 10.74% | 16.66% | 18.07% | 16.4% | 13.79% | 15.41% | 16.19% | 13.42% | 12.42% | 11.5% | 11.47% | 15.82% | 15.37% | 14.21% | 13.03% | 9.133% | 7.455% | 4.863%
TSO | - | 7 | 3 | 34 | 2025 | Winter | Flow_ij, [%] | 2 | 2 | 0.1484% | 0.262% | 0.3585% | 0.4092% | 0.3668% | 0.03182% | 0.07458% | 0.8105% | 0.647% | 0.3775% | 0.2546% | 0.1967% | 0.4291% | 0.2277% | 0.177% | 0.2195% | 0.2673% | 0.6663% | 0.6726% | 0.4658% | 0.3356% | 0.112% | 0.06037% | 0.06025%
TSO | - | 8 | 4 | 15 | 2025 | Winter | Flow_ij, [%] | 2 | 2 | 8.409% | 6.626% | 5.938% | 5.462% | 5.504% | 6.608% | 10.59% | 13.17% | 15.39% | 17.06% | 16.38% | 16.4% | 16.07% | 15.89% | 14.68% | 13.08% | 13.39% | 18.12% | 18.71% | 17.9% | 16.85% | 15.35% | 13.46% | 10.81%
TSO | - | 10 | 4 | 103 | 2025 | Winter | Flow_ij, [%] | 2 | 2 | 0.1838% | 0.2802% | 0.235% | 0.2292% | 0.2544% | 0.2159% | 0.09397% | 0.6446% | 1.056% | 1.208% | 0.9536% | 0.9872% | 0.8065% | 0.7522% | 0.5835% | 0.2341% | 0.1921% | 0.4153% | 0.4965% | 0.3454% | 0.2329% | 0.2389% | 0.04997% | 0.009971%
TSO | - | 12 | 5 | 42 | 2025 | Winter | Flow_ij, [%] | 2 | 2 | 2.281% | 2.927% | 3.225% | 3.166% | 3.33% | 3.194% | 4.577% | 3.272% | 2.121% | 1.768% | 1.877% | 3.085% | 2.142% | 2.803% | 2.235% | 2.018% | 2.288% | 2.017% | 1.907% | 1.717% | 1.934% | 2.025% | 2.362% | 2.978%
TSO | - | 13 | 5 | 68 | 2025 | Winter | Flow_ij, [%] | 2 | 2 | 0.3319% | 0.3106% | 0.2777% | 0.3291% | 0.2984% | 0.2962% | 0.368% | 0.3601% | 0.3317% | 0.3938% | 0.3974% | 0.3869% | 0.3878% | 0.3943% | 0.3806% | 0.3161% | 0.3369% | 0.3677% | 0.2957% | 0.3546% | 0.3171% | 0.2758% | 0.3131% | 0.326%
TSO | - | 14 | 7 | 9 | 2025 | Winter | Flow_ij, [%] | 2 | 2 | 38.98% | 37.35% | 34.07% | 36.21% | 36.81% | 36.7% | 36.95% | 34.45% | 28.99% | 33.54% | 33.98% | 34.08% | 34.49% | 35.75% | 35.96% | 36.78% | 36.71% | 34.83% | 34.26% | 30.34% | 31.22% | 29.95% | 38.56% | 39.36%
TSO | - | 16 | 8 | 14 | 2025 | Winter | Flow_ij, [%] | 2 | 2 | 0.01878% | 0.01969% | 0.01858% | 0.01747% | 0.01618% | 0.01709% | 0.02347% | 0.0204% | 0.02255% | 0.02258% | 0.0279% | 0.03409% | 0.02944% | 0.02993% | 0.0267% | 0.02502% | 0.02673% | 0.03022% | 0.0308% | 0.02899% | 0.03048% | 0.02866% | 0.02795% | 0.02373%
TSO | - | 17 | 9 | 10 | 2025 | Winter | Flow_ij, [%] | 2 | 2 | 8.944% | 10.44% | 10.73% | 10.15% | 10.82% | 10.59% | 6.849% | 4.66% | 3.758% | 5.963% | 4.316% | 5.272% | 5.852% | 5.968% | 6.655% | 8.181% | 9.502% | 5.416% | 7.334% | 6.905% | 8.392% | 9.248% | 9.587% | 9.743%
TSO | - | 18 | 9 | 16 | 2025 | Winter | Flow_ij, [%] | 2 | 2 | 7.254% | 6.251% | 5.048% | 5.032% | 5.126% | 8.251% | 18.62% | 26.85% | 28.09% | 24.84% | 22.55% | 23.48% | 23.29% | 21.6% | 19.49% | 18.96% | 19.31% | 25.08% | 23.66% | 21.95% | 20.67% | 14.86% | 12.87% | 8.975%
TSO | - | 19 | 10 | 15 | 2025 | Winter | Flow_ij, [%] | 2 | 2 | 12.96% | 15.42% | 16.34% | 16.87% | 17.19% | 16.68% | 15.31% | 9.402% | 7.358% | 10.05% | 10.95% | 16.32% | 12.27% | 15.69% | 13.63% | 12.99% | 15.91% | 11.7% | 10.49% | 9.288% | 11.14% | 12.37% | 13.57% | 16.41%
TSO | - | 20 | 11 | 13 | 2025 | Winter | Flow_ij, [%] | 2 | 2 | 0.6362% | 0.624% | 0.5999% | 0.5926% | 0.5212% | 0.5171% | 0.4641% | 0.6395% | 0.6758% | 0.6304% | 0.7276% | 0.7156% | 0.7986% | 0.7404% | 0.7051% | 0.8059% | 0.937% | 1.034% | 1.079% | 1.088% | 1.277% | 1.174% | 1.085% | 0.8599%
TSO | - | 21 | 12 | 72 | 2025 | Winter | Flow_ij, [%] | 2 | 2 | 0.8384% | 0.882% | 0.8394% | 0.811% | 0.6693% | 0.6521% | 0.5551% | 0.7506% | 0.8089% | 0.743% | 0.9683% | 1.035% | 1.121% | 1.031% | 0.9541% | 1.117% | 1.373% | 1.447% | 1.561% | 1.543% | 1.892% | 1.754% | 1.644% | 1.249%
TSO | - | 23 | 15 | 18 | 2025 | Winter | Flow_ij, [%] | 2 | 2 | 2.538% | 2.002% | 1.82% | 1.637% | 1.63% | 2.014% | 3.345% | 4.436% | 5.296% | 5.871% | 5.646% | 5.64% | 5.489% | 5.399% | 4.944% | 4.269% | 4.348% | 5.941% | 6.155% | 5.819% | 5.417% | 4.874% | 4.104% | 3.226%
TSO | - | 24 | 15 | 26 | 2025 | Winter | Flow_ij, [%] | 2 | 2 | 5.974% | 5.212% | 4.725% | 4.498% | 4.497% | 5.211% | 10.03% | 10.29% | 11.23% | 11.26% | 11.71% | 13.26% | 11.53% | 12.25% | 10.55% | 9.379% | 8.834% | 12.18% | 11.85% | 11.27% | 10.82% | 9.463% | 8.861% | 7.832%
TSO | - | 25 | 16 | 17 | 2025 | Winter | Flow_ij, [%] | 2 | 2 | 0.001471% | 0.01733% | 0.1026% | 0.09664% | 0.1088% | 0.01022% | 0.2765% | 1.139% | 1.139% | 0.9855% | 0.5524% | 0.6556% | 1.007% | 0.5274% | 0.5444% | 0.5357% | 0.6212% | 1.189% | 1.19% | 1.059% | 0.8836% | 0.4557% | 0.2639% | 0.04893%
TSO | - | 26 | 17 | 34 | 2025 | Winter | Flow_ij, [%] | 2 | 2 | 0.4256% | 0.633% | 0.8327% | 0.8449% | 0.8826% | 0.4489% | 0.1008% | 0.05942% | 0.06281% | 0.01915% | 0.002847% | 0.01133% | 0.07465% | 0.01411% | 0.0259% | 0.04167% | 0.07931% | 0.04017% | 0.08183% | 0.03038% | 0.0392% | 0.07372% | 0.1164% | 0.3689%
TSO | - | 27 | 18 | 103 | 2025 | Winter | Flow_ij, [%] | 2 | 2 | 2.263% | 1.738% | 1.571% | 1.404% | 1.397% | 1.781% | 3.002% | 4.094% | 4.936% | 5.439% | 5.093% | 5.135% | 4.923% | 4.83% | 4.419% | 3.769% | 3.813% | 5.313% | 5.529% | 5.206% | 4.812% | 4.488% | 3.76% | 2.95%
TSO | - | 28 | 26 | 55 | 2025 | Winter | Flow_ij, [%] | 2 | 2 | 3.749% | 4.359% | 4.442% | 4.348% | 4.528% | 4.516% | 7.267% | 5.669% | 4.719% | 4.53% | 5.124% | 7.425% | 5.459% | 6.652% | 5.166% | 4.607% | 4.666% | 5.593% | 5.053% | 4.63% | 4.635% | 4.341% | 4.477% | 5.033%
TSO | - | 29 | 26 | 103 | 2025 | Winter | Flow_ij, [%] | 2 | 2 | 1.207% | 1.239% | 1.185% | 1.197% | 1.246% | 1.278% | 2.587% | 1.935% | 1.758% | 1.638% | 1.862% | 2.564% | 1.955% | 2.367% | 1.878% | 1.756% | 1.587% | 1.944% | 1.807% | 1.7% | 1.784% | 1.549% | 1.645% | 1.788%
TSO | - | 30 | 29 | 34 | 2025 | Winter | Flow_ij, [%] | 2 | 2 | 17.06% | 15.81% | 15.14% | 14.91% | 14.97% | 18.12% | 20.55% | 25.22% | 24.11% | 22.71% | 22.42% | 22.29% | 24.63% | 23% | 23.11% | 23.18% | 23.29% | 24.36% | 25.61% | 23.6% | 22.97% | 21.5% | 20.7% | 17.76%
TSO | - | 31 | 34 | 35 | 2025 | Winter | Flow_ij, [%] | 2 | 2 | 7.318% | 7.164% | 6.828% | 6.726% | 6.89% | 8.225% | 10.48% | 12.82% | 12.56% | 12.21% | 11.07% | 11.37% | 12.24% | 10.95% | 10.55% | 10.74% | 11.21% | 12.68% | 12.69% | 12.18% | 11.9% | 10.78% | 10.11% | 8.311%
TSO | - | 32 | 35 | 36 | 2025 | Winter | Flow_ij, [%] | 2 | 2 | 2.753% | 2.639% | 2.703% | 2.705% | 2.797% | 3.001% | 3.356% | 3.443% | 3.273% | 3.616% | 3.555% | 3.764% | 3.89% | 3.833% | 3.708% | 3.672% | 3.869% | 3.398% | 3.753% | 3.556% | 3.523% | 3.53% | 3.271% | 3.091%
TSO | - | 33 | 42 | 72 | 2025 | Winter | Flow_ij, [%] | 2 | 2 | 6.46% | 6.689% | 6.435% | 6.363% | 6.533% | 8.759% | 16.15% | 14.6% | 12.62% | 10.67% | 11.44% | 14.51% | 11.71% | 12.65% | 10.52% | 8.908% | 8.66% | 12.5% | 11.13% | 10.6% | 9.925% | 8.737% | 8.87% | 8.528%
TSO | - | 34 | 72 | 103 | 2025 | Winter | Flow_ij, [%] | 2 | 2 | 1.533% | 1.993% | 2.127% | 2.2% | 2.254% | 2.11% | 0.9263% | 0.3632% | 0.204% | 0.3678% | 0.3462% | 0.5109% | 0.4361% | 0.5367% | 0.6279% | 0.7388% | 1.011% | 0.2405% | 0.2746% | 0.2372% | 0.3537% | 0.5577% | 0.9123% | 1.308%
TSO | - | 36 | 1 | 2 | 2025 | Winter | Flow_ij, [%] | 2 | 2 | 11.78% | 10.63% | 9.45% | 9.193% | 8.928% | 10.08% | 14.26% | 17.32% | 20.51% | 21.29% | 19.82% | 20.15% | 20.44% | 20.53% | 18.37% | 17.32% | 18.02% | 23.24% | 22.18% | 20.92% | 20.59% | 17.69% | 15.91% | 13.95%
TSO | - | 38 | 8 | 72 | 2025 | Winter | Flow_ij, [%] | 2 | 2 | 11.95% | 9.492% | 8.879% | 8.848% | 9.033% | 10.45% | 18.51% | 22.95% | 25.63% | 27.05% | 24.22% | 23.71% | 22.35% | 23.66% | 20.95% | 18.53% | 18.07% | 28.25% | 25.46% | 25.34% | 23.63% | 20.45% | 17.57% | 15.77%
TSO | - | 41 | 11 | 12 | 2025 | Winter | Flow_ij, [%] | 2 | 2 | 61.1% | 49.53% | 43.49% | 41.18% | 38% | 45.57% | 85.13% | 102% | 119.2% | 119.3% | 129.4% | 136.5% | 126.7% | 127.7% | 112.4% | 102.7% | 104.2% | 154.4% | 146.7% | 144.3% | 143% | 123.2% | 108.1% | 85.09%
TSO | - | 44 | 13 | 14 | 2025 | Winter | Flow_ij, [%] | 2 | 2 | 2.621% | 2.807% | 2.58% | 2.349% | 2.079% | 2.27% | 3.576% | 2.954% | 3.391% | 3.396% | 4.462% | 5.683% | 4.768% | 4.864% | 4.224% | 3.888% | 4.23% | 4.921% | 5.035% | 4.678% | 4.972% | 4.614% | 4.472% | 3.629%
TSO | - | 45 | 13 | 15 | 2025 | Winter | Flow_ij, [%] | 2 | 2 | 31.38% | 26.77% | 24.4% | 23.12% | 22.77% | 25.66% | 48.11% | 49.38% | 58.64% | 62.05% | 64.57% | 70.86% | 60.85% | 64.66% | 56.31% | 48.28% | 46.84% | 68.98% | 63.31% | 60.88% | 57.19% | 50.35% | 45.47% | 39.41%
TSO | - | 47 | 19 | 20 | 2025 | Winter | Flow_ij, [%] | 2 | 2 | 0.917% | 0.9238% | 0.902% | 0.8692% | 1.028% | 0.8876% | 0.9413% | 0.5702% | 0.4183% | 0.3253% | 0.4599% | 0.6134% | 0.7585% | 0.9209% | 0.8455% | 0.6532% | 0.6488% | 0.8245% | 0.8132% | 0.7573% | 0.7624% | 0.9609% | 0.9875% | 0.8543%
TSO | - | 48 | 19 | 21 | 2025 | Winter | Flow_ij, [%] | 2 | 2 | 2.767% | 2.48% | 2.17% | 2.106% | 1.983% | 2.289% | 4.883% | 6.107% | 6.92% | 7.048% | 6.359% | 6.972% | 7.157% | 7.201% | 5.786% | 5.09% | 5.435% | 7.69% | 6.743% | 6.454% | 6.278% | 5.34% | 4.45% | 3.648%
TSO | - | 50 | 29 | 30 | 2025 | Winter | Flow_ij, [%] | 2 | 2 | 6.418% | 5.832% | 5.686% | 5.623% | 5.517% | 5.95% | 9.817% | 10.83% | 11.68% | 10.95% | 10.84% | 12.09% | 11.97% | 12.38% | 11.36% | 10.92% | 10.5% | 11.57% | 10.69% | 9.812% | 10.15% | 8.747% | 7.534% | 7.142%
TSO | - | 1 | 1 | 5 | 2025 | Winter | Flow_ij, [%] | Expected | - | 1.862% | 2.223% | 2.18% | 2.153% | 2.291% | 3.466% | 2.114% | 1.545% | 0.8977% | 1.302% | 1.057% | 1.855% | 1.429% | 1.844% | 1.503% | 1.477% | 1.689% | 1.085% | 1.165% | 1.201% | 1.479% | 1.669% | 1.867% | 2.129%
TSO | - | 2 | 1 | 19 | 2025 | Winter | Flow_ij, [%] | Expected | - | 4.476% | 4.094% | 3.858% | 3.723% | 3.719% | 3.798% | 8.959% | 9.253% | 9.103% | 5.56% | 8.99% | 9.868% | 10.2% | 10.13% | 8.53% | 7.858% | 5.31% | 9.481% | 8.494% | 7.947% | 6.058% | 5.626% | 5.656% | 5.055%
TSO | - | 3 | 1 | 29 | 2025 | Winter | Flow_ij, [%] | Expected | - | 7.061% | 6.801% | 6.54% | 6.453% | 6.518% | 8.191% | 8.332% | 10.12% | 9.952% | 9.844% | 9.411% | 8.967% | 10.22% | 9.258% | 9.046% | 9.201% | 9.178% | 9.901% | 10.19% | 10.41% | 10.12% | 9.804% | 9.378% | 7.792%
TSO | - | 4 | 1 | 36 | 2025 | Winter | Flow_ij, [%] | Expected | - | 14.23% | 13.12% | 12.68% | 12.49% | 12.25% | 15.44% | 14.77% | 17.64% | 17.19% | 16.25% | 16.41% | 15.41% | 17.53% | 16.49% | 16.51% | 16.7% | 16.2% | 17.05% | 17.82% | 17.36% | 17.03% | 16.65% | 16.4% | 14.53%
TSO | - | 5 | 1 | 55 | 2025 | Winter | Flow_ij, [%] | Expected | - | 2.904% | 3.528% | 3.652% | 3.572% | 3.742% | 3.623% | 5.335% | 3.647% | 2.857% | 2.78% | 3.069% | 4.902% | 3.37% | 4.256% | 3.23% | 2.888% | 3.09% | 3.398% | 2.97% | 2.807% | 2.933% | 2.82% | 3.124% | 3.694%
TSO | - | 6 | 3 | 9 | 2025 | Winter | Flow_ij, [%] | Expected | - | 3.651% | 2.762% | 1.763% | 1.905% | 1.812% | 3.535% | 10.76% | 16.67% | 18.29% | 16.61% | 13.79% | 15.42% | 16.2% | 13.41% | 12.41% | 11.44% | 11.38% | 15.81% | 15.12% | 14.28% | 13.2% | 9.2% | 7.472% | 4.845%
TSO | - | 7 | 3 | 34 | 2025 | Winter | Flow_ij, [%] | Expected | - | 0.1453% | 0.2589% | 0.3691% | 0.416% | 0.3809% | 0.0355% | 0.07651% | 0.8117% | 0.6841% | 0.4102% | 0.2556% | 0.1999% | 0.4316% | 0.2273% | 0.1757% | 0.2123% | 0.2549% | 0.6663% | 0.6378% | 0.4743% | 0.3591% | 0.1178% | 0.06103% | 0.06478%
TSO | - | 8 | 4 | 15 | 2025 | Winter | Flow_ij, [%] | Expected | - | 8.418% | 6.629% | 5.933% | 5.458% | 5.497% | 6.597% | 10.61% | 13.19% | 15.54% | 17.23% | 16.4% | 16.42% | 16.09% | 15.89% | 14.66% | 13.04% | 13.35% | 18.11% | 18.54% | 17.95% | 16.96% | 15.39% | 13.47% | 10.77%
TSO | - | 10 | 4 | 103 | 2025 | Winter | Flow_ij, [%] | Expected | - | 0.1783% | 0.2762% | 0.242% | 0.2333% | 0.2638% | 0.227% | 0.09462% | 0.6478% | 1.085% | 1.247% | 0.9562% | 0.9909% | 0.8096% | 0.7507% | 0.5807% | 0.2316% | 0.1874% | 0.4139% | 0.4801% | 0.3491% | 0.2425% | 0.2455% | 0.0497% | 0.01297%
TSO | - | 12 | 5 | 42 | 2025 | Winter | Flow_ij, [%] | Expected | - | 2.3% | 2.938% | 3.206% | 3.154% | 3.305% | 3.168% | 4.607% | 3.29% | 2.182% | 1.885% | 1.887% | 3.103% | 2.157% | 2.795% | 2.217% | 1.98% | 2.254% | 2.005% | 1.798% | 1.754% | 2.016% | 2.053% | 2.373% | 2.919%
TSO | - | 13 | 5 | 68 | 2025 | Winter | Flow_ij, [%] | Expected | - | 0.332% | 0.3107% | 0.2776% | 0.3291% | 0.2983% | 0.296% | 0.3683% | 0.3603% | 0.3333% | 0.3964% | 0.3975% | 0.3871% | 0.388% | 0.3942% | 0.3804% | 0.3157% | 0.3366% | 0.3676% | 0.2937% | 0.3549% | 0.318% | 0.2761% | 0.3132% | 0.3257%
TSO | - | 14 | 7 | 9 | 2025 | Winter | Flow_ij, [%] | Expected | - | 39.08% | 37.41% | 33.92% | 36.12% | 36.61% | 36.53% | 37.1% | 34.54% | 30.08% | 34.67% | 34.04% | 34.16% | 34.56% | 35.71% | 35.87% | 36.39% | 36.43% | 34.77% | 32.96% | 30.76% | 32.07% | 30.15% | 38.63% | 39.36%
TSO | - | 16 | 8 | 14 | 2025 | Winter | Flow_ij, [%] | Expected | - | 0.0188% | 0.0197% | 0.01857% | 0.01747% | 0.01617% | 0.01707% | 0.02351% | 0.02043% | 0.02275% | 0.0228% | 0.02793% | 0.03414% | 0.02947% | 0.02991% | 0.02667% | 0.02495% | 0.02667% | 0.03018% | 0.03049% | 0.02907% | 0.03067% | 0.02872% | 0.02796% | 0.02363%
TSO | - | 17 | 9 | 10 | 2025 | Winter | Flow_ij, [%] | Expected | - | 8.919% | 10.42% | 10.77% | 10.18% | 10.88% | 10.66% | 6.956% | 4.723% | 4.201% | 6.526% | 4.352% | 5.335% | 5.9% | 5.941% | 6.597% | 7.996% | 9.582% | 5.372% | 6.713% | 7.125% | 8.716% | 9.183% | 9.569% | 9.911%
TSO | - | 18 | 9 | 16 | 2025 | Winter | Flow_ij, [%] | Expected | - | 7.268% | 6.261% | 5.019% | 5.015% | 5.087% | 8.217% | 18.64% | 26.86% | 28.36% | 25.07% | 22.56% | 23.49% | 23.3% | 21.6% | 19.48% | 18.9% | 19.22% | 25.07% | 23.4% | 22.01% | 20.83% | 14.93% | 12.88% | 8.967%
TSO | - | 19 | 10 | 15 | 2025 | Winter | Flow_ij, [%] | Expected | - | 13.22% | 15.59% | 16.04% | 16.69% | 16.79% | 16.16% | 15.52% | 9.547% | 8.103% | 11% | 11.04% | 16.47% | 12.39% | 15.63% | 13.49% | 12.69% | 15.2% | 11.61% | 9.674% | 9.549% | 11.91% | 12.9% | 13.74% | 15.51%
TSO | - | 20 | 11 | 13 | 2025 | Winter | Flow_ij, [%] | Expected | - | 0.6382% | 0.625% | 0.5986% | 0.5918% | 0.5197% | 0.5146% | 0.4644% | 0.6399% | 0.6857% | 0.6372% | 0.7278% | 0.716% | 0.7989% | 0.7403% | 0.705% | 0.8027% | 0.9304% | 1.033% | 1.066% | 1.093% | 1.289% | 1.18% | 1.086% | 0.8585%
TSO | - | 21 | 12 | 72 | 2025 | Winter | Flow_ij, [%] | Expected | - | 0.8424% | 0.8841% | 0.8365% | 0.8094% | 0.6661% | 0.6468% | 0.5563% | 0.752% | 0.8295% | 0.7591% | 0.9693% | 1.036% | 1.122% | 1.031% | 0.953% | 1.11% | 1.36% | 1.445% | 1.53% | 1.553% | 1.92% | 1.767% | 1.648% | 1.244%
TSO | - | 23 | 15 | 18 | 2025 | Winter | Flow_ij, [%] | Expected | - | 2.539% | 2.002% | 1.819% | 1.637% | 1.63% | 2.013% | 3.35% | 4.442% | 5.348% | 5.935% | 5.651% | 5.647% | 5.495% | 5.396% | 4.938% | 4.257% | 4.331% | 5.936% | 6.095% | 5.834% | 5.454% | 4.89% | 4.108% | 3.214%
TSO | - | 24 | 15 | 26 | 2025 | Winter | Flow_ij, [%] | Expected | - | 5.972% | 5.211% | 4.723% | 4.497% | 4.495% | 5.214% | 10.05% | 10.3% | 11.28% | 11.35% | 11.72% | 13.28% | 11.55% | 12.24% | 10.53% | 9.36% | 8.836% | 12.17% | 11.78% | 11.28% | 10.85% | 9.463% | 8.861% | 7.807%
TSO | - | 25 | 16 | 17 | 2025 | Winter | Flow_ij, [%] | Expected | - | 0.001396% | 0.01704% | 0.1068% | 0.09917% | 0.1142% | 0.008683% | 0.2797% | 1.139% | 1.168% | 1.017% | 0.5528% | 0.6575% | 1.008% | 0.5273% | 0.5428% | 0.5254% | 0.6037% | 1.188% | 1.141% | 1.073% | 0.9199% | 0.4684% | 0.2666% | 0.04553%
TSO | - | 26 | 17 | 34 | 2025 | Winter | Flow_ij, [%] | Expected | - | 0.4233% | 0.6308% | 0.8434% | 0.8516% | 0.8969% | 0.4531% | 0.1051% | 0.06003% | 0.06874% | 0.03127% | 0.003549% | 0.01345% | 0.07644% | 0.01395% | 0.02409% | 0.03657% | 0.07505% | 0.03936% | 0.06105% | 0.03667% | 0.05466% | 0.07634% | 0.1167% | 0.3642%
TSO | - | 27 | 18 | 103 | 2025 | Winter | Flow_ij, [%] | Expected | - | 2.265% | 1.739% | 1.57% | 1.403% | 1.395% | 1.779% | 3.007% | 4.1% | 4.987% | 5.498% | 5.098% | 5.141% | 4.929% | 4.827% | 4.414% | 3.757% | 3.796% | 5.307% | 5.474% | 5.22% | 4.846% | 4.503% | 3.764% | 2.937%
TSO | - | 28 | 26 | 55 | 2025 | Winter | Flow_ij, [%] | Expected | - | 3.761% | 4.366% | 4.429% | 4.341% | 4.511% | 4.499% | 7.306% | 5.693% | 4.801% | 4.673% | 5.138% | 7.45% | 5.478% | 6.64% | 5.142% | 4.566% | 4.652% | 5.576% | 4.928% | 4.67% | 4.714% | 4.353% | 4.483% | 4.981%
TSO | - | 29 | 26 | 103 | 2025 | Winter | Flow_ij, [%] | Expected | - | 1.209% | 1.241% | 1.18% | 1.194% | 1.24% | 1.272% | 2.598% | 1.941% | 1.773% | 1.673% | 1.865% | 2.57% | 1.96% | 2.364% | 1.872% | 1.747% | 1.583% | 1.94% | 1.778% | 1.708% | 1.802% | 1.553% | 1.646% | 1.768%
TSO | - | 30 | 29 | 34 | 2025 | Winter | Flow_ij, [%] | Expected | - | 17.09% | 15.84% | 15.08% | 14.87% | 14.89% | 18.04% | 20.6% | 25.27% | 24.57% | 23.17% | 22.45% | 22.33% | 24.67% | 22.98% | 23.06% | 23.04% | 23.14% | 24.33% | 25.11% | 23.74% | 23.29% | 21.62% | 20.73% | 17.68%
TSO | - | 31 | 34 | 35 | 2025 | Winter | Flow_ij, [%] | Expected | - | 7.342% | 7.179% | 6.783% | 6.7% | 6.833% | 8.176% | 10.52% | 12.85% | 12.86% | 12.5% | 11.09% | 11.4% | 12.26% | 10.94% | 10.52% | 10.65% | 11.12% | 12.66% | 12.37% | 12.27% | 12.11% | 10.86% | 10.13% | 8.257%
TSO | - | 32 | 35 | 36 | 2025 | Winter | Flow_ij, [%] | Expected | - | 2.766% | 2.647% | 2.686% | 2.695% | 2.775% | 2.974% | 3.39% | 3.47% | 3.473% | 3.831% | 3.571% | 3.789% | 3.912% | 3.822% | 3.685% | 3.613% | 3.821% | 3.381% | 3.549% | 3.621% | 3.65% | 3.567% | 3.282% | 3.048%
TSO | - | 33 | 42 | 72 | 2025 | Winter | Flow_ij, [%] | Expected | - | 6.47% | 6.697% | 6.416% | 6.352% | 6.508% | 8.743% | 16.19% | 14.63% | 12.67% | 10.79% | 11.46% | 14.53% | 11.73% | 12.63% | 10.5% | 8.871% | 8.648% | 12.49% | 11.02% | 10.62% | 9.981% | 8.744% | 8.874% | 8.456%
TSO | - | 34 | 72 | 103 | 2025 | Winter | Flow_ij, [%] | Expected | - | 1.564% | 2.013% | 2.091% | 2.178% | 2.207% | 2.05% | 0.9442% | 0.3722% | 0.2406% | 0.4157% | 0.3506% | 0.5194% | 0.4433% | 0.5333% | 0.6189% | 0.7151% | 0.9489% | 0.2362% | 0.2354% | 0.2512% | 0.403% | 0.5973% | 0.9276% | 1.223%
TSO | - | 36 | 1 | 2 | 2025 | Winter | Flow_ij, [%] | Expected | - | 11.78% | 10.63% | 9.45% | 9.193% | 8.928% | 10.08% | 14.26% | 17.32% | 20.51% | 21.3% | 19.82% | 20.15% | 20.44% | 20.53% | 18.37% | 17.32% | 18.02% | 23.24% | 22.17% | 20.92% | 20.59% | 17.69% | 15.91% | 13.95%
TSO | - | 38 | 8 | 72 | 2025 | Winter | Flow_ij, [%] | Expected | - | 11.97% | 9.512% | 8.837% | 8.822% | 8.978% | 10.39% | 18.54% | 22.97% | 25.63% | 27.11% | 24.23% | 23.72% | 22.37% | 23.65% | 20.93% | 18.51% | 18.03% | 28.24% | 25.43% | 25.35% | 23.67% | 20.47% | 17.58% | 15.67%
TSO | - | 41 | 11 | 12 | 2025 | Winter | Flow_ij, [%] | Expected | - | 61.09% | 49.52% | 43.5% | 41.18% | 38.01% | 45.6% | 85.12% | 102% | 119.1% | 119.2% | 129.4% | 136.5% | 126.7% | 127.7% | 112.4% | 102.7% | 104.3% | 154.4% | 146.8% | 144.2% | 142.9% | 123.1% | 108.1% | 85.11%
TSO | - | 44 | 13 | 14 | 2025 | Winter | Flow_ij, [%] | Expected | - | 2.625% | 2.809% | 2.578% | 2.348% | 2.076% | 2.265% | 3.585% | 2.961% | 3.43% | 3.441% | 4.468% | 5.692% | 4.775% | 4.861% | 4.217% | 3.875% | 4.219% | 4.914% | 4.975% | 4.694% | 5.01% | 4.624% | 4.475% | 3.609%
TSO | - | 45 | 13 | 15 | 2025 | Winter | Flow_ij, [%] | Expected | - | 31.4% | 26.79% | 24.36% | 23.09% | 22.72% | 25.61% | 48.18% | 49.42% | 58.53% | 62.06% | 64.59% | 70.89% | 60.88% | 64.64% | 56.27% | 48.28% | 46.83% | 68.95% | 63.42% | 60.83% | 57.13% | 50.33% | 45.47% | 39.21%
TSO | - | 47 | 19 | 20 | 2025 | Winter | Flow_ij, [%] | Expected | - | 0.917% | 0.9238% | 0.902% | 0.8692% | 1.028% | 0.8876% | 0.9413% | 0.5702% | 0.4183% | 0.3269% | 0.459% | 0.6134% | 0.7585% | 0.9209% | 0.8455% | 0.6532% | 0.6488% | 0.8245% | 0.8119% | 0.7573% | 0.7624% | 0.9609% | 0.9875% | 0.8543%
TSO | - | 48 | 19 | 21 | 2025 | Winter | Flow_ij, [%] | Expected | - | 2.767% | 2.48% | 2.17% | 2.106% | 1.983% | 2.289% | 4.883% | 6.107% | 6.92% | 7.055% | 6.356% | 6.972% | 7.157% | 7.201% | 5.786% | 5.09% | 5.435% | 7.69% | 6.739% | 6.454% | 6.278% | 5.34% | 4.45% | 3.648%
TSO | - | 50 | 29 | 30 | 2025 | Winter | Flow_ij, [%] | Expected | - | 6.418% | 5.832% | 5.686% | 5.623% | 5.517% | 5.95% | 9.817% | 10.83% | 11.68% | 10.96% | 10.84% | 12.08% | 11.97% | 12.38% | 11.36% | 10.92% | 10.5% | 11.57% | 10.68% | 9.812% | 10.15% | 8.747% | 7.534% | 7.142%
DSO | 29 | 1 | 4 | 2 | 2025 | Winter | Flow_ij, [%] | 0 | 0 | 0.1369% | 0.1291% | 0.1312% | 0.1208% | 0.1332% | 0.1396% | 0.1344% | 0.1386% | 0.1149% | 0.1038% | 0.1023% | 0.1066% | 0.1058% | 0.1033% | 0.134% | 0.1324% | 0.1584% | 0.1559% | 0.1588% | 0.128% | 0.1185% | 0.1075% | 0.1363% | 0.1308%
DSO | 29 | 2 | 5 | 4 | 2025 | Winter | Flow_ij, [%] | 0 | 0 | 0.1234% | 0.1164% | 0.1183% | 0.109% | 0.1201% | 0.1259% | 0.1211% | 0.125% | 0.1036% | 0.09362% | 0.09229% | 0.09612% | 0.09541% | 0.0932% | 0.1208% | 0.1194% | 0.1428% | 0.1405% | 0.1431% | 0.1154% | 0.1068% | 0.09695% | 0.1229% | 0.1179%
DSO | 29 | 3 | 7 | 5 | 2025 | Winter | Flow_ij, [%] | 0 | 0 | 1.282e-06% | 1.28e-06% | 1.279e-06% | 1.279e-06% | 1.279e-06% | 1.279e-06% | 1.278e-06% | 1.282e-06% | 1.278e-06% | 1.278e-06% | 1.278e-06% | 1.278e-06% | 1.278e-06% | 1.278e-06% | 1.279e-06% | 1.281e-06% | 1.277e-06% | 1.277e-06% | 1.276e-06% | 1.277e-06% | 1.277e-06% | 1.279e-06% | 1.278e-06% | 1.278e-06%
DSO | 29 | 29 | 1 | 2 | 2025 | Winter | Flow_ij, [%] | 0 | 0 | 3.306% | 3.002% | 2.829% | 2.803% | 2.776% | 2.688% | 2.45% | 2.612% | 1.919% | 1.642% | 1.61% | 1.702% | 1.694% | 1.627% | 2.442% | 2.414% | 3.009% | 1.983% | 2.84% | 2.011% | 1.91% | 1.739% | 2.461% | 2.367%
DSO | 29 | 31 | 2 | 3 | 2025 | Winter | Flow_ij, [%] | 0 | 0 | 2.449% | 2.201% | 2.028% | 2.056% | 1.968% | 1.856% | 1.661% | 1.784% | 1.265% | 1.062% | 1.039% | 1.105% | 1.102% | 1.052% | 1.654% | 1.635% | 2.066% | 1.162% | 1.906% | 1.294% | 1.244% | 1.135% | 1.665% | 1.605%
DSO | 29 | 32 | 5 | 6 | 2025 | Winter | Flow_ij, [%] | 0 | 0 | 0.4393% | 0.4145% | 0.4211% | 0.388% | 0.4273% | 0.4478% | 0.4309% | 0.4447% | 0.3687% | 0.3331% | 0.3284% | 0.3419% | 0.3395% | 0.3316% | 0.4297% | 0.4247% | 0.5075% | 0.4991% | 0.5089% | 0.4104% | 0.3799% | 0.3449% | 0.437% | 0.4194%
DSO | 29 | 1 | 4 | 2 | 2025 | Winter | Flow_ij, [%] | 0 | 1 | 0.09328% | 0.0775% | 0.06595% | 0.0541% | 0.0548% | 0.0558% | 0.07093% | 0.07776% | 0.407% | 0.4807% | 0.4962% | 0.4642% | 0.4332% | 0.4111% | 0.09569% | 0.1069% | 0.3953% | 0.5178% | 0.4464% | 0.4219% | 0.3946% | 0.3433% | 0.1914% | 0.1174%
DSO | 29 | 2 | 5 | 4 | 2025 | Winter | Flow_ij, [%] | 0 | 1 | 0.08229% | 0.0682% | 0.0579% | 0.04731% | 0.04793% | 0.04881% | 0.06235% | 0.06849% | 0.3634% | 0.4295% | 0.4433% | 0.4146% | 0.3868% | 0.367% | 0.08447% | 0.09454% | 0.3529% | 0.4626% | 0.3986% | 0.3766% | 0.3522% | 0.3061% | 0.17% | 0.1038%
DSO | 29 | 3 | 7 | 5 | 2025 | Winter | Flow_ij, [%] | 0 | 1 | 3.72e-06% | 3.714e-06% | 3.705e-06% | 3.689e-06% | 3.69e-06% | 3.69e-06% | 3.706e-06% | 3.711e-06% | 3.733e-06% | 3.733e-06% | 3.733e-06% | 3.733e-06% | 3.733e-06% | 3.733e-06% | 3.719e-06% | 3.722e-06% | 3.734e-06% | 3.734e-06% | 3.734e-06% | 3.734e-06% | 3.734e-06% | 3.734e-06% | 3.731e-06% | 3.724e-06%
DSO | 29 | 29 | 1 | 2 | 2025 | Winter | Flow_ij, [%] | 0 | 1 | 2.958% | 2.67% | 2.507% | 2.483% | 2.457% | 2.375% | 2.151% | 2.307% | 1.655% | 1.397% | 1.368% | 1.452% | 1.446% | 1.383% | 2.145% | 2.12% | 2.676% | 1.715% | 2.517% | 1.74% | 1.646% | 1.488% | 2.16% | 2.073%
DSO | 29 | 31 | 2 | 3 | 2025 | Winter | Flow_ij, [%] | 0 | 1 | 2.659% | 2.465% | 2.373% | 2.471% | 2.437% | 2.343% | 1.959% | 2.073% | 0.5994% | 0.3679% | 0.3358% | 0.4137% | 0.4362% | 0.4212% | 1.807% | 1.721% | 1.366% | 0.5076% | 1.151% | 0.6354% | 0.6078% | 0.5729% | 1.444% | 1.624%
DSO | 29 | 32 | 5 | 6 | 2025 | Winter | Flow_ij, [%] | 0 | 1 | 0.1901% | 0.1572% | 0.1333% | 0.1088% | 0.1103% | 0.1123% | 0.1437% | 0.1582% | 0.8519% | 1.007% | 1.04% | 0.9722% | 0.9067% | 0.8601% | 0.1953% | 0.2189% | 0.8265% | 1.085% | 0.9341% | 0.8824% | 0.8247% | 0.7158% | 0.3955% | 0.2406%
DSO | 29 | 1 | 4 | 2 | 2025 | Winter | Flow_ij, [%] | 0 | 2 | 0.2258% | 0.2136% | 0.2093% | 0.2097% | 0.2094% | 0.2119% | 0.2113% | 0.2119% | 0.2122% | 0.209% | 0.2085% | 0.2101% | 0.2097% | 0.2084% | 0.2115% | 0.2116% | 0.227% | 0.2145% | 0.2453% | 0.2168% | 0.2134% | 0.2094% | 0.2127% | 0.2112%
DSO | 29 | 2 | 5 | 4 | 2025 | Winter | Flow_ij, [%] | 0 | 2 | 0.2036% | 0.1926% | 0.1888% | 0.1891% | 0.1888% | 0.1911% | 0.1905% | 0.1911% | 0.1913% | 0.1885% | 0.188% | 0.1894% | 0.189% | 0.1879% | 0.1907% | 0.1908% | 0.2047% | 0.1934% | 0.2211% | 0.1954% | 0.1924% | 0.1888% | 0.1918% | 0.1904%
DSO | 29 | 3 | 7 | 5 | 2025 | Winter | Flow_ij, [%] | 0 | 2 | 3.708e-06% | 3.705e-06% | 3.7e-06% | 3.698e-06% | 3.696e-06% | 3.686e-06% | 3.643e-06% | 3.671e-06% | 3.453e-06% | 3.436e-06% | 3.434e-06% | 3.44e-06% | 3.439e-06% | 3.436e-06% | 3.634e-06% | 3.619e-06% | 3.694e-06% | 3.452e-06% | 3.567e-06% | 3.455e-06% | 3.452e-06% | 3.44e-06% | 3.641e-06% | 3.612e-06%
DSO | 29 | 29 | 1 | 2 | 2025 | Winter | Flow_ij, [%] | 0 | 2 | 3.406% | 3.098% | 2.922% | 2.896% | 2.868% | 2.779% | 2.537% | 2.701% | 1.997% | 1.714% | 1.681% | 1.775% | 1.767% | 1.699% | 2.529% | 2.5% | 3.106% | 2.061% | 2.934% | 2.091% | 1.988% | 1.813% | 2.549% | 2.453%
DSO | 29 | 31 | 2 | 3 | 2025 | Winter | Flow_ij, [%] | 0 | 2 | 2.442% | 2.197% | 2.048% | 2.022% | 1.997% | 1.905% | 1.681% | 1.828% | 1.176% | 0.9446% | 0.9189% | 0.9937% | 0.9879% | 0.9338% | 1.67% | 1.641% | 2.161% | 1.223% | 1.922% | 1.245% | 1.166% | 1.027% | 1.688% | 1.603%
DSO | 29 | 32 | 5 | 6 | 2025 | Winter | Flow_ij, [%] | 0 | 2 | 0.4902% | 0.4645% | 0.4558% | 0.4568% | 0.4564% | 0.4631% | 0.4671% | 0.4648% | 0.4946% | 0.4897% | 0.4889% | 0.4916% | 0.4909% | 0.4884% | 0.4688% | 0.4709% | 0.4947% | 0.5002% | 0.5528% | 0.5049% | 0.4977% | 0.4901% | 0.4706% | 0.4709%
DSO | 29 | 1 | 4 | 2 | 2025 | Winter | Flow_ij, [%] | Expected | - | 0.152% | 0.1401% | 0.1355% | 0.1282% | 0.1325% | 0.1358% | 0.1389% | 0.1427% | 0.2447% | 0.2645% | 0.269% | 0.2603% | 0.2496% | 0.241% | 0.1471% | 0.1503% | 0.2602% | 0.2961% | 0.2835% | 0.2556% | 0.2422% | 0.22% | 0.1801% | 0.1531%
DSO | 29 | 2 | 5 | 4 | 2025 | Winter | Flow_ij, [%] | Expected | - | 0.1364% | 0.1258% | 0.1217% | 0.1151% | 0.1189% | 0.1219% | 0.1247% | 0.1282% | 0.2194% | 0.2372% | 0.2412% | 0.2334% | 0.2238% | 0.216% | 0.132% | 0.1349% | 0.2334% | 0.2655% | 0.2543% | 0.2292% | 0.2171% | 0.1973% | 0.1616% | 0.1374%
DSO | 29 | 3 | 7 | 5 | 2025 | Winter | Flow_ij, [%] | Expected | - | 2.903e-06% | 2.899e-06% | 2.894e-06% | 2.889e-06% | 2.888e-06% | 2.885e-06% | 2.876e-06% | 2.888e-06% | 2.821e-06% | 2.816e-06% | 2.815e-06% | 2.817e-06% | 2.817e-06% | 2.816e-06% | 2.877e-06% | 2.874e-06% | 2.901e-06% | 2.821e-06% | 2.859e-06% | 2.822e-06% | 2.821e-06% | 2.818e-06% | 2.883e-06% | 2.871e-06%
DSO | 29 | 29 | 1 | 2 | 2025 | Winter | Flow_ij, [%] | Expected | - | 3.223% | 2.923% | 2.753% | 2.727% | 2.701% | 2.614% | 2.379% | 2.54% | 1.857% | 1.584% | 1.553% | 1.643% | 1.636% | 1.57% | 2.372% | 2.345% | 2.931% | 1.919% | 2.764% | 1.947% | 1.848% | 1.68% | 2.39% | 2.298%
DSO | 29 | 31 | 2 | 3 | 2025 | Winter | Flow_ij, [%] | Expected | - | 2.517% | 2.288% | 2.15% | 2.183% | 2.134% | 2.035% | 1.767% | 1.895% | 1.013% | 0.7914% | 0.7647% | 0.8373% | 0.8419% | 0.8022% | 1.71% | 1.666% | 1.864% | 0.9643% | 1.66% | 1.058% | 1.006% | 0.9116% | 1.599% | 1.61%
DSO | 29 | 32 | 5 | 6 | 2025 | Winter | Flow_ij, [%] | Expected | - | 0.3732% | 0.3454% | 0.3367% | 0.3179% | 0.3313% | 0.341% | 0.3472% | 0.3559% | 0.5717% | 0.6101% | 0.6191% | 0.6019% | 0.579% | 0.56% | 0.3646% | 0.3715% | 0.6096% | 0.6948% | 0.6653% | 0.5992% | 0.5674% | 0.5169% | 0.4344% | 0.3769%
DSO | 1 | 5 | 10 | 15 | 2025 | Winter | Flow_ij, [%] | 0 | 0 | 0.4973% | 0.4056% | 0.3432% | 0.3337% | 0.3392% | 0.348% | 0.585% | 0.6037% | 0.7711% | 0.6615% | 3.665% | 3.579% | 3.644% | 3.43% | 3.213% | 3.015% | 3.178% | 4.191% | 3.666% | 3.465% | 3.417% | 3.041% | 2.257% | 0.8179%
DSO | 1 | 6 | 10 | 11 | 2025 | Winter | Flow_ij, [%] | 0 | 0 | 1.188% | 0.3874% | 0.2613% | 0.2235% | 0.1922% | 0.2087% | 2.211% | 2.616% | 2.763% | 3.051% | 3.221% | 3.241% | 3.244% | 0.9446% | 0.7514% | 0.7748% | 0.8353% | 2.861% | 2.461% | 2.582% | 2.564% | 2.346% | 1.299% | 0.5939%
DSO | 1 | 7 | 10 | 23 | 2025 | Winter | Flow_ij, [%] | 0 | 0 | 1.894% | 1.777% | 1.715% | 1.733% | 1.767% | 2.023% | 2.399% | 2.787% | 2.579% | 3.538% | 2.69% | 3.072% | 2.342% | 3.876% | 3.16% | 3.055% | 3.226% | 2.366% | 2.649% | 2.401% | 2.315% | 1.934% | 2.504% | 2.195%
DSO | 1 | 8 | 11 | 12 | 2025 | Winter | Flow_ij, [%] | 0 | 0 | 1.324% | 0.4279% | 0.2889% | 0.2482% | 0.2134% | 0.232% | 2.465% | 2.917% | 3.08% | 3.402% | 3.587% | 3.613% | 3.617% | 1.048% | 0.8325% | 0.8588% | 0.9264% | 3.186% | 2.74% | 2.875% | 2.855% | 2.611% | 1.444% | 0.6582%
DSO | 1 | 9 | 12 | 13 | 2025 | Winter | Flow_ij, [%] | 0 | 0 | 1.184% | 0.3786% | 0.2561% | 0.2214% | 0.1904% | 0.2072% | 2.207% | 2.612% | 2.758% | 3.047% | 3.206% | 3.236% | 3.239% | 0.9323% | 0.7396% | 0.7632% | 0.8239% | 2.848% | 2.45% | 2.57% | 2.552% | 2.333% | 1.288% | 0.5849%
DSO | 1 | 10 | 13 | 8 | 2025 | Winter | Flow_ij, [%] | 0 | 0 | 3.837e-06% | 3.715e-06% | 3.672e-06% | 3.676e-06% | 3.677e-06% | 3.675e-06% | 3.97e-06% | 4.042e-06% | 4.136e-06% | 4.435e-06% | 4.606e-06% | 4.632e-06% | 4.636e-06% | 4.579e-06% | 4.588e-06% | 4.603e-06% | 4.6e-06% | 4.607e-06% | 4.625e-06% | 4.631e-06% | 4.635e-06% | 4.645e-06% | 4.553e-06% | 3.916e-06%
DSO | 1 | 11 | 15 | 16 | 2025 | Winter | Flow_ij, [%] | 0 | 0 | 0.4926% | 0.401% | 0.3386% | 0.329% | 0.3345% | 0.3434% | 0.58% | 0.5984% | 0.7658% | 0.6561% | 3.661% | 3.574% | 3.639% | 3.425% | 3.209% | 3.011% | 3.173% | 4.187% | 3.661% | 3.46% | 3.412% | 3.036% | 2.251% | 0.813%
DSO | 1 | 13 | 16 | 18 | 2025 | Winter | Flow_ij, [%] | 0 | 0 | 0.3229% | 0.251% | 0.195% | 0.1836% | 0.1749% | 0.178% | 0.2996% | 0.2989% | 0.4177% | 0.3941% | 2.375% | 2.426% | 2.343% | 2.132% | 1.952% | 1.805% | 1.842% | 2.238% | 2.06% | 2.065% | 2.034% | 1.841% | 1.347% | 0.4853%
DSO | 1 | 14 | 18 | 19 | 2025 | Winter | Flow_ij, [%] | 0 | 0 | 0.356% | 0.2759% | 0.2133% | 0.2005% | 0.1907% | 0.1943% | 0.3298% | 0.3288% | 0.4614% | 0.435% | 2.649% | 2.706% | 2.612% | 2.376% | 2.176% | 2.011% | 2.052% | 2.495% | 2.296% | 2.301% | 2.267% | 2.051% | 1.498% | 0.5374%
DSO | 1 | 15 | 21 | 10 | 2025 | Winter | Flow_ij, [%] | 0 | 0 | 0.9728% | 1.031% | 0.9956% | 1.051% | 1.071% | 1.231% | 1.591% | 2.099% | 2.101% | 2.464% | 0.7925% | 0.9403% | 0.898% | 1.054% | 2.318% | 2.324% | 0.9107% | 0.9966% | 1.114% | 0.9877% | 0.9055% | 0.8126% | 0.9008% | 0.8895%
DSO | 1 | 16 | 23 | 27 | 2025 | Winter | Flow_ij, [%] | 0 | 0 | 0.3698% | 0.4002% | 0.3937% | 0.4186% | 0.4249% | 0.4686% | 0.5977% | 0.7605% | 0.7854% | 0.6484% | 0.1589% | 0.1886% | 0.222% | 0.1863% | 0.8551% | 0.8631% | 0.187% | 0.2725% | 0.3107% | 0.2714% | 0.2571% | 0.252% | 0.313% | 0.3041%
DSO | 1 | 17 | 25 | 23 | 2025 | Winter | Flow_ij, [%] | 0 | 0 | 0.05166% | 0.03218% | 0.02776% | 0.03396% | 0.03424% | 0.05277% | 0.03811% | 0.04106% | 0.01943% | 0.3654% | 0.5544% | 0.5113% | 0.2016% | 0.3028% | 0.01817% | 0.03921% | 0.2136% | 0.1666% | 0.1589% | 0.1569% | 0.1396% | 0.1561% | 0.09583% | 0.07969%
DSO | 1 | 18 | 25 | 10 | 2025 | Winter | Flow_ij, [%] | 0 | 0 | 0.606% | 0.5229% | 0.4858% | 0.49% | 0.4947% | 0.5918% | 0.6047% | 0.6861% | 0.7346% | 1.964% | 1.984% | 2.067% | 1.206% | 1.94% | 0.7692% | 0.7769% | 1.521% | 1.137% | 1.207% | 1.122% | 1.055% | 0.9507% | 0.9437% | 0.8476%
DSO | 1 | 19 | 25 | 29 | 2025 | Winter | Flow_ij, [%] | 0 | 0 | 0.1905% | 0.1525% | 0.1251% | 0.1153% | 0.1067% | 0.1076% | 0.138% | 0.1305% | 0.1747% | 1.108% | 1.357% | 1.381% | 1.214% | 1.035% | 0.2503% | 0.2579% | 0.8517% | 1% | 0.9497% | 0.955% | 0.914% | 0.853% | 0.7288% | 0.4747%
DSO | 1 | 20 | 27 | 21 | 2025 | Winter | Flow_ij, [%] | 0 | 0 | 0.06968% | 0.08056% | 0.07531% | 0.08575% | 0.08754% | 0.1059% | 0.1573% | 0.246% | 0.2423% | 0.3236% | 0.03037% | 0.04141% | 0.05619% | 0.03405% | 0.2432% | 0.2755% | 0.02962% | 0.06883% | 0.07456% | 0.07532% | 0.0514% | 0.06651% | 0.0409% | 0.04356%
DSO | 1 | 34 | 9 | 10 | 2025 | Winter | Flow_ij, [%] | 0 | 0 | 8.704% | 6.994% | 6.35% | 6.224% | 6.193% | 7.086% | 11.56% | 13.28% | 13.62% | 16.4% | 16.34% | 17.17% | 14.57% | 14.69% | 12.98% | 12.55% | 12.5% | 14.88% | 14.63% | 13.75% | 13.32% | 11.51% | 10.65% | 8.933%
DSO | 1 | 36 | 13 | 14 | 2025 | Winter | Flow_ij, [%] | 0 | 0 | 3.841% | 1.285% | 0.884% | 0.764% | 0.6562% | 0.7156% | 6.806% | 7.844% | 8.012% | 8.012% | 8.012% | 8.012% | 8.012% | 2.34% | 1.849% | 1.9% | 2.054% | 7.112% | 6.083% | 6.371% | 6.319% | 5.759% | 3.262% | 1.835%
DSO | 1 | 39 | 16 | 17 | 2025 | Winter | Flow_ij, [%] | 0 | 0 | 0.1732% | 0.1816% | 0.1925% | 0.2027% | 0.2034% | 0.1829% | 0.2168% | 0.2273% | 0.2302% | 0.1813% | 0.4188% | 0.3369% | 0.4478% | 0.4952% | 0.5078% | 0.5055% | 0.574% | 0.9726% | 0.7205% | 0.5596% | 0.5619% | 0.4737% | 0.4106% | 0.2187%
DSO | 1 | 40 | 19 | 20 | 2025 | Winter | Flow_ij, [%] | 0 | 0 | 1.033% | 0.8321% | 0.6533% | 0.613% | 0.5817% | 0.5936% | 0.914% | 0.8896% | 1.209% | 1.037% | 5.601% | 5.72% | 5.522% | 5.023% | 4.599% | 4.248% | 4.336% | 5.273% | 4.852% | 4.862% | 4.789% | 4.333% | 3.306% | 1.495%
DSO | 1 | 42 | 21 | 22 | 2025 | Winter | Flow_ij, [%] | 0 | 0 | 2.928% | 3.334% | 3.261% | 3.499% | 3.564% | 4.152% | 4.999% | 6.751% | 6.561% | 7.247% | 1.63% | 1.97% | 2.021% | 2.094% | 5.953% | 6.092% | 1.782% | 2.296% | 2.528% | 2.269% | 1.974% | 1.879% | 1.842% | 2.362%
DSO | 1 | 44 | 23 | 24 | 2025 | Winter | Flow_ij, [%] | 0 | 0 | 0.9721% | 0.8947% | 0.9009% | 0.887% | 0.9235% | 1.074% | 1.279% | 1.373% | 0.7668% | 0.4581% | 0.5194% | 0.7022% | 0.696% | 1.853% | 1.173% | 1.146% | 1.523% | 0.7099% | 0.8648% | 0.8069% | 0.7789% | 0.5875% | 1.14% | 1.05%
DSO | 1 | 46 | 25 | 26 | 2025 | Winter | Flow_ij, [%] | 0 | 0 | 0.7152% | 0.5924% | 0.5908% | 0.6494% | 0.6892% | 0.9594% | 0.638% | 0.7491% | 0.6886% | 1.939% | 2.018% | 2.113% | 0.7073% | 1.708% | 0.4099% | 0.5149% | 1.203% | 0.6825% | 0.7475% | 0.6898% | 0.5432% | 0.5764% | 0.4955% | 0.6989%
DSO | 1 | 49 | 27 | 28 | 2025 | Winter | Flow_ij, [%] | 0 | 0 | 0.6967% | 0.7151% | 0.7312% | 0.7446% | 0.7472% | 0.7632% | 0.7583% | 0.7389% | 0.7111% | 0.2478% | 0.1954% | 0.2145% | 0.227% | 0.2433% | 0.7172% | 0.6959% | 0.2802% | 0.3016% | 0.3554% | 0.3374% | 0.3358% | 0.3205% | 0.6361% | 0.668%
DSO | 1 | 50 | 29 | 30 | 2025 | Winter | Flow_ij, [%] | 0 | 0 | 0.5424% | 0.4479% | 0.3707% | 0.3396% | 0.3121% | 0.3152% | 0.3716% | 0.3422% | 0.461% | 2.597% | 2.988% | 3.037% | 2.676% | 2.276% | 0.5503% | 0.5655% | 1.868% | 2.219% | 2.094% | 2.102% | 2.01% | 1.875% | 1.637% | 1.32%
DSO | 1 | 5 | 10 | 15 | 2025 | Winter | Flow_ij, [%] | 0 | 1 | 1.168% | 0.9375% | 0.8676% | 0.8627% | 0.8118% | 0.9445% | 1.393% | 1.547% | 1.845% | 1.936% | 2.102% | 2.141% | 2.03% | 1.86% | 1.738% | 1.704% | 1.913% | 2.67% | 2.728% | 2.453% | 2.31% | 1.99% | 1.714% | 1.388%
DSO | 1 | 6 | 10 | 11 | 2025 | Winter | Flow_ij, [%] | 0 | 1 | 0.934% | 0.7752% | 0.6974% | 0.6989% | 0.7192% | 0.8229% | 1.654% | 1.878% | 1.91% | 1.992% | 1.956% | 2.031% | 1.882% | 1.832% | 1.547% | 1.515% | 1.555% | 1.836% | 1.673% | 1.693% | 1.673% | 1.46% | 1.264% | 1.015%
DSO | 1 | 7 | 10 | 23 | 2025 | Winter | Flow_ij, [%] | 0 | 1 | 2.003% | 1.614% | 1.479% | 1.421% | 1.436% | 1.631% | 2.503% | 2.902% | 2.885% | 3.789% | 3.655% | 3.895% | 3.127% | 3.306% | 2.983% | 2.786% | 2.654% | 2.976% | 2.982% | 2.819% | 2.772% | 2.376% | 2.285% | 1.971%
DSO | 1 | 8 | 11 | 12 | 2025 | Winter | Flow_ij, [%] | 0 | 1 | 1.042% | 0.8646% | 0.7779% | 0.7797% | 0.8024% | 0.9182% | 1.847% | 2.097% | 2.134% | 2.225% | 2.185% | 2.268% | 2.102% | 2.046% | 1.727% | 1.691% | 1.736% | 2.05% | 1.868% | 1.891% | 1.868% | 1.631% | 1.411% | 1.133%
DSO | 1 | 9 | 12 | 13 | 2025 | Winter | Flow_ij, [%] | 0 | 1 | 0.9337% | 0.7739% | 0.6963% | 0.6981% | 0.7185% | 0.8224% | 1.657% | 1.881% | 1.914% | 1.996% | 1.96% | 2.035% | 1.886% | 1.835% | 1.549% | 1.516% | 1.557% | 1.838% | 1.675% | 1.696% | 1.675% | 1.462% | 1.265% | 1.015%
DSO | 1 | 10 | 13 | 8 | 2025 | Winter | Flow_ij, [%] | 0 | 1 | 3.135e-07% | 3.158e-07% | 3.142e-07% | 3.133e-07% | 3.132e-07% | 3.141e-07% | 3.141e-07% | 3.135e-07% | 3.142e-07% | 3.135e-07% | 3.136e-07% | 3.137e-07% | 3.136e-07% | 3.134e-07% | 3.137e-07% | 3.131e-07% | 3.128e-07% | 3.139e-07% | 3.136e-07% | 3.106e-07% | 3.124e-07% | 3.119e-07% | 3.131e-07% | 3.146e-07%
DSO | 1 | 11 | 15 | 16 | 2025 | Winter | Flow_ij, [%] | 0 | 1 | 1.167% | 0.9365% | 0.8666% | 0.8618% | 0.8109% | 0.9438% | 1.393% | 1.547% | 1.845% | 1.936% | 2.102% | 2.141% | 2.03% | 1.86% | 1.738% | 1.704% | 1.913% | 2.671% | 2.728% | 2.454% | 2.31% | 1.99% | 1.714% | 1.387%
DSO | 1 | 13 | 16 | 18 | 2025 | Winter | Flow_ij, [%] | 0 | 1 | 0.6982% | 0.5882% | 0.5325% | 0.5496% | 0.5878% | 0.6429% | 0.87% | 0.9278% | 1.003% | 1.006% | 1.05% | 1.039% | 1.136% | 1.157% | 1.149% | 1.131% | 1.175% | 1.447% | 1.491% | 1.386% | 1.312% | 1.145% | 1.073% | 0.9274%
DSO | 1 | 14 | 18 | 19 | 2025 | Winter | Flow_ij, [%] | 0 | 1 | 0.7787% | 0.6556% | 0.5936% | 0.6127% | 0.6554% | 0.717% | 0.9706% | 1.035% | 1.119% | 1.123% | 1.172% | 1.16% | 1.268% | 1.292% | 1.282% | 1.262% | 1.312% | 1.616% | 1.665% | 1.548% | 1.465% | 1.279% | 1.198% | 1.035%
DSO | 1 | 15 | 21 | 10 | 2025 | Winter | Flow_ij, [%] | 0 | 1 | 1.157% | 0.9074% | 0.807% | 0.8068% | 0.7889% | 0.8753% | 1.437% | 1.664% | 1.535% | 1.862% | 1.731% | 1.851% | 1.615% | 1.7% | 1.428% | 1.48% | 1.391% | 1.578% | 1.482% | 1.339% | 1.285% | 1.134% | 1.158% | 1.055%
DSO | 1 | 16 | 23 | 27 | 2025 | Winter | Flow_ij, [%] | 0 | 1 | 0.4264% | 0.3622% | 0.33% | 0.3335% | 0.3242% | 0.3422% | 0.4943% | 0.5389% | 0.4715% | 0.5191% | 0.4664% | 0.4872% | 0.4501% | 0.4911% | 0.4233% | 0.4578% | 0.4338% | 0.4754% | 0.44% | 0.3967% | 0.3871% | 0.3611% | 0.3929% | 0.3813%
DSO | 1 | 17 | 25 | 23 | 2025 | Winter | Flow_ij, [%] | 0 | 1 | 0.05669% | 0.0514% | 0.04641% | 0.04552% | 0.04486% | 0.05155% | 0.06508% | 0.07527% | 0.08506% | 0.1214% | 0.1612% | 0.1616% | 0.1062% | 0.09897% | 0.08893% | 0.08318% | 0.08039% | 0.08372% | 0.09484% | 0.09764% | 0.09527% | 0.08643% | 0.07559% | 0.05581%
DSO | 1 | 18 | 25 | 10 | 2025 | Winter | Flow_ij, [%] | 0 | 1 | 0.7116% | 0.5841% | 0.5301% | 0.5098% | 0.5138% | 0.5916% | 0.8853% | 1.028% | 1.06% | 1.433% | 1.515% | 1.586% | 1.193% | 1.221% | 1.098% | 1.023% | 0.9787% | 1.082% | 1.12% | 1.082% | 1.06% | 0.9189% | 0.859% | 0.7016%
DSO | 1 | 19 | 25 | 29 | 2025 | Winter | Flow_ij, [%] | 0 | 1 | 0.3413% | 0.2781% | 0.2489% | 0.2416% | 0.2382% | 0.2615% | 0.3508% | 0.3914% | 0.4661% | 0.6102% | 0.7088% | 0.7292% | 0.5904% | 0.5272% | 0.4754% | 0.4589% | 0.4586% | 0.5359% | 0.5653% | 0.5586% | 0.5343% | 0.4779% | 0.4379% | 0.3437%
DSO | 1 | 20 | 27 | 21 | 2025 | Winter | Flow_ij, [%] | 0 | 1 | 0.09754% | 0.06942% | 0.05735% | 0.06049% | 0.05624% | 0.06324% | 0.1257% | 0.1546% | 0.1337% | 0.1576% | 0.1405% | 0.1554% | 0.1463% | 0.1474% | 0.1084% | 0.1274% | 0.1161% | 0.138% | 0.1192% | 0.09978% | 0.09073% | 0.08049% | 0.08563% | 0.0811%
DSO | 1 | 34 | 9 | 10 | 2025 | Winter | Flow_ij, [%] | 0 | 1 | 8.79% | 7.07% | 6.423% | 6.296% | 6.265% | 7.163% | 11.65% | 13.38% | 13.73% | 16.51% | 16.46% | 17.29% | 14.68% | 14.8% | 13.08% | 12.66% | 12.6% | 14.99% | 14.74% | 13.86% | 13.42% | 11.6% | 10.75% | 9.019%
DSO | 1 | 36 | 13 | 14 | 2025 | Winter | Flow_ij, [%] | 0 | 1 | 2.52% | 2.087% | 1.879% | 1.884% | 1.938% | 2.22% | 4.465% | 5.07% | 5.166% | 5.391% | 5.291% | 5.495% | 5.086% | 4.952% | 4.184% | 4.098% | 4.207% | 4.978% | 4.542% | 4.587% | 4.526% | 3.952% | 3.419% | 2.743%
DSO | 1 | 39 | 16 | 17 | 2025 | Winter | Flow_ij, [%] | 0 | 1 | 0.2616% | 0.1989% | 0.2042% | 0.1875% | 0.1466% | 0.1581% | 0.2354% | 0.2853% | 0.4679% | 0.5675% | 0.694% | 0.775% | 0.4912% | 0.3265% | 0.2471% | 0.2405% | 0.3225% | 0.6478% | 0.6542% | 0.549% | 0.517% | 0.4387% | 0.293% | 0.2022%
DSO | 1 | 40 | 19 | 20 | 2025 | Winter | Flow_ij, [%] | 0 | 1 | 1.851% | 1.561% | 1.415% | 1.461% | 1.563% | 1.707% | 2.309% | 2.463% | 2.659% | 2.666% | 2.775% | 2.748% | 2.998% | 3.056% | 3.033% | 2.987% | 3.097% | 3.789% | 3.9% | 3.632% | 3.443% | 3.015% | 2.83% | 2.451%
DSO | 1 | 42 | 21 | 22 | 2025 | Winter | Flow_ij, [%] | 0 | 1 | 3.003% | 2.287% | 1.999% | 2.027% | 1.958% | 2.182% | 3.792% | 4.463% | 4.062% | 4.881% | 4.495% | 4.848% | 4.315% | 4.484% | 3.637% | 3.892% | 3.635% | 4.189% | 3.849% | 3.409% | 3.224% | 2.844% | 2.924% | 2.68%
DSO | 1 | 44 | 23 | 24 | 2025 | Winter | Flow_ij, [%] | 0 | 1 | 0.6172% | 0.4468% | 0.4182% | 0.3816% | 0.4021% | 0.487% | 0.841% | 1.053% | 1.118% | 1.648% | 1.448% | 1.628% | 1.289% | 1.387% | 1.289% | 1.072% | 1.014% | 1.196% | 1.217% | 1.156% | 1.142% | 0.8941% | 0.7984% | 0.6701%
DSO | 1 | 46 | 25 | 26 | 2025 | Winter | Flow_ij, [%] | 0 | 1 | 0.5482% | 0.4764% | 0.4356% | 0.421% | 0.4244% | 0.5029% | 0.7458% | 0.8872% | 0.8554% | 1.214% | 1.318% | 1.373% | 0.9154% | 1.004% | 0.9026% | 0.8207% | 0.7637% | 0.7924% | 0.8444% | 0.8236% | 0.8209% | 0.7123% | 0.6605% | 0.5325%
DSO | 1 | 49 | 27 | 28 | 2025 | Winter | Flow_ij, [%] | 0 | 1 | 0.5173% | 0.4973% | 0.4915% | 0.4905% | 0.4865% | 0.4889% | 0.536% | 0.5282% | 0.4783% | 0.503% | 0.4514% | 0.4507% | 0.4051% | 0.4721% | 0.47% | 0.4728% | 0.4613% | 0.4681% | 0.4677% | 0.4572% | 0.4664% | 0.4576% | 0.4968% | 0.4948%
DSO | 1 | 50 | 29 | 30 | 2025 | Winter | Flow_ij, [%] | 0 | 1 | 0.8179% | 0.6638% | 0.5941% | 0.5769% | 0.5687% | 0.6254% | 0.8449% | 0.9444% | 1.127% | 1.474% | 1.708% | 1.759% | 1.424% | 1.272% | 1.146% | 1.106% | 1.106% | 1.297% | 1.367% | 1.349% | 1.289% | 1.152% | 1.054% | 0.8254%
DSO | 1 | 5 | 10 | 15 | 2025 | Winter | Flow_ij, [%] | 0 | 2 | 1.432% | 1.332% | 1.285% | 1.297% | 1.295% | 1.365% | 1.512% | 1.555% | 1.568% | 1.627% | 1.63% | 1.653% | 1.597% | 1.595% | 1.557% | 1.545% | 1.546% | 1.687% | 1.887% | 1.654% | 1.596% | 1.531% | 1.504% | 1.441%
DSO | 1 | 6 | 10 | 11 | 2025 | Winter | Flow_ij, [%] | 0 | 2 | 1.312% | 1.184% | 1.141% | 1.146% | 1.152% | 1.23% | 1.426% | 1.482% | 1.496% | 1.578% | 1.58% | 1.612% | 1.53% | 1.529% | 1.474% | 1.459% | 1.459% | 1.542% | 1.535% | 1.507% | 1.496% | 1.433% | 1.398% | 1.317%
DSO | 1 | 7 | 10 | 23 | 2025 | Winter | Flow_ij, [%] | 0 | 2 | 1.581% | 1.236% | 1.095% | 1.022% | 0.9978% | 1.158% | 2.498% | 3.125% | 3.219% | 4.281% | 4.221% | 4.437% | 3.515% | 3.61% | 2.986% | 2.835% | 2.797% | 3.503% | 3.161% | 3.084% | 2.973% | 2.385% | 2.13% | 1.664%
DSO | 1 | 8 | 11 | 12 | 2025 | Winter | Flow_ij, [%] | 0 | 2 | 1.467% | 1.324% | 1.276% | 1.281% | 1.288% | 1.375% | 1.594% | 1.657% | 1.672% | 1.764% | 1.766% | 1.802% | 1.71% | 1.709% | 1.648% | 1.631% | 1.631% | 1.724% | 1.716% | 1.684% | 1.673% | 1.602% | 1.563% | 1.473%
DSO | 1 | 9 | 12 | 13 | 2025 | Winter | Flow_ij, [%] | 0 | 2 | 1.316% | 1.188% | 1.145% | 1.149% | 1.156% | 1.234% | 1.431% | 1.487% | 1.501% | 1.583% | 1.585% | 1.617% | 1.535% | 1.534% | 1.479% | 1.464% | 1.464% | 1.547% | 1.54% | 1.512% | 1.501% | 1.437% | 1.403% | 1.322%
DSO | 1 | 10 | 13 | 8 | 2025 | Winter | Flow_ij, [%] | 0 | 2 | 2.4e-06% | 2.445e-06% | 2.476e-06% | 2.467e-06% | 2.462e-06% | 2.426e-06% | 2.351e-06% | 2.336e-06% | 2.321e-06% | 2.31e-06% | 2.299e-06% | 2.287e-06% | 2.294e-06% | 2.31e-06% | 2.327e-06% | 2.333e-06% | 2.326e-06% | 2.261e-06% | 2.209e-06% | 2.264e-06% | 2.274e-06% | 2.31e-06% | 2.331e-06% | 2.372e-06%
DSO | 1 | 11 | 15 | 16 | 2025 | Winter | Flow_ij, [%] | 0 | 2 | 1.434% | 1.334% | 1.287% | 1.299% | 1.298% | 1.367% | 1.515% | 1.558% | 1.571% | 1.63% | 1.632% | 1.656% | 1.6% | 1.597% | 1.559% | 1.548% | 1.549% | 1.69% | 1.89% | 1.657% | 1.599% | 1.534% | 1.507% | 1.443%
DSO | 1 | 13 | 16 | 18 | 2025 | Winter | Flow_ij, [%] | 0 | 2 | 0.8869% | 0.8562% | 0.8179% | 0.8405% | 0.8558% | 0.877% | 0.9174% | 0.9252% | 0.9282% | 0.9392% | 0.9413% | 0.9481% | 0.9359% | 0.9337% | 0.9235% | 0.921% | 0.922% | 0.9035% | 1.001% | 0.9269% | 0.9327% | 0.9235% | 0.9155% | 0.8966%
DSO | 1 | 14 | 18 | 19 | 2025 | Winter | Flow_ij, [%] | 0 | 2 | 0.9918% | 0.9575% | 0.9148% | 0.94% | 0.9571% | 0.9807% | 1.026% | 1.035% | 1.038% | 1.05% | 1.053% | 1.06% | 1.047% | 1.044% | 1.033% | 1.03% | 1.031% | 1.01% | 1.119% | 1.036% | 1.043% | 1.033% | 1.024% | 1.003%
DSO | 1 | 15 | 21 | 10 | 2025 | Winter | Flow_ij, [%] | 0 | 2 | 1.014% | 0.6977% | 0.6152% | 0.6197% | 0.6298% | 0.7985% | 1.32% | 1.5% | 1.535% | 1.826% | 1.813% | 1.918% | 1.629% | 1.644% | 1.46% | 1.424% | 1.416% | 1.634% | 1.551% | 1.524% | 1.478% | 1.306% | 1.212% | 1.01%
DSO | 1 | 16 | 23 | 27 | 2025 | Winter | Flow_ij, [%] | 0 | 2 | 0.3711% | 0.2779% | 0.25% | 0.2529% | 0.2544% | 0.3004% | 0.4159% | 0.45% | 0.4521% | 0.5078% | 0.5054% | 0.5305% | 0.4679% | 0.4731% | 0.4396% | 0.432% | 0.4295% | 0.4702% | 0.4535% | 0.4484% | 0.4434% | 0.4123% | 0.4011% | 0.3589%
DSO | 1 | 17 | 25 | 23 | 2025 | Winter | Flow_ij, [%] | 0 | 2 | 0.07113% | 0.06635% | 0.05987% | 0.05564% | 0.05386% | 0.05503% | 0.08038% | 0.08354% | 0.08248% | 0.09234% | 0.09391% | 0.1072% | 0.08395% | 0.08599% | 0.08365% | 0.08166% | 0.08092% | 0.08369% | 0.08423% | 0.08359% | 0.08431% | 0.08046% | 0.07927% | 0.06413%
DSO | 1 | 18 | 25 | 10 | 2025 | Winter | Flow_ij, [%] | 0 | 2 | 0.6477% | 0.5293% | 0.4709% | 0.4388% | 0.427% | 0.4778% | 0.9428% | 1.129% | 1.152% | 1.478% | 1.467% | 1.575% | 1.239% | 1.271% | 1.09% | 1.041% | 1.028% | 1.234% | 1.14% | 1.115% | 1.087% | 0.9088% | 0.8319% | 0.6511%
DSO | 1 | 19 | 25 | 29 | 2025 | Winter | Flow_ij, [%] | 0 | 2 | 0.4501% | 0.4195% | 0.4095% | 0.4136% | 0.4168% | 0.4395% | 0.4641% | 0.4694% | 0.4719% | 0.4781% | 0.4791% | 0.483% | 0.4767% | 0.4749% | 0.4698% | 0.4682% | 0.4692% | 0.483% | 0.4903% | 0.48% | 0.4781% | 0.4698% | 0.4659% | 0.4531%
DSO | 1 | 20 | 27 | 21 | 2025 | Winter | Flow_ij, [%] | 0 | 2 | 0.1025% | 0.05988% | 0.05295% | 0.05793% | 0.06297% | 0.09093% | 0.1113% | 0.1114% | 0.1109% | 0.1124% | 0.1129% | 0.1202% | 0.1117% | 0.1113% | 0.1113% | 0.1113% | 0.1116% | 0.1159% | 0.119% | 0.1171% | 0.114% | 0.1125% | 0.1097% | 0.09602%
DSO | 1 | 34 | 9 | 10 | 2025 | Winter | Flow_ij, [%] | 0 | 2 | 8.873% | 7.145% | 6.493% | 6.366% | 6.335% | 7.238% | 11.75% | 13.48% | 13.83% | 16.63% | 16.57% | 17.4% | 14.78% | 14.91% | 13.18% | 12.76% | 12.7% | 15.1% | 14.84% | 13.96% | 13.52% | 11.7% | 10.84% | 9.103%
DSO | 1 | 36 | 13 | 14 | 2025 | Winter | Flow_ij, [%] | 0 | 2 | 3.602% | 3.204% | 3.06% | 3.08% | 3.102% | 3.349% | 3.978% | 4.153% | 4.214% | 4.462% | 4.481% | 4.592% | 4.348% | 4.322% | 4.142% | 4.094% | 4.103% | 4.433% | 4.491% | 4.327% | 4.282% | 4.051% | 3.926% | 3.649%
DSO | 1 | 39 | 16 | 17 | 2025 | Winter | Flow_ij, [%] | 0 | 2 | 0.266% | 0.2273% | 0.2218% | 0.2093% | 0.1968% | 0.2244% | 0.2956% | 0.3229% | 0.3293% | 0.3707% | 0.3726% | 0.3868% | 0.3505% | 0.3521% | 0.3329% | 0.323% | 0.3192% | 0.4731% | 0.5529% | 0.4133% | 0.3545% | 0.306% | 0.2944% | 0.2616%
DSO | 1 | 40 | 19 | 20 | 2025 | Winter | Flow_ij, [%] | 0 | 2 | 2.378% | 2.263% | 2.142% | 2.207% | 2.25% | 2.332% | 2.5% | 2.533% | 2.554% | 2.594% | 2.609% | 2.639% | 2.599% | 2.578% | 2.536% | 2.524% | 2.532% | 2.536% | 2.854% | 2.599% | 2.607% | 2.551% | 2.51% | 2.426%
DSO | 1 | 42 | 21 | 22 | 2025 | Winter | Flow_ij, [%] | 0 | 2 | 2.799% | 1.799% | 1.571% | 1.63% | 1.69% | 2.255% | 3.536% | 3.915% | 4.018% | 4.62% | 4.616% | 4.92% | 4.263% | 4.251% | 3.85% | 3.777% | 3.775% | 4.346% | 4.283% | 4.135% | 3.992% | 3.586% | 3.33% | 2.77%
DSO | 1 | 44 | 23 | 24 | 2025 | Winter | Flow_ij, [%] | 0 | 2 | 0.3376% | 0.249% | 0.2183% | 0.1859% | 0.1787% | 0.2175% | 0.9242% | 1.406% | 1.508% | 2.391% | 2.33% | 2.401% | 1.774% | 1.83% | 1.304% | 1.19% | 1.168% | 1.778% | 1.503% | 1.427% | 1.308% | 0.8474% | 0.6609% | 0.4338%
DSO | 1 | 46 | 25 | 26 | 2025 | Winter | Flow_ij, [%] | 0 | 2 | 0.4587% | 0.4034% | 0.3341% | 0.2833% | 0.2717% | 0.2968% | 0.751% | 0.9557% | 0.9686% | 1.388% | 1.386% | 1.587% | 1.069% | 1.119% | 0.9173% | 0.8523% | 0.8341% | 1.07% | 0.9749% | 0.9417% | 0.9177% | 0.7119% | 0.642% | 0.4335%
DSO | 1 | 49 | 27 | 28 | 2025 | Winter | Flow_ij, [%] | 0 | 2 | 0.3879% | 0.3629% | 0.3369% | 0.3211% | 0.3013% | 0.287% | 0.4564% | 0.535% | 0.5415% | 0.6686% | 0.6623% | 0.6865% | 0.5777% | 0.5911% | 0.512% | 0.493% | 0.4873% | 0.5754% | 0.5346% | 0.5237% | 0.5177% | 0.4469% | 0.4314% | 0.3917%
DSO | 1 | 50 | 29 | 30 | 2025 | Winter | Flow_ij, [%] | 0 | 2 | 1.096% | 1.006% | 0.9729% | 0.9857% | 0.9948% | 1.061% | 1.148% | 1.167% | 1.179% | 1.199% | 1.206% | 1.221% | 1.202% | 1.191% | 1.172% | 1.166% | 1.171% | 1.232% | 1.273% | 1.223% | 1.214% | 1.179% | 1.16% | 1.113%
DSO | 1 | 5 | 10 | 15 | 2025 | Winter | Flow_ij, [%] | Expected | - | 1.032% | 0.8917% | 0.8318% | 0.831% | 0.8155% | 0.8858% | 1.163% | 1.235% | 1.395% | 1.408% | 2.465% | 2.457% | 2.424% | 2.295% | 2.169% | 2.088% | 2.212% | 2.85% | 2.76% | 2.524% | 2.441% | 2.188% | 1.825% | 1.215%
DSO | 1 | 6 | 10 | 11 | 2025 | Winter | Flow_ij, [%] | Expected | - | 1.145% | 0.7822% | 0.7001% | 0.6893% | 0.6879% | 0.7538% | 1.764% | 1.992% | 2.056% | 2.207% | 2.252% | 2.294% | 2.219% | 1.435% | 1.257% | 1.25% | 1.283% | 2.08% | 1.89% | 1.928% | 1.911% | 1.746% | 1.32% | 0.9754%
DSO | 1 | 7 | 10 | 23 | 2025 | Winter | Flow_ij, [%] | Expected | - | 1.826% | 1.543% | 1.429% | 1.392% | 1.4% | 1.604% | 2.467% | 2.938% | 2.894% | 3.869% | 3.522% | 3.801% | 2.994% | 3.597% | 3.043% | 2.892% | 2.892% | 2.948% | 2.931% | 2.768% | 2.687% | 2.231% | 2.307% | 1.943%
DSO | 1 | 8 | 11 | 12 | 2025 | Winter | Flow_ij, [%] | Expected | - | 1.278% | 0.8721% | 0.781% | 0.7696% | 0.768% | 0.8417% | 1.969% | 2.224% | 2.295% | 2.464% | 2.512% | 2.561% | 2.477% | 1.601% | 1.402% | 1.394% | 1.431% | 2.32% | 2.108% | 2.15% | 2.132% | 1.948% | 1.473% | 1.088%
DSO | 1 | 9 | 12 | 13 | 2025 | Winter | Flow_ij, [%] | Expected | - | 1.145% | 0.7801% | 0.6993% | 0.6897% | 0.6884% | 0.7545% | 1.765% | 1.993% | 2.058% | 2.209% | 2.25% | 2.296% | 2.22% | 1.434% | 1.256% | 1.248% | 1.282% | 2.078% | 1.888% | 1.926% | 1.909% | 1.744% | 1.318% | 0.9738%
DSO | 1 | 10 | 13 | 8 | 2025 | Winter | Flow_ij, [%] | Expected | - | 2.184e-06% | 2.159e-06% | 2.154e-06% | 2.152e-06% | 2.151e-06% | 2.138e-06% | 2.212e-06% | 2.231e-06% | 2.257e-06% | 2.353e-06% | 2.406e-06% | 2.411e-06% | 2.414e-06% | 2.401e-06% | 2.41e-06% | 2.416e-06% | 2.413e-06% | 2.394e-06% | 2.382e-06% | 2.402e-06% | 2.407e-06% | 2.422e-06% | 2.399e-06% | 2.201e-06%
DSO | 1 | 11 | 15 | 16 | 2025 | Winter | Flow_ij, [%] | Expected | - | 1.031% | 0.8906% | 0.8308% | 0.83% | 0.8145% | 0.8848% | 1.163% | 1.234% | 1.394% | 1.407% | 2.465% | 2.457% | 2.423% | 2.294% | 2.169% | 2.087% | 2.212% | 2.849% | 2.76% | 2.524% | 2.44% | 2.187% | 1.824% | 1.215%
DSO | 1 | 13 | 16 | 18 | 2025 | Winter | Flow_ij, [%] | Expected | - | 0.636% | 0.5651% | 0.5152% | 0.5246% | 0.5395% | 0.566% | 0.6957% | 0.7173% | 0.783% | 0.7799% | 1.456% | 1.471% | 1.471% | 1.407% | 1.342% | 1.285% | 1.313% | 1.53% | 1.518% | 1.459% | 1.426% | 1.303% | 1.112% | 0.7698%
DSO | 1 | 14 | 18 | 19 | 2025 | Winter | Flow_ij, [%] | Expected | - | 0.7089% | 0.6297% | 0.5739% | 0.5844% | 0.6011% | 0.6307% | 0.7754% | 0.7995% | 0.8729% | 0.8695% | 1.625% | 1.642% | 1.642% | 1.571% | 1.497% | 1.434% | 1.465% | 1.707% | 1.693% | 1.628% | 1.592% | 1.454% | 1.24% | 0.8583%
DSO | 1 | 15 | 21 | 10 | 2025 | Winter | Flow_ij, [%] | Expected | - | 1.048% | 0.8787% | 0.8059% | 0.8258% | 0.8298% | 0.9682% | 1.449% | 1.754% | 1.724% | 2.051% | 1.446% | 1.57% | 1.381% | 1.466% | 1.735% | 1.742% | 1.239% | 1.403% | 1.382% | 1.284% | 1.223% | 1.084% | 1.09% | 0.9848%
DSO | 1 | 16 | 23 | 27 | 2025 | Winter | Flow_ij, [%] | Expected | - | 0.3891% | 0.3468% | 0.3245% | 0.335% | 0.3345% | 0.3704% | 0.5027% | 0.5831% | 0.5697% | 0.5584% | 0.3769% | 0.4021% | 0.38% | 0.3835% | 0.5727% | 0.5843% | 0.3501% | 0.406% | 0.4014% | 0.3722% | 0.3625% | 0.3418% | 0.369% | 0.3481%
DSO | 1 | 17 | 25 | 23 | 2025 | Winter | Flow_ij, [%] | Expected | - | 0.05983% | 0.04998% | 0.04468% | 0.04504% | 0.04432% | 0.05312% | 0.06119% | 0.06662% | 0.06232% | 0.1931% | 0.2698% | 0.2601% | 0.1306% | 0.1626% | 0.06358% | 0.06802% | 0.125% | 0.1113% | 0.1127% | 0.1127% | 0.1064% | 0.1077% | 0.08356% | 0.06655%
DSO | 1 | 18 | 25 | 10 | 2025 | Winter | Flow_ij, [%] | Expected | - | 0.6551% | 0.5454% | 0.4956% | 0.4795% | 0.4785% | 0.5537% | 0.8109% | 0.9477% | 0.982% | 1.625% | 1.656% | 1.742% | 1.213% | 1.477% | 0.9858% | 0.9471% | 1.176% | 1.151% | 1.156% | 1.106% | 1.068% | 0.9262% | 0.8782% | 0.7335%
DSO | 1 | 19 | 25 | 29 | 2025 | Winter | Flow_ij, [%] | Expected | - | 0.3273% | 0.2834% | 0.2612% | 0.2568% | 0.2539% | 0.2695% | 0.3176% | 0.3304% | 0.3709% | 0.7321% | 0.8484% | 0.8644% | 0.7602% | 0.6791% | 0.3985% | 0.395% | 0.5932% | 0.6731% | 0.6684% | 0.6645% | 0.6422% | 0.6002% | 0.5442% | 0.4239%
DSO | 1 | 20 | 27 | 21 | 2025 | Winter | Flow_ij, [%] | Expected | - | 0.0899% | 0.06995% | 0.06187% | 0.06806% | 0.06892% | 0.08669% | 0.1314% | 0.1707% | 0.1623% | 0.1978% | 0.09457% | 0.1057% | 0.1047% | 0.09758% | 0.1543% | 0.1714% | 0.08579% | 0.1076% | 0.1043% | 0.09741% | 0.08538% | 0.0865% | 0.07874% | 0.07356%
DSO | 1 | 34 | 9 | 10 | 2025 | Winter | Flow_ij, [%] | Expected | - | 8.789% | 7.07% | 6.422% | 6.295% | 6.264% | 7.163% | 11.65% | 13.38% | 13.73% | 16.51% | 16.46% | 17.29% | 14.68% | 14.8% | 13.08% | 12.66% | 12.6% | 14.99% | 14.73% | 13.86% | 13.42% | 11.6% | 10.75% | 9.018%
DSO | 1 | 36 | 13 | 14 | 2025 | Winter | Flow_ij, [%] | Expected | - | 3.321% | 2.192% | 1.941% | 1.909% | 1.899% | 2.095% | 5.083% | 5.689% | 5.797% | 5.955% | 5.928% | 6.033% | 5.815% | 3.871% | 3.392% | 3.364% | 3.455% | 5.508% | 5.039% | 5.095% | 5.042% | 4.587% | 3.536% | 2.742%
DSO | 1 | 39 | 16 | 17 | 2025 | Winter | Flow_ij, [%] | Expected | - | 0.2336% | 0.2026% | 0.2062% | 0.1998% | 0.1823% | 0.1885% | 0.2493% | 0.2785% | 0.3425% | 0.3731% | 0.4951% | 0.4995% | 0.4298% | 0.3913% | 0.3626% | 0.3563% | 0.4052% | 0.6978% | 0.6425% | 0.5073% | 0.4778% | 0.4061% | 0.3327% | 0.2275%
DSO | 1 | 40 | 19 | 20 | 2025 | Winter | Flow_ij, [%] | Expected | - | 1.754% | 1.552% | 1.403% | 1.427% | 1.465% | 1.544% | 1.908% | 1.962% | 2.141% | 2.099% | 3.661% | 3.703% | 3.706% | 3.552% | 3.389% | 3.253% | 3.322% | 3.866% | 3.869% | 3.697% | 3.613% | 3.3% | 2.882% | 2.124%
DSO | 1 | 42 | 21 | 22 | 2025 | Winter | Flow_ij, [%] | Expected | - | 2.91% | 2.473% | 2.277% | 2.385% | 2.404% | 2.863% | 4.109% | 5.043% | 4.88% | 5.583% | 3.58% | 3.913% | 3.533% | 3.61% | 4.48% | 4.587% | 3.064% | 3.61% | 3.553% | 3.271% | 3.063% | 2.77% | 2.699% | 2.604%
DSO | 1 | 44 | 23 | 24 | 2025 | Winter | Flow_ij, [%] | Expected | - | 0.6423% | 0.5302% | 0.5124% | 0.4848% | 0.5015% | 0.5929% | 1.015% | 1.277% | 1.131% | 1.499% | 1.432% | 1.577% | 1.253% | 1.69% | 1.255% | 1.136% | 1.235% | 1.228% | 1.195% | 1.13% | 1.076% | 0.7763% | 0.8665% | 0.718%
DSO | 1 | 46 | 25 | 26 | 2025 | Winter | Flow_ij, [%] | Expected | - | 0.574% | 0.4907% | 0.4535% | 0.4512% | 0.4618% | 0.5864% | 0.7116% | 0.864% | 0.8376% | 1.514% | 1.574% | 1.691% | 0.8974% | 1.277% | 0.7433% | 0.7293% | 0.9334% | 0.8482% | 0.8556% | 0.8183% | 0.7606% | 0.6669% | 0.5993% | 0.5549%
DSO | 1 | 49 | 27 | 28 | 2025 | Winter | Flow_ij, [%] | Expected | - | 0.5339% | 0.5251% | 0.5198% | 0.5188% | 0.5117% | 0.513% | 0.5835% | 0.6007% | 0.5769% | 0.4731% | 0.4364% | 0.4505% | 0.4032% | 0.4355% | 0.5664% | 0.5539% | 0.4096% | 0.4484% | 0.4526% | 0.4395% | 0.44% | 0.4083% | 0.5214% | 0.5182%
DSO | 1 | 50 | 29 | 30 | 2025 | Winter | Flow_ij, [%] | Expected | - | 0.8188% | 0.706% | 0.6459% | 0.6341% | 0.6252% | 0.6673% | 0.7883% | 0.8179% | 0.9224% | 1.757% | 1.968% | 2.006% | 1.767% | 1.58% | 0.9558% | 0.9457% | 1.381% | 1.583% | 1.578% | 1.558% | 1.505% | 1.402% | 1.284% | 1.086%
DSO | 19 | 22 | 32 | 34 | 2025 | Winter | Flow_ij, [%] | 0 | 0 | 0.04254% | 0.04822% | 0.04788% | 0.04518% | 0.0446% | 0.0439% | 0.07598% | 0.08765% | 0.07865% | 0.05857% | 0.06902% | 0.1291% | 0.1212% | 0.1097% | 0.07774% | 0.0844% | 0.05675% | 0.09869% | 0.108% | 0.1207% | 0.07216% | 0.06686% | 0.06345% | 0.05661%
DSO | 19 | 24 | 33 | 35 | 2025 | Winter | Flow_ij, [%] | 0 | 0 | 0.5034% | 0.4973% | 0.4944% | 0.4941% | 0.4833% | 0.4968% | 0.5307% | 0.526% | 0.5118% | 0.4246% | 0.5396% | 0.5268% | 0.5186% | 0.518% | 0.5136% | 0.5228% | 0.3005% | 0.5283% | 0.5427% | 0.5671% | 0.3724% | 0.3933% | 0.5075% | 0.513%
DSO | 19 | 25 | 33 | 37 | 2025 | Winter | Flow_ij, [%] | 0 | 0 | 3.05% | 2.385% | 2.262% | 2.144% | 2.056% | 2.032% | 9.784% | 9.911% | 9.957% | 3.341% | 10.29% | 9.978% | 10.1% | 9.478% | 8.119% | 7.925% | 3.448% | 8.387% | 7.088% | 6.302% | 3.496% | 2.979% | 3.366% | 3%
DSO | 19 | 27 | 37 | 39 | 2025 | Winter | Flow_ij, [%] | 0 | 0 | 0.003757% | 0.003178% | 0.003049% | 0.002919% | 0.003189% | 0.003674% | 0.004134% | 0.00629% | 0.009604% | 0.0138% | 0.01322% | 0.01179% | 0.01103% | 0.009038% | 0.008829% | 0.008971% | 0.01207% | 0.011% | 0.01127% | 0.01069% | 0.01087% | 0.009567% | 0.006258% | 0.004615%
DSO | 19 | 52 | 31 | 32 | 2025 | Winter | Flow_ij, [%] | 0 | 0 | 0.05586% | 0.06349% | 0.06324% | 0.05978% | 0.05897% | 0.05803% | 0.1003% | 0.1158% | 0.1027% | 0.07657% | 0.08976% | 0.1702% | 0.1599% | 0.1451% | 0.1022% | 0.111% | 0.07463% | 0.1299% | 0.1421% | 0.1583% | 0.09489% | 0.088% | 0.08351% | 0.07478%
DSO | 19 | 53 | 31 | 33 | 2025 | Winter | Flow_ij, [%] | 0 | 0 | 6.971% | 5.792% | 5.588% | 5.401% | 5.178% | 5.167% | 17.86% | 18.09% | 17.89% | 6.843% | 18.7% | 18.17% | 18.47% | 17.52% | 15.42% | 15.09% | 6.461% | 15.76% | 13.7% | 12.52% | 7.079% | 6.434% | 7.629% | 6.9%
DSO | 19 | 55 | 35 | 36 | 2025 | Winter | Flow_ij, [%] | 0 | 0 | 3.443% | 3.371% | 3.365% | 3.368% | 3.274% | 3.346% | 3.827% | 3.812% | 3.612% | 2.876% | 3.79% | 3.795% | 3.777% | 3.773% | 3.693% | 3.74% | 2.043% | 3.767% | 3.827% | 3.948% | 2.565% | 2.717% | 3.524% | 3.517%
DSO | 19 | 56 | 37 | 38 | 2025 | Winter | Flow_ij, [%] | 0 | 0 | 4.013% | 3.186% | 3.045% | 2.894% | 2.791% | 2.77% | 13% | 13.39% | 12.88% | 4.56% | 13.1% | 13.57% | 13.83% | 12.99% | 10.86% | 10.59% | 4.752% | 11.21% | 9.509% | 8.344% | 4.795% | 4.095% | 4.529% | 4.081%
DSO | 19 | 58 | 39 | 40 | 2025 | Winter | Flow_ij, [%] | 0 | 0 | 0.005894% | 0.005225% | 0.005085% | 0.004925% | 0.005251% | 0.005821% | 0.006409% | 0.00905% | 0.01267% | 0.01773% | 0.01688% | 0.0159% | 0.01506% | 0.01252% | 0.01211% | 0.01235% | 0.01602% | 0.01488% | 0.0152% | 0.01436% | 0.0147% | 0.01315% | 0.009082% | 0.007092%
DSO | 19 | 22 | 32 | 34 | 2025 | Winter | Flow_ij, [%] | 0 | 1 | 0.04213% | 0.04261% | 0.04172% | 0.04111% | 0.03999% | 0.03812% | 0.1037% | 0.1219% | 0.1163% | 0.02803% | 0.1307% | 0.1409% | 0.1398% | 0.1364% | 0.1208% | 0.119% | 0.04701% | 0.1588% | 0.1367% | 0.09664% | 0.06172% | 0.05295% | 0.05698% | 0.0551%
DSO | 19 | 24 | 33 | 35 | 2025 | Winter | Flow_ij, [%] | 0 | 1 | 0.1668% | 0.1452% | 0.1192% | 0.1146% | 0.1081% | 0.1053% | 0.4858% | 0.4695% | 0.3297% | 0.1071% | 0.4697% | 0.4863% | 0.4795% | 0.4847% | 0.4759% | 0.4749% | 0.1031% | 0.4755% | 0.4758% | 0.4732% | 0.1538% | 0.1378% | 0.194% | 0.2293%
DSO | 19 | 25 | 33 | 37 | 2025 | Winter | Flow_ij, [%] | 0 | 1 | 3.588% | 3.19% | 3.296% | 3.199% | 3.154% | 3.208% | 8.288% | 8.511% | 8.835% | 4.004% | 8.133% | 8.677% | 8.771% | 8.076% | 6.495% | 6.42% | 3.547% | 6.681% | 5.77% | 5.465% | 3.641% | 3.361% | 3.764% | 3.352%
DSO | 19 | 27 | 37 | 39 | 2025 | Winter | Flow_ij, [%] | 0 | 1 | 0.005142% | 0.00458% | 0.004726% | 0.004806% | 0.005291% | 0.006214% | 0.001758% | 0.003098% | 0.004761% | 0.01506% | 0.006672% | 0.006367% | 0.00576% | 0.005581% | 0.007274% | 0.008032% | 0.01493% | 0.009028% | 0.01023% | 0.009835% | 0.01381% | 0.01303% | 0.008701% | 0.007122%
DSO | 19 | 52 | 31 | 32 | 2025 | Winter | Flow_ij, [%] | 0 | 1 | 0.05422% | 0.05528% | 0.05455% | 0.05401% | 0.05264% | 0.05019% | 0.1348% | 0.159% | 0.1485% | 0.03545% | 0.1643% | 0.1845% | 0.1825% | 0.1778% | 0.1546% | 0.1519% | 0.06006% | 0.2044% | 0.1762% | 0.1238% | 0.07892% | 0.06753% | 0.07299% | 0.07202%
DSO | 19 | 53 | 31 | 33 | 2025 | Winter | Flow_ij, [%] | 0 | 1 | 7.19% | 6.129% | 5.967% | 5.774% | 5.562% | 5.531% | 17.52% | 17.78% | 17.23% | 7.179% | 17.73% | 18.23% | 18.37% | 17.18% | 14.62% | 14.46% | 6.538% | 14.95% | 13.31% | 12.77% | 7.182% | 6.586% | 7.725% | 7.051%
DSO | 19 | 55 | 35 | 36 | 2025 | Winter | Flow_ij, [%] | 0 | 1 | 1.412% | 1.156% | 0.9252% | 0.8875% | 0.8208% | 0.7885% | 4.024% | 3.904% | 2.859% | 0.9853% | 4.023% | 4.023% | 3.993% | 4.023% | 4.022% | 4.022% | 0.9066% | 4.022% | 4.018% | 4.01% | 1.332% | 1.198% | 1.657% | 1.846%
DSO | 19 | 56 | 37 | 38 | 2025 | Winter | Flow_ij, [%] | 0 | 1 | 5.783% | 5.186% | 5.362% | 5.218% | 5.18% | 5.299% | 12.53% | 13.02% | 13.46% | 6.724% | 12.39% | 13.43% | 13.56% | 12.53% | 10.2% | 10.12% | 6.026% | 10.55% | 9.265% | 8.786% | 6.138% | 5.675% | 6.175% | 5.54%
DSO | 19 | 58 | 39 | 40 | 2025 | Winter | Flow_ij, [%] | 0 | 1 | 0.00895% | 0.008066% | 0.008231% | 0.008323% | 0.008999% | 0.01032% | 0.003581% | 0.005275% | 0.007951% | 0.02344% | 0.01098% | 0.009535% | 0.008785% | 0.008952% | 0.01191% | 0.01321% | 0.02347% | 0.0145% | 0.01628% | 0.01574% | 0.02188% | 0.02082% | 0.01434% | 0.01191%
DSO | 19 | 22 | 32 | 34 | 2025 | Winter | Flow_ij, [%] | 0 | 2 | 0.08388% | 0.06693% | 0.06724% | 0.06749% | 0.06941% | 0.08782% | 0.04111% | 0.03832% | 0.06209% | 0.1653% | 0.0415% | 0.02405% | 0.02997% | 0.03601% | 0.05781% | 0.09888% | 0.1456% | 0.1037% | 0.1601% | 0.1398% | 0.1352% | 0.1359% | 0.125% | 0.1008%
DSO | 19 | 24 | 33 | 35 | 2025 | Winter | Flow_ij, [%] | 0 | 2 | 0.6936% | 0.7079% | 0.7107% | 0.7119% | 0.7153% | 0.7164% | 0.6692% | 0.6695% | 0.654% | 0.6862% | 0.6458% | 0.6645% | 0.6651% | 0.6686% | 0.6625% | 0.6643% | 0.6927% | 0.6627% | 0.6696% | 0.67% | 0.6895% | 0.692% | 0.6889% | 0.7055%
DSO | 19 | 25 | 33 | 37 | 2025 | Winter | Flow_ij, [%] | 0 | 2 | 2.917% | 2.272% | 2.151% | 1.997% | 1.873% | 1.797% | 11.88% | 12.29% | 11.45% | 2.789% | 12.39% | 13.06% | 13.09% | 12.11% | 9.729% | 8.972% | 2.441% | 9.538% | 7.639% | 7.064% | 2.993% | 2.553% | 3.299% | 2.911%
DSO | 19 | 27 | 37 | 39 | 2025 | Winter | Flow_ij, [%] | 0 | 2 | 0.007565% | 0.005585% | 0.005879% | 0.006098% | 0.006901% | 0.008736% | 0.002427% | 0.004205% | 0.02051% | 0.02769% | 0.02503% | 0.007485% | 0.007139% | 0.005708% | 0.006558% | 0.007211% | 0.022% | 0.01075% | 0.01164% | 0.01058% | 0.0135% | 0.008562% | 0.005932% | 0.003308%
DSO | 19 | 52 | 31 | 32 | 2025 | Winter | Flow_ij, [%] | 0 | 2 | 0.1062% | 0.08433% | 0.08401% | 0.08388% | 0.08625% | 0.1091% | 0.05255% | 0.04886% | 0.08167% | 0.2115% | 0.05601% | 0.03088% | 0.0384% | 0.04604% | 0.07498% | 0.1278% | 0.1846% | 0.1337% | 0.2042% | 0.179% | 0.1721% | 0.1728% | 0.1587% | 0.1258%
DSO | 19 | 53 | 31 | 33 | 2025 | Winter | Flow_ij, [%] | 0 | 2 | 6.427% | 5.361% | 5.141% | 4.906% | 4.661% | 4.531% | 18.35% | 18.82% | 18.54% | 6.056% | 20% | 20% | 20% | 18.66% | 16.04% | 15.01% | 5.671% | 15.79% | 13.15% | 12.37% | 6.521% | 5.845% | 6.998% | 6.265%
DSO | 19 | 55 | 35 | 36 | 2025 | Winter | Flow_ij, [%] | 0 | 2 | 4.025% | 4.025% | 4.025% | 4.025% | 4.025% | 4.025% | 4.025% | 4.025% | 4.025% | 4.025% | 4.025% | 4.025% | 4.025% | 4.025% | 4.025% | 4.025% | 4.025% | 4.025% | 4.025% | 4.025% | 4.025% | 4.025% | 4.025% | 4.025%
DSO | 19 | 56 | 37 | 38 | 2025 | Winter | Flow_ij, [%] | 0 | 2 | 3.318% | 2.629% | 2.505% | 2.339% | 2.217% | 2.164% | 12.89% | 13.47% | 13.04% | 3.432% | 14.11% | 14.48% | 14.49% | 13.36% | 10.73% | 9.913% | 3.015% | 10.67% | 8.628% | 7.937% | 3.512% | 2.915% | 3.687% | 3.267%
DSO | 19 | 58 | 39 | 40 | 2025 | Winter | Flow_ij, [%] | 0 | 2 | 0.009421% | 0.00692% | 0.00723% | 0.007467% | 0.008285% | 0.0102% | 0.003242% | 0.004943% | 0.02306% | 0.03071% | 0.02798% | 0.008361% | 0.007897% | 0.006287% | 0.00802% | 0.008839% | 0.02471% | 0.01263% | 0.01357% | 0.01253% | 0.01568% | 0.01045% | 0.007598% | 0.004428%
DSO | 19 | 22 | 32 | 34 | 2025 | Winter | Flow_ij, [%] | Expected | - | 0.05618% | 0.05259% | 0.05228% | 0.05126% | 0.05133% | 0.05662% | 0.0736% | 0.08262% | 0.08568% | 0.08396% | 0.0804% | 0.09801% | 0.09698% | 0.09404% | 0.08547% | 0.1008% | 0.0831% | 0.1204% | 0.1349% | 0.119% | 0.0897% | 0.08523% | 0.0818% | 0.07085%
DSO | 19 | 24 | 33 | 35 | 2025 | Winter | Flow_ij, [%] | Expected | - | 0.4546% | 0.4501% | 0.4414% | 0.4402% | 0.4356% | 0.4395% | 0.5619% | 0.555% | 0.4985% | 0.406% | 0.5517% | 0.5592% | 0.5544% | 0.5571% | 0.5507% | 0.554% | 0.3655% | 0.5555% | 0.5627% | 0.5701% | 0.4052% | 0.4077% | 0.4635% | 0.4826%
DSO | 19 | 25 | 33 | 37 | 2025 | Winter | Flow_ij, [%] | Expected | - | 3.185% | 2.615% | 2.57% | 2.447% | 2.361% | 2.346% | 9.983% | 10.24% | 10.08% | 3.378% | 10.27% | 10.57% | 10.66% | 9.888% | 8.114% | 7.772% | 3.146% | 8.202% | 6.832% | 6.277% | 3.377% | 2.964% | 3.476% | 3.088%
DSO | 19 | 27 | 37 | 39 | 2025 | Winter | Flow_ij, [%] | Expected | - | 0.005488% | 0.004448% | 0.004551% | 0.004608% | 0.005127% | 0.006208% | 0.002773% | 0.004531% | 0.01163% | 0.01885% | 0.01497% | 0.008547% | 0.007976% | 0.006776% | 0.007554% | 0.008071% | 0.01634% | 0.01026% | 0.01105% | 0.01037% | 0.01273% | 0.01039% | 0.006964% | 0.005015%
DSO | 19 | 52 | 31 | 32 | 2025 | Winter | Flow_ij, [%] | Expected | - | 0.0721% | 0.0677% | 0.06727% | 0.06589% | 0.06595% | 0.07243% | 0.09587% | 0.1079% | 0.111% | 0.1079% | 0.1034% | 0.1285% | 0.1269% | 0.123% | 0.1106% | 0.1302% | 0.1064% | 0.156% | 0.1742% | 0.1537% | 0.1153% | 0.1095% | 0.1051% | 0.09088%
DSO | 19 | 53 | 31 | 33 | 2025 | Winter | Flow_ij, [%] | Expected | - | 6.863% | 5.761% | 5.565% | 5.36% | 5.134% | 5.076% | 17.91% | 18.23% | 17.88% | 6.693% | 18.81% | 18.8% | 18.95% | 17.78% | 15.36% | 14.86% | 6.224% | 15.5% | 13.39% | 12.55% | 6.927% | 6.288% | 7.451% | 6.739%
DSO | 19 | 55 | 35 | 36 | 2025 | Winter | Flow_ij, [%] | Expected | - | 2.96% | 2.85% | 2.772% | 2.76% | 2.707% | 2.72% | 3.959% | 3.914% | 3.499% | 2.629% | 3.946% | 3.948% | 3.931% | 3.941% | 3.913% | 3.929% | 2.325% | 3.938% | 3.957% | 3.994% | 2.641% | 2.647% | 3.069% | 3.129%
DSO | 19 | 56 | 37 | 38 | 2025 | Winter | Flow_ij, [%] | Expected | - | 4.371% | 3.667% | 3.637% | 3.483% | 3.396% | 3.411% | 12.81% | 13.29% | 13.13% | 4.905% | 13.2% | 13.82% | 13.96% | 12.96% | 10.6% | 10.21% | 4.597% | 10.81% | 9.134% | 8.356% | 4.815% | 4.229% | 4.797% | 4.296%
DSO | 19 | 58 | 39 | 40 | 2025 | Winter | Flow_ij, [%] | Expected | - | 0.008088% | 0.006737% | 0.006848% | 0.006905% | 0.007511% | 0.008778% | 0.004411% | 0.006423% | 0.01456% | 0.02396% | 0.01861% | 0.01127% | 0.01058% | 0.009253% | 0.01068% | 0.01147% | 0.0214% | 0.014% | 0.01502% | 0.01421% | 0.01742% | 0.01481% | 0.01034% | 0.007808%

## Power Flows
Operator | ADN Node ID | Branch ID | From Node ID | To Node ID | Year | Day | Quantity | Market Scenario | Operation Scenario | 0 | 1 | 2 | 3 | 4 | 5 | 6 | 7 | 8 | 9 | 10 | 11 | 12 | 13 | 14 | 15 | 16 | 17 | 18 | 19 | 20 | 21 | 22 | 23
TSO | - | 1 | 1 | 5 | 2025 | Winter | P, [MW] | 0 | 0 | 1.0586 | 1.6385 | 1.7255 | 2.0753 | 1.989 | 11.3985 | 2.2286 | 4.4826 | 0.21394 | -2.3856 | -5.3617 | -8.206 | -4.3605 | -6.6318 | -3.6499 | -3.0376 | -1.2955 | -4.3671 | -3.0906 | -1.7482 | -0.45559 | 0.84719 | 1.9091 | 0.69468
TSO | - | 1 | 1 | 5 | 2025 | Winter | P, [%] | 0 | 0 | 0.8607% | 1.332% | 1.403% | 1.687% | 1.617% | 9.267% | 1.812% | 3.644% | 0.1739% | 1.94% | 4.359% | 6.672% | 3.545% | 5.392% | 2.967% | 2.47% | 1.053% | 3.55% | 2.513% | 1.421% | 0.3704% | 0.6888% | 1.552% | 0.5648%
TSO | - | 1 | 5 | 1 | 2025 | Winter | P, [MW] | 0 | 0 | -0.98036 | -1.5462 | -1.635 | -1.986 | -1.8941 | -11.2576 | -2.1424 | -4.4181 | -0.1764 | 2.4387 | 5.4059 | 8.2807 | 4.4185 | 6.7061 | 3.7116 | 3.0987 | 1.3665 | 4.4147 | 3.1417 | 1.8002 | 0.51798 | -0.77696 | -1.8308 | -0.60565
TSO | - | 1 | 5 | 1 | 2025 | Winter | P, [%] | 0 | 0 | 0.797% | 1.257% | 1.329% | 1.615% | 1.54% | 9.153% | 1.742% | 3.592% | 0.1434% | 1.983% | 4.395% | 6.732% | 3.592% | 5.452% | 3.018% | 2.519% | 1.111% | 3.589% | 2.554% | 1.464% | 0.4211% | 0.6317% | 1.488% | 0.4924%
TSO | - | 1 | 1 | 5 | 2025 | Winter | Q, [MVAr] | 0 | 0 | 15.8204 | 17.1663 | 16.9806 | 16.8241 | 17.3781 | 18.2489 | 16.5773 | 13.7033 | 10.8441 | 12.7791 | 10.5895 | 13.2731 | 12.9198 | 14.0486 | 13.5901 | 13.6604 | 15.0298 | 11.5015 | 12.3499 | 12.7299 | 14.1002 | 14.9704 | 15.7346 | 16.9186
TSO | - | 1 | 1 | 5 | 2025 | Winter | Q, [%] | 0 | 0 | 12.86% | 13.96% | 13.81% | 13.68% | 14.13% | 14.84% | 13.48% | 11.14% | 8.816% | 10.39% | 8.609% | 10.79% | 10.5% | 11.42% | 11.05% | 11.11% | 12.22% | 9.351% | 10.04% | 10.35% | 11.46% | 12.17% | 12.79% | 13.75%
TSO | - | 1 | 5 | 1 | 2025 | Winter | Q, [MVAr] | 0 | 0 | -16.6912 | -17.9844 | -17.8044 | -17.6521 | -18.1851 | -18.8949 | -17.4281 | -14.6291 | -11.8692 | -13.7457 | -11.5943 | -14.1688 | -13.8706 | -14.9434 | -14.5295 | -14.6001 | -15.9273 | -12.4896 | -13.3232 | -13.6994 | -15.0296 | -15.8698 | -16.6041 | -17.7487
TSO | - | 1 | 5 | 1 | 2025 | Winter | Q, [%] | 0 | 0 | 13.57% | 14.62% | 14.48% | 14.35% | 14.78% | 15.36% | 14.17% | 11.89% | 9.65% | 11.18% | 9.426% | 11.52% | 11.28% | 12.15% | 11.81% | 11.87% | 12.95% | 10.15% | 10.83% | 11.14% | 12.22% | 12.9% | 13.5% | 14.43%
TSO | - | 1 | 1 | 5 | 2025 | Winter | S, [MVA] | 0 | 0 | 15.8558 | 17.2443 | 17.0681 | 16.9516 | 17.4915 | 21.5162 | 16.7264 | 14.4178 | 10.8462 | 12.9998 | 11.8695 | 15.6049 | 13.6358 | 15.5352 | 14.0717 | 13.9941 | 15.0855 | 12.3027 | 12.7307 | 12.8494 | 14.1076 | 14.9943 | 15.85 | 16.9328
TSO | - | 1 | 1 | 5 | 2025 | Winter | S, [%] | 0 | 0 | 12.89% | 14.02% | 13.88% | 13.78% | 14.22% | 17.49% | 13.6% | 11.72% | 8.818% | 10.57% | 9.65% | 12.69% | 11.09% | 12.63% | 11.44% | 11.38% | 12.26% | 10% | 10.35% | 10.45% | 11.47% | 12.19% | 12.89% | 13.77%
TSO | - | 1 | 5 | 1 | 2025 | Winter | S, [MVA] | 0 | 0 | 16.7199 | 18.0507 | 17.8794 | 17.7635 | 18.2835 | 21.9943 | 17.5593 | 15.2817 | 11.8705 | 13.9604 | 12.7926 | 16.4111 | 14.5574 | 16.3792 | 14.996 | 14.9253 | 15.9858 | 13.2468 | 13.6886 | 13.8171 | 15.0385 | 15.8888 | 16.7047 | 17.759
TSO | - | 1 | 5 | 1 | 2025 | Winter | S, [%] | 0 | 0 | 13.59% | 14.68% | 14.54% | 14.44% | 14.86% | 17.88% | 14.28% | 12.42% | 9.651% | 11.35% | 10.4% | 13.34% | 11.84% | 13.32% | 12.19% | 12.13% | 13% | 10.77% | 11.13% | 11.23% | 12.23% | 12.92% | 13.58% | 14.44%
TSO | - | 2 | 1 | 19 | 2025 | Winter | P, [MW] | 0 | 0 | 24.5528 | 23.38 | 22.6208 | 22.2038 | 22.117 | 22.3884 | 34.8428 | 35.341 | 34.6395 | 27.1682 | 34.1179 | 36.4243 | 37.0442 | 36.9452 | 33.7268 | 32.4368 | 26.771 | 35.7145 | 33.8539 | 32.7036 | 28.5823 | 27.5159 | 27.5977 | 26.0527
TSO | - | 2 | 1 | 19 | 2025 | Winter | P, [%] | 0 | 0 | 19.96% | 19.01% | 18.39% | 18.05% | 17.98% | 18.2% | 28.33% | 28.73% | 28.16% | 22.09% | 27.74% | 29.61% | 30.12% | 30.04% | 27.42% | 26.37% | 21.77% | 29.04% | 27.52% | 26.59% | 23.24% | 22.37% | 22.44% | 21.18%
TSO | - | 2 | 19 | 1 | 2025 | Winter | P, [MW] | 0 | 0 | -24.4315 | -23.269 | -22.5165 | -22.1032 | -22.0168 | -22.2857 | -34.5992 | -35.0892 | -34.3916 | -27.017 | -33.8724 | -36.1561 | -36.7671 | -36.6702 | -33.4947 | -32.2229 | -26.6262 | -35.4558 | -33.6222 | -32.4872 | -28.4172 | -27.3628 | -27.4441 | -25.9153
TSO | - | 2 | 19 | 1 | 2025 | Winter | P, [%] | 0 | 0 | 19.86% | 18.92% | 18.31% | 17.97% | 17.9% | 18.12% | 28.13% | 28.53% | 27.96% | 21.97% | 27.54% | 29.4% | 29.89% | 29.81% | 27.23% | 26.2% | 21.65% | 28.83% | 27.34% | 26.41% | 23.1% | 22.25% | 22.31% | 21.07%
TSO | - | 2 | 1 | 19 | 2025 | Winter | Q, [MVAr] | 0 | 0 | -0.37591 | -2.234 | -2.5981 | -2.6656 | -3.0141 | -3.0111 | 1.7766 | 2.7863 | 6.0827 | 3.6421 | 7.6963 | 3.2726 | 2.9853 | 2.5795 | 4.4333 | 3.6654 | 1.3134 | 3.5795 | 2.6796 | 2.7386 | 1.7819 | 1.5476 | 0.60676 | -1.9715
TSO | - | 2 | 1 | 19 | 2025 | Winter | Q, [%] | 0 | 0 | 0.3056% | 1.816% | 2.112% | 2.167% | 2.45% | 2.448% | 1.444% | 2.265% | 4.945% | 2.961% | 6.257% | 2.661% | 2.427% | 2.097% | 3.604% | 2.98% | 1.068% | 2.91% | 2.179% | 2.227% | 1.449% | 1.258% | 0.4933% | 1.603%
TSO | - | 2 | 19 | 1 | 2025 | Winter | Q, [MVAr] | 0 | 0 | -0.0089075 | 1.8148 | 2.1561 | 2.2108 | 2.5586 | 2.5639 | -1.7469 | -2.7266 | -6.0364 | -3.9262 | -7.6576 | -3.1566 | -2.8383 | -2.4401 | -4.4411 | -3.735 | -1.6171 | -3.4955 | -2.6871 | -2.799 | -2.0167 | -1.8225 | -0.87934 | 1.6429
TSO | - | 2 | 19 | 1 | 2025 | Winter | Q, [%] | 0 | 0 | 0.007242% | 1.475% | 1.753% | 1.797% | 2.08% | 2.084% | 1.42% | 2.217% | 4.908% | 3.192% | 6.226% | 2.566% | 2.308% | 1.984% | 3.611% | 3.037% | 1.315% | 2.842% | 2.185% | 2.276% | 1.64% | 1.482% | 0.7149% | 1.336%
TSO | - | 2 | 1 | 19 | 2025 | Winter | S, [MVA] | 0 | 0 | 24.5557 | 23.4865 | 22.7695 | 22.3632 | 22.3214 | 22.59 | 34.8881 | 35.4507 | 35.1695 | 27.4112 | 34.9752 | 36.571 | 37.1642 | 37.0352 | 34.0169 | 32.6432 | 26.8032 | 35.8934 | 33.9598 | 32.818 | 28.6378 | 27.5594 | 27.6044 | 26.1272
TSO | - | 2 | 1 | 19 | 2025 | Winter | S, [%] | 0 | 0 | 19.96% | 19.09% | 18.51% | 18.18% | 18.15% | 18.37% | 28.36% | 28.82% | 28.59% | 22.29% | 28.44% | 29.73% | 30.21% | 30.11% | 27.66% | 26.54% | 21.79% | 29.18% | 27.61% | 26.68% | 23.28% | 22.41% | 22.44% | 21.24%
TSO | - | 2 | 19 | 1 | 2025 | Winter | S, [MVA] | 0 | 0 | 24.4315 | 23.3397 | 22.6195 | 22.2135 | 22.1649 | 22.4327 | 34.6433 | 35.1949 | 34.9173 | 27.3008 | 34.7272 | 36.2936 | 36.8765 | 36.7513 | 33.7878 | 32.4387 | 26.6753 | 35.6277 | 33.7294 | 32.6076 | 28.4886 | 27.4234 | 27.4582 | 25.9673
TSO | - | 2 | 19 | 1 | 2025 | Winter | S, [%] | 0 | 0 | 19.86% | 18.98% | 18.39% | 18.06% | 18.02% | 18.24% | 28.17% | 28.61% | 28.39% | 22.2% | 28.23% | 29.51% | 29.98% | 29.88% | 27.47% | 26.37% | 21.69% | 28.97% | 27.42% | 26.51% | 23.16% | 22.3% | 22.32% | 21.11%
TSO | - | 3 | 1 | 29 | 2025 | Winter | P, [MW] | 0 | 0 | -24.2485 | -23.2293 | -22.3526 | -22.1049 | -22.1065 | -26.5047 | -26.7284 | -32.4188 | -31.9861 | -30.4073 | -29.9665 | -28.1605 | -31.6024 | -28.955 | -28.7761 | -29.0936 | -28.3823 | -31.6274 | -32.0341 | -32.0753 | -30.8675 | -29.9938 | -29.093 | -25.2644
TSO | - | 3 | 1 | 29 | 2025 | Winter | P, [%] | 0 | 0 | 19.71% | 18.89% | 18.17% | 17.97% | 17.97% | 21.55% | 21.73% | 26.36% | 26% | 24.72% | 24.36% | 22.89% | 25.69% | 23.54% | 23.4% | 23.65% | 23.08% | 25.71% | 26.04% | 26.08% | 25.1% | 24.39% | 23.65% | 20.54%
TSO | - | 3 | 29 | 1 | 2025 | Winter | P, [MW] | 0 | 0 | 24.4136 | 23.3877 | 22.5048 | 22.2548 | 22.2581 | 26.6961 | 26.9218 | 32.6567 | 32.2179 | 30.6355 | 30.1864 | 28.368 | 31.8401 | 29.1694 | 28.9866 | 29.3074 | 28.5976 | 31.862 | 32.2769 | 32.3215 | 31.105 | 30.2239 | 29.3131 | 25.4474
TSO | - | 3 | 29 | 1 | 2025 | Winter | P, [%] | 0 | 0 | 19.85% | 19.01% | 18.3% | 18.09% | 18.1% | 21.7% | 21.89% | 26.55% | 26.19% | 24.91% | 24.54% | 23.06% | 25.89% | 23.71% | 23.57% | 23.83% | 23.25% | 25.9% | 26.24% | 26.28% | 25.29% | 24.57% | 23.83% | 20.69%
TSO | - | 3 | 1 | 29 | 2025 | Winter | Q, [MVAr] | 0 | 0 | -19.0665 | -19.2849 | -19.3858 | -19.3415 | -19.5723 | -19.8608 | -20.1747 | -17.9402 | -17.822 | -19.8111 | -19.38 | -20.1914 | -19.3034 | -20.0161 | -19.7459 | -19.7351 | -20.8155 | -18.7861 | -19.2784 | -19.7406 | -20.3192 | -20.5639 | -20.4278 | -20.3375
TSO | - | 3 | 1 | 29 | 2025 | Winter | Q, [%] | 0 | 0 | 15.5% | 15.68% | 15.76% | 15.72% | 15.91% | 16.15% | 16.4% | 14.59% | 14.49% | 16.11% | 15.76% | 16.42% | 15.69% | 16.27% | 16.05% | 16.04% | 16.92% | 15.27% | 15.67% | 16.05% | 16.52% | 16.72% | 16.61% | 16.53%
TSO | - | 3 | 29 | 1 | 2025 | Winter | Q, [MVAr] | 0 | 0 | 18.9198 | 19.117 | 19.1962 | 19.144 | 19.3814 | 19.8083 | 20.1213 | 18.0434 | 17.9027 | 19.881 | 19.4185 | 20.1882 | 19.4062 | 20.0371 | 19.7523 | 19.7541 | 20.8431 | 18.8783 | 19.3996 | 19.8735 | 20.423 | 20.6432 | 20.4731 | 20.2546
TSO | - | 3 | 29 | 1 | 2025 | Winter | Q, [%] | 0 | 0 | 15.38% | 15.54% | 15.61% | 15.56% | 15.76% | 16.1% | 16.36% | 14.67% | 14.56% | 16.16% | 15.79% | 16.41% | 15.78% | 16.29% | 16.06% | 16.06% | 16.95% | 15.35% | 15.77% | 16.16% | 16.6% | 16.78% | 16.64% | 16.47%
TSO | - | 3 | 1 | 29 | 2025 | Winter | S, [MVA] | 0 | 0 | 30.8467 | 30.1912 | 29.588 | 29.3721 | 29.5258 | 33.1203 | 33.4877 | 37.0517 | 36.6161 | 36.2917 | 35.6872 | 34.6512 | 37.0315 | 35.1999 | 34.8994 | 35.1555 | 35.1972 | 36.786 | 37.3877 | 37.6632 | 36.955 | 36.3662 | 35.5486 | 32.4331
TSO | - | 3 | 1 | 29 | 2025 | Winter | S, [%] | 0 | 0 | 25.08% | 24.55% | 24.06% | 23.88% | 24% | 26.93% | 27.23% | 30.12% | 29.77% | 29.51% | 29.01% | 28.17% | 30.11% | 28.62% | 28.37% | 28.58% | 28.62% | 29.91% | 30.4% | 30.62% | 30.04% | 29.57% | 28.9% | 26.37%
TSO | - | 3 | 29 | 1 | 2025 | Winter | S, [MVA] | 0 | 0 | 30.8866 | 30.2067 | 29.5797 | 29.3559 | 29.5137 | 33.2423 | 33.6103 | 37.3099 | 36.8579 | 36.5211 | 35.8928 | 34.8182 | 37.288 | 35.3884 | 35.0767 | 35.3433 | 35.3873 | 37.0348 | 37.6582 | 37.9425 | 37.2105 | 36.6009 | 35.7548 | 32.5241
TSO | - | 3 | 29 | 1 | 2025 | Winter | S, [%] | 0 | 0 | 25.11% | 24.56% | 24.05% | 23.87% | 23.99% | 27.03% | 27.33% | 30.33% | 29.97% | 29.69% | 29.18% | 28.31% | 30.32% | 28.77% | 28.52% | 28.73% | 28.77% | 30.11% | 30.62% | 30.85% | 30.25% | 29.76% | 29.07% | 26.44%
TSO | - | 4 | 1 | 36 | 2025 | Winter | P, [MW] | 0 | 0 | -42.8345 | -40.933 | -40.2824 | -40.0009 | -39.5053 | -44.4857 | -43.4121 | -47.9291 | -47.3057 | -45.3777 | -45.8692 | -43.9463 | -47.3109 | -45.5607 | -45.8367 | -46.1212 | -45.243 | -47.0803 | -48.1557 | -47.4283 | -46.7313 | -46.0792 | -45.8155 | -43.0415
TSO | - | 4 | 1 | 36 | 2025 | Winter | P, [%] | 0 | 0 | 34.82% | 33.28% | 32.75% | 32.52% | 32.12% | 36.17% | 35.29% | 38.97% | 38.46% | 36.89% | 37.29% | 35.73% | 38.46% | 37.04% | 37.27% | 37.5% | 36.78% | 38.28% | 39.15% | 38.56% | 37.99% | 37.46% | 37.25% | 34.99%
TSO | - | 4 | 36 | 1 | 2025 | Winter | P, [MW] | 0 | 0 | 43.1299 | 41.205 | 40.5459 | 40.2605 | 39.7597 | 44.8059 | 43.7178 | 48.2957 | 47.6613 | 45.7134 | 46.2095 | 44.2645 | 47.6736 | 45.9016 | 46.1786 | 46.4664 | 45.5795 | 47.436 | 48.5285 | 47.7902 | 47.0849 | 46.425 | 46.1561 | 43.3437
TSO | - | 4 | 36 | 1 | 2025 | Winter | P, [%] | 0 | 0 | 35.06% | 33.5% | 32.96% | 32.73% | 32.32% | 36.43% | 35.54% | 39.26% | 38.75% | 37.17% | 37.57% | 35.99% | 38.76% | 37.32% | 37.54% | 37.78% | 37.06% | 38.57% | 39.45% | 38.85% | 38.28% | 37.74% | 37.53% | 35.24%
TSO | - | 4 | 1 | 36 | 2025 | Winter | Q, [MVAr] | 0 | 0 | -9.2012 | -9.3805 | -9.2012 | -9.0943 | -9.3334 | -9.6503 | -10.8172 | -9.9365 | -9.5341 | -11.5513 | -11.2393 | -12.2613 | -11.4354 | -12.3275 | -11.6797 | -11.3694 | -11.8895 | -10.2884 | -10.5817 | -10.53 | -10.8421 | -11.1749 | -10.5854 | -10.3743
TSO | - | 4 | 1 | 36 | 2025 | Winter | Q, [%] | 0 | 0 | 7.481% | 7.626% | 7.481% | 7.394% | 7.588% | 7.846% | 8.794% | 8.078% | 7.751% | 9.391% | 9.138% | 9.969% | 9.297% | 10.02% | 9.496% | 9.243% | 9.666% | 8.365% | 8.603% | 8.561% | 8.815% | 9.085% | 8.606% | 8.434%
TSO | - | 4 | 36 | 1 | 2025 | Winter | Q, [MVAr] | 0 | 0 | 9.6091 | 9.7086 | 9.4997 | 9.3795 | 9.6009 | 10.1473 | 11.2562 | 10.5892 | 10.1472 | 12.0965 | 11.7987 | 12.7445 | 12.0746 | 12.8898 | 12.2452 | 11.9473 | 12.4398 | 10.9034 | 11.2574 | 11.1671 | 11.4517 | 11.7582 | 11.1515 | 10.8074
TSO | - | 4 | 36 | 1 | 2025 | Winter | Q, [%] | 0 | 0 | 7.812% | 7.893% | 7.723% | 7.626% | 7.806% | 8.25% | 9.151% | 8.609% | 8.25% | 9.835% | 9.592% | 10.36% | 9.817% | 10.48% | 9.955% | 9.713% | 10.11% | 8.865% | 9.152% | 9.079% | 9.31% | 9.56% | 9.066% | 8.786%
TSO | - | 4 | 1 | 36 | 2025 | Winter | S, [MVA] | 0 | 0 | 43.8116 | 41.9941 | 41.3199 | 41.0216 | 40.5928 | 45.5204 | 44.7395 | 48.9483 | 48.2569 | 46.8249 | 47.2261 | 45.6247 | 48.6733 | 47.199 | 47.3013 | 47.5019 | 46.7792 | 48.1914 | 49.3046 | 48.5832 | 47.9726 | 47.4149 | 47.0224 | 44.2741
TSO | - | 4 | 1 | 36 | 2025 | Winter | S, [%] | 0 | 0 | 35.62% | 34.14% | 33.59% | 33.35% | 33% | 37.01% | 36.37% | 39.8% | 39.23% | 38.07% | 38.4% | 37.09% | 39.57% | 38.37% | 38.46% | 38.62% | 38.03% | 39.18% | 40.09% | 39.5% | 39% | 38.55% | 38.23% | 36%
TSO | - | 4 | 36 | 1 | 2025 | Winter | S, [MVA] | 0 | 0 | 44.1873 | 42.3333 | 41.6439 | 41.3387 | 40.9025 | 45.9406 | 45.1437 | 49.443 | 48.7295 | 47.2868 | 47.692 | 46.0627 | 49.1789 | 47.677 | 47.7745 | 47.9778 | 47.2466 | 48.673 | 49.8171 | 49.0775 | 48.4575 | 47.8909 | 47.4841 | 44.6708
TSO | - | 4 | 36 | 1 | 2025 | Winter | S, [%] | 0 | 0 | 35.92% | 34.42% | 33.86% | 33.61% | 33.25% | 37.35% | 36.7% | 40.2% | 39.62% | 38.44% | 38.77% | 37.45% | 39.98% | 38.76% | 38.84% | 39.01% | 38.41% | 39.57% | 40.5% | 39.9% | 39.4% | 38.94% | 38.6% | 36.32%
TSO | - | 5 | 1 | 55 | 2025 | Winter | P, [MW] | 0 | 0 | -6.3207 | -4.5847 | -3.1117 | -3.1467 | -3.0859 | -6.2772 | -21.1726 | -18.3898 | -17.1885 | -14.3459 | -17.2464 | -21.5875 | -16.5382 | -18.7293 | -14.7771 | -12.2298 | -10.4571 | -17.6744 | -14.6418 | -13.6529 | -11.9371 | -9.2906 | -8.9806 | -8.6662
TSO | - | 5 | 1 | 55 | 2025 | Winter | P, [%] | 0 | 0 | 5.139% | 3.727% | 2.53% | 2.558% | 2.509% | 5.103% | 17.21% | 14.95% | 13.97% | 11.66% | 14.02% | 17.55% | 13.45% | 15.23% | 12.01% | 9.943% | 8.502% | 14.37% | 11.9% | 11.1% | 9.705% | 7.553% | 7.301% | 7.046%
TSO | - | 5 | 55 | 1 | 2025 | Winter | P, [MW] | 0 | 0 | 6.441 | 4.7297 | 3.2617 | 3.2933 | 3.2396 | 6.4259 | 21.3844 | 18.5362 | 17.3026 | 14.4565 | 17.3691 | 21.7807 | 16.6717 | 18.8974 | 14.906 | 12.3465 | 10.5842 | 17.8137 | 14.7643 | 13.7685 | 12.0575 | 9.4069 | 9.1094 | 8.8179
TSO | - | 5 | 55 | 1 | 2025 | Winter | P, [%] | 0 | 0 | 5.237% | 3.845% | 2.652% | 2.678% | 2.634% | 5.224% | 17.39% | 15.07% | 14.07% | 11.75% | 14.12% | 17.71% | 13.55% | 15.36% | 12.12% | 10.04% | 8.605% | 14.48% | 12% | 11.19% | 9.803% | 7.648% | 7.406% | 7.169%
TSO | - | 5 | 1 | 55 | 2025 | Winter | Q, [MVAr] | 0 | 0 | 18.7853 | 21.2772 | 21.9134 | 21.6504 | 22.1814 | 21.1268 | 16.3607 | 12.4355 | 9.4841 | 12.7271 | 10.7865 | 13.7 | 13.165 | 14.6418 | 14.5572 | 15.3922 | 17.5501 | 12.4609 | 13.8947 | 14.0273 | 15.9567 | 17.1635 | 18.4645 | 20.5619
TSO | - | 5 | 1 | 55 | 2025 | Winter | Q, [%] | 0 | 0 | 15.27% | 17.3% | 17.82% | 17.6% | 18.03% | 17.18% | 13.3% | 10.11% | 7.711% | 10.35% | 8.77% | 11.14% | 10.7% | 11.9% | 11.84% | 12.51% | 14.27% | 10.13% | 11.3% | 11.4% | 12.97% | 13.95% | 15.01% | 16.72%
TSO | - | 5 | 55 | 1 | 2025 | Winter | Q, [MVAr] | 0 | 0 | -19.5174 | -21.9176 | -22.5349 | -22.2839 | -22.7892 | -21.754 | -16.7942 | -13.0967 | -10.2615 | -13.5082 | -11.5329 | -14.1992 | -13.8678 | -15.2249 | -15.2753 | -16.1492 | -18.2626 | -13.145 | -14.6321 | -14.7888 | -16.6956 | -17.9127 | -19.1678 | -21.1818
TSO | - | 5 | 55 | 1 | 2025 | Winter | Q, [%] | 0 | 0 | 15.87% | 17.82% | 18.32% | 18.12% | 18.53% | 17.69% | 13.65% | 10.65% | 8.343% | 10.98% | 9.376% | 11.54% | 11.27% | 12.38% | 12.42% | 13.13% | 14.85% | 10.69% | 11.9% | 12.02% | 13.57% | 14.56% | 15.58% | 17.22%
TSO | - | 5 | 1 | 55 | 2025 | Winter | S, [MVA] | 0 | 0 | 19.8202 | 21.7656 | 22.1332 | 21.8779 | 22.3951 | 22.0396 | 26.7572 | 22.1997 | 19.6314 | 19.1777 | 20.3418 | 25.5678 | 21.1383 | 23.7733 | 20.7431 | 19.6593 | 20.4294 | 21.6254 | 20.1853 | 19.5747 | 19.9276 | 19.5167 | 20.5326 | 22.3135
TSO | - | 5 | 1 | 55 | 2025 | Winter | S, [%] | 0 | 0 | 16.11% | 17.7% | 17.99% | 17.79% | 18.21% | 17.92% | 21.75% | 18.05% | 15.96% | 15.59% | 16.54% | 20.79% | 17.19% | 19.33% | 16.86% | 15.98% | 16.61% | 17.58% | 16.41% | 15.91% | 16.2% | 15.87% | 16.69% | 18.14%
TSO | - | 5 | 55 | 1 | 2025 | Winter | S, [MVA] | 0 | 0 | 20.5527 | 22.4221 | 22.7697 | 22.5259 | 23.0183 | 22.6832 | 27.1907 | 22.6961 | 20.1166 | 19.7854 | 20.8493 | 26.0003 | 21.6855 | 24.2674 | 21.343 | 20.3281 | 21.108 | 22.1386 | 20.7866 | 20.2059 | 20.5943 | 20.2325 | 21.2223 | 22.9439
TSO | - | 5 | 55 | 1 | 2025 | Winter | S, [%] | 0 | 0 | 16.71% | 18.23% | 18.51% | 18.31% | 18.71% | 18.44% | 22.11% | 18.45% | 16.35% | 16.09% | 16.95% | 21.14% | 17.63% | 19.73% | 17.35% | 16.53% | 17.16% | 18% | 16.9% | 16.43% | 16.74% | 16.45% | 17.25% | 18.65%
TSO | - | 6 | 3 | 9 | 2025 | Winter | P, [MW] | 0 | 0 | -19.3878 | -16.7947 | -13.2923 | -13.775 | -13.3995 | -18.9954 | -33.6418 | -41.9953 | -43.9036 | -41.8588 | -38.2318 | -40.3748 | -41.3811 | -37.6476 | -36.2165 | -34.6914 | -34.5658 | -40.9389 | -40.0856 | -38.8938 | -37.2643 | -31.0301 | -27.8746 | -22.4234
TSO | - | 6 | 3 | 9 | 2025 | Winter | P, [%] | 0 | 0 | 21.54% | 18.66% | 14.77% | 15.31% | 14.89% | 21.11% | 37.38% | 46.66% | 48.78% | 46.51% | 42.48% | 44.86% | 45.98% | 41.83% | 40.24% | 38.55% | 38.41% | 45.49% | 44.54% | 43.22% | 41.4% | 34.48% | 30.97% | 24.91%
TSO | - | 6 | 9 | 3 | 2025 | Winter | P, [MW] | 0 | 0 | 19.4579 | 16.8477 | 13.3257 | 13.8109 | 13.4337 | 19.0631 | 33.8493 | 42.3178 | 44.2562 | 42.1792 | 38.4986 | 40.6725 | 41.6941 | 37.9065 | 36.4561 | 34.9115 | 34.7855 | 41.2455 | 40.3796 | 39.1706 | 37.519 | 31.2077 | 28.0186 | 22.517
TSO | - | 6 | 9 | 3 | 2025 | Winter | P, [%] | 0 | 0 | 21.62% | 18.72% | 14.81% | 15.35% | 14.93% | 21.18% | 37.61% | 47.02% | 49.17% | 46.87% | 42.78% | 45.19% | 46.33% | 42.12% | 40.51% | 38.79% | 38.65% | 45.83% | 44.87% | 43.52% | 41.69% | 34.68% | 31.13% | 25.02%
TSO | - | 6 | 3 | 9 | 2025 | Winter | Q, [MVAr] | 0 | 0 | -1.5315 | -1.6794 | -1.66 | -1.8723 | -2.0714 | -2.1905 | -1.9005 | 0.27256 | 1.4916 | 0.77832 | 0.055041 | 0.19909 | 0.94023 | 0.21563 | -0.11513 | -0.97015 | -2.2178 | -0.51046 | -0.65221 | -0.58677 | -1.6054 | -2.1256 | -2.2326 | -1.7678
TSO | - | 6 | 3 | 9 | 2025 | Winter | Q, [%] | 0 | 0 | 1.702% | 1.866% | 1.844% | 2.08% | 2.302% | 2.434% | 2.112% | 0.3028% | 1.657% | 0.8648% | 0.06116% | 0.2212% | 1.045% | 0.2396% | 0.1279% | 1.078% | 2.464% | 0.5672% | 0.7247% | 0.652% | 1.784% | 2.362% | 2.481% | 1.964%
TSO | - | 6 | 9 | 3 | 2025 | Winter | Q, [MVAr] | 0 | 0 | 1.164 | 1.2764 | 1.2146 | 1.4326 | 1.6279 | 1.8178 | 1.8274 | -0.092164 | -1.2452 | -0.60236 | 0.0016125 | -0.073866 | -0.78104 | -0.17573 | 0.11227 | 0.92481 | 2.1725 | 0.6561 | 0.77023 | 0.66688 | 1.6371 | 1.9889 | 2.0241 | 1.4514
TSO | - | 6 | 9 | 3 | 2025 | Winter | Q, [%] | 0 | 0 | 1.293% | 1.418% | 1.35% | 1.592% | 1.809% | 2.02% | 2.03% | 0.1024% | 1.384% | 0.6693% | 0.001792% | 0.08207% | 0.8678% | 0.1953% | 0.1247% | 1.028% | 2.414% | 0.729% | 0.8558% | 0.741% | 1.819% | 2.21% | 2.249% | 1.613%
TSO | - | 6 | 3 | 9 | 2025 | Winter | S, [MVA] | 0 | 0 | 19.4482 | 16.8785 | 13.3956 | 13.9016 | 13.5587 | 19.1212 | 33.6955 | 41.9962 | 43.929 | 41.866 | 38.2319 | 40.3753 | 41.3918 | 37.6482 | 36.2167 | 34.7049 | 34.6369 | 40.9421 | 40.0909 | 38.8982 | 37.2989 | 31.1028 | 27.9639 | 22.4929
TSO | - | 6 | 3 | 9 | 2025 | Winter | S, [%] | 0 | 0 | 21.61% | 18.75% | 14.88% | 15.45% | 15.07% | 21.25% | 37.44% | 46.66% | 48.81% | 46.52% | 42.48% | 44.86% | 45.99% | 41.83% | 40.24% | 38.56% | 38.49% | 45.49% | 44.55% | 43.22% | 41.44% | 34.56% | 31.07% | 24.99%
TSO | - | 6 | 9 | 3 | 2025 | Winter | S, [MVA] | 0 | 0 | 19.4927 | 16.896 | 13.3809 | 13.885 | 13.5319 | 19.1495 | 33.8986 | 42.3179 | 44.2737 | 42.1835 | 38.4986 | 40.6725 | 41.7014 | 37.907 | 36.4563 | 34.9237 | 34.8533 | 41.2507 | 40.3869 | 39.1763 | 37.5547 | 31.271 | 28.0916 | 22.5637
TSO | - | 6 | 9 | 3 | 2025 | Winter | S, [%] | 0 | 0 | 21.66% | 18.77% | 14.87% | 15.43% | 15.04% | 21.28% | 37.67% | 47.02% | 49.19% | 46.87% | 42.78% | 45.19% | 46.33% | 42.12% | 40.51% | 38.8% | 38.73% | 45.83% | 44.87% | 43.53% | 41.73% | 34.75% | 31.21% | 25.07%
TSO | - | 7 | 3 | 34 | 2025 | Winter | P, [MW] | 0 | 0 | -4.1294 | -5.456 | -6.8061 | -7.3912 | -7.1002 | -1.8435 | 3.2431 | 10.8142 | 9.8251 | 7.5635 | 6.062 | 5.1192 | 7.8283 | 5.565 | 4.9744 | 5.4276 | 5.9214 | 9.818 | 9.6444 | 8.2928 | 7.1202 | 4.0856 | 2.7233 | -2.605
TSO | - | 7 | 3 | 34 | 2025 | Winter | P, [%] | 0 | 0 | 3.357% | 4.436% | 5.533% | 6.009% | 5.773% | 1.499% | 2.637% | 8.792% | 7.988% | 6.149% | 4.928% | 4.162% | 6.364% | 4.524% | 4.044% | 4.413% | 4.814% | 7.982% | 7.841% | 6.742% | 5.789% | 3.322% | 2.214% | 2.118%
TSO | - | 7 | 34 | 3 | 2025 | Winter | P, [MW] | 0 | 0 | 4.1316 | 5.4598 | 6.8117 | 7.3976 | 7.106 | 1.844 | -3.242 | -10.802 | -9.8151 | -7.5575 | -6.0582 | -5.1163 | -7.8219 | -5.5617 | -4.9718 | -5.4245 | -5.9176 | -9.808 | -9.6348 | -8.2857 | -7.1149 | -4.0839 | -2.7225 | 2.6059
TSO | - | 7 | 34 | 3 | 2025 | Winter | P, [%] | 0 | 0 | 3.359% | 4.439% | 5.538% | 6.014% | 5.777% | 1.499% | 2.636% | 8.782% | 7.98% | 6.144% | 4.925% | 4.16% | 6.359% | 4.522% | 4.042% | 4.41% | 4.811% | 7.974% | 7.833% | 6.736% | 5.784% | 3.32% | 2.213% | 2.119%
TSO | - | 7 | 3 | 34 | 2025 | Winter | Q, [MVAr] | 0 | 0 | -2.092 | -2.8101 | -2.8296 | -2.6172 | -2.418 | -1.446 | 0.25313 | -0.48189 | -0.24397 | 0.4693 | 0.055593 | 1.1016 | 0.36044 | 0.79203 | 0.24378 | 0.21975 | 1.1744 | -0.5329 | -0.39129 | -0.45684 | 0.56187 | -0.054873 | -1.1019 | -1.5667
TSO | - | 7 | 3 | 34 | 2025 | Winter | Q, [%] | 0 | 0 | 1.701% | 2.285% | 2.3% | 2.128% | 1.966% | 1.176% | 0.2058% | 0.3918% | 0.1984% | 0.3815% | 0.0452% | 0.8956% | 0.293% | 0.6439% | 0.1982% | 0.1787% | 0.9548% | 0.4333% | 0.3181% | 0.3714% | 0.4568% | 0.04461% | 0.8958% | 1.274%
TSO | - | 7 | 34 | 3 | 2025 | Winter | Q, [MVAr] | 0 | 0 | 1.6298 | 2.3555 | 2.3817 | 2.1721 | 1.9712 | 0.97837 | -0.72537 | 0.048241 | -0.19769 | -0.92457 | -0.51934 | -1.5681 | -0.81466 | -1.257 | -0.71144 | -0.68521 | -1.6357 | 0.09209 | -0.050654 | 0.0060481 | -1.0184 | -0.41301 | 0.63242 | 1.0996
TSO | - | 7 | 34 | 3 | 2025 | Winter | Q, [%] | 0 | 0 | 1.325% | 1.915% | 1.936% | 1.766% | 1.603% | 0.7954% | 0.5897% | 0.03922% | 0.1607% | 0.7517% | 0.4222% | 1.275% | 0.6623% | 1.022% | 0.5784% | 0.5571% | 1.33% | 0.07487% | 0.04118% | 0.004917% | 0.8279% | 0.3358% | 0.5142% | 0.894%
TSO | - | 7 | 3 | 34 | 2025 | Winter | S, [MVA] | 0 | 0 | 4.6291 | 6.1371 | 7.3708 | 7.8409 | 7.5006 | 2.343 | 3.253 | 10.8249 | 9.8282 | 7.5781 | 6.0622 | 5.2364 | 7.8366 | 5.621 | 4.9803 | 5.432 | 6.0368 | 9.8324 | 9.6524 | 8.3054 | 7.1423 | 4.086 | 2.9378 | 3.0398
TSO | - | 7 | 3 | 34 | 2025 | Winter | S, [%] | 0 | 0 | 3.764% | 4.99% | 5.993% | 6.375% | 6.098% | 1.905% | 2.645% | 8.801% | 7.99% | 6.161% | 4.929% | 4.257% | 6.371% | 4.57% | 4.049% | 4.416% | 4.908% | 7.994% | 7.847% | 6.752% | 5.807% | 3.322% | 2.388% | 2.471%
TSO | - | 7 | 34 | 3 | 2025 | Winter | S, [MVA] | 0 | 0 | 4.4414 | 5.9463 | 7.216 | 7.7099 | 7.3744 | 2.0875 | 3.3221 | 10.8021 | 9.8171 | 7.6139 | 6.0804 | 5.3512 | 7.8642 | 5.7019 | 5.0224 | 5.4676 | 6.1395 | 9.8084 | 9.6349 | 8.2857 | 7.1874 | 4.1047 | 2.795 | 2.8284
TSO | - | 7 | 34 | 3 | 2025 | Winter | S, [%] | 0 | 0 | 3.611% | 4.834% | 5.867% | 6.268% | 5.995% | 1.697% | 2.701% | 8.782% | 7.981% | 6.19% | 4.943% | 4.351% | 6.394% | 4.636% | 4.083% | 4.445% | 4.991% | 7.974% | 7.833% | 6.736% | 5.843% | 3.337% | 2.272% | 2.3%
TSO | - | 8 | 4 | 15 | 2025 | Winter | P, [MW] | 0 | 0 | -71.5936 | -62.9228 | -59.316 | -56.9336 | -57.0335 | -62.8398 | -81.3215 | -90.511 | -98.4546 | -101.7435 | -100.6344 | -100.1899 | -98.8396 | -97.9482 | -94.4154 | -89.198 | -89.5198 | -105.6896 | -106.1391 | -104.485 | -100.9385 | -95.8522 | -90.0794 | -80.3155
TSO | - | 8 | 4 | 15 | 2025 | Winter | P, [%] | 0 | 0 | 11.93% | 10.49% | 9.886% | 9.489% | 9.506% | 10.47% | 13.55% | 15.09% | 16.41% | 16.96% | 16.77% | 16.7% | 16.47% | 16.32% | 15.74% | 14.87% | 14.92% | 17.61% | 17.69% | 17.41% | 16.82% | 15.98% | 15.01% | 13.39%
TSO | - | 8 | 15 | 4 | 2025 | Winter | P, [MW] | 0 | 0 | 71.6696 | 62.9826 | 59.3695 | 56.9828 | 57.083 | 62.8992 | 81.4168 | 90.6297 | 98.5941 | 101.898 | 100.7818 | 100.3371 | 98.9838 | 98.0906 | 94.547 | 89.3152 | 89.6399 | 105.8532 | 106.3067 | 104.6469 | 101.0911 | 95.9908 | 90.2007 | 80.4126
TSO | - | 8 | 15 | 4 | 2025 | Winter | P, [%] | 0 | 0 | 11.94% | 10.5% | 9.895% | 9.497% | 9.514% | 10.48% | 13.57% | 15.1% | 16.43% | 16.98% | 16.8% | 16.72% | 16.5% | 16.35% | 15.76% | 14.89% | 14.94% | 17.64% | 17.72% | 17.44% | 16.85% | 16% | 15.03% | 13.4%
TSO | - | 8 | 4 | 15 | 2025 | Winter | Q, [MVAr] | 0 | 0 | -0.93069 | 2.2302 | 2.6652 | 2.3534 | 1.9187 | 0.59613 | -10.7782 | -17.5564 | -21.1475 | -25.1555 | -22.9755 | -22.5849 | -22.3878 | -22.7 | -19.596 | -15.48 | -15.3969 | -22.905 | -23.7753 | -22.1069 | -20.3366 | -18.0929 | -11.8143 | -8.6129
TSO | - | 8 | 4 | 15 | 2025 | Winter | Q, [%] | 0 | 0 | 0.1551% | 0.3717% | 0.4442% | 0.3922% | 0.3198% | 0.09936% | 1.796% | 2.926% | 3.525% | 4.193% | 3.829% | 3.764% | 3.731% | 3.783% | 3.266% | 2.58% | 2.566% | 3.817% | 3.963% | 3.684% | 3.389% | 3.015% | 1.969% | 1.435%
TSO | - | 8 | 15 | 4 | 2025 | Winter | Q, [MVAr] | 0 | 0 | 0.67593 | -2.5874 | -3.0632 | -2.7835 | -2.3431 | -0.95679 | 10.6264 | 17.5621 | 21.2916 | 25.4273 | 23.1811 | 22.7962 | 22.5837 | 22.8848 | 19.7074 | 15.4947 | 15.4489 | 23.2374 | 24.1475 | 22.4395 | 20.6137 | 18.2782 | 11.882 | 8.5157
TSO | - | 8 | 15 | 4 | 2025 | Winter | Q, [%] | 0 | 0 | 0.1127% | 0.4312% | 0.5105% | 0.4639% | 0.3905% | 0.1595% | 1.771% | 2.927% | 3.549% | 4.238% | 3.864% | 3.799% | 3.764% | 3.814% | 3.285% | 2.582% | 2.575% | 3.873% | 4.025% | 3.74% | 3.436% | 3.046% | 1.98% | 1.419%
TSO | - | 8 | 4 | 15 | 2025 | Winter | S, [MVA] | 0 | 0 | 71.5997 | 62.9623 | 59.3758 | 56.9822 | 57.0657 | 62.8426 | 82.0327 | 92.198 | 100.7002 | 104.8071 | 103.2238 | 102.7039 | 101.3434 | 100.5443 | 96.4275 | 90.5313 | 90.8342 | 108.1431 | 108.7693 | 106.7981 | 102.9668 | 97.5449 | 90.8508 | 80.776
TSO | - | 8 | 4 | 15 | 2025 | Winter | S, [%] | 0 | 0 | 11.93% | 10.49% | 9.896% | 9.497% | 9.511% | 10.47% | 13.67% | 15.37% | 16.78% | 17.47% | 17.2% | 17.12% | 16.89% | 16.76% | 16.07% | 15.09% | 15.14% | 18.02% | 18.13% | 17.8% | 17.16% | 16.26% | 15.14% | 13.46%
TSO | - | 8 | 15 | 4 | 2025 | Winter | S, [MVA] | 0 | 0 | 71.6727 | 63.0357 | 59.4484 | 57.0507 | 57.1311 | 62.9065 | 82.1073 | 92.3156 | 100.8669 | 105.0226 | 103.4134 | 102.8941 | 101.5274 | 100.7248 | 96.5791 | 90.6492 | 90.9614 | 108.3738 | 109.0147 | 107.0257 | 103.1714 | 97.7156 | 90.9799 | 80.8622
TSO | - | 8 | 15 | 4 | 2025 | Winter | S, [%] | 0 | 0 | 11.95% | 10.51% | 9.908% | 9.508% | 9.522% | 10.48% | 13.68% | 15.39% | 16.81% | 17.5% | 17.24% | 17.15% | 16.92% | 16.79% | 16.1% | 15.11% | 15.16% | 18.06% | 18.17% | 17.84% | 17.2% | 16.29% | 15.16% | 13.48%
TSO | - | 10 | 4 | 103 | 2025 | Winter | P, [MW] | 0 | 0 | -0.24222 | -1.8565 | -1.1832 | -2.4638 | -3.094 | -0.37793 | 4.9345 | 12.3369 | 15.9517 | 15.939 | 14.7609 | 14.9522 | 13.3341 | 12.4818 | 11.307 | 7.5889 | 6.8381 | 10.1125 | 10.5967 | 9.1575 | 7.4493 | 7.5654 | 3.3366 | 1.1368
TSO | - | 10 | 4 | 103 | 2025 | Winter | P, [%] | 0 | 0 | 0.09846% | 0.7547% | 0.481% | 1.002% | 1.258% | 0.1536% | 2.006% | 5.015% | 6.484% | 6.479% | 6% | 6.078% | 5.42% | 5.074% | 4.596% | 3.085% | 2.78% | 4.111% | 4.308% | 3.723% | 3.028% | 3.075% | 1.356% | 0.4621%
TSO | - | 10 | 103 | 4 | 2025 | Winter | P, [MW] | 0 | 0 | 0.24295 | 1.8576 | 1.1842 | 2.4648 | 3.0952 | 0.37888 | -4.9341 | -12.3342 | -15.9472 | -15.9339 | -14.757 | -14.9481 | -13.3308 | -12.4787 | -11.3046 | -7.588 | -6.8373 | -10.1107 | -10.5947 | -9.156 | -7.4483 | -7.5643 | -3.3364 | -1.1368
TSO | - | 10 | 103 | 4 | 2025 | Winter | P, [%] | 0 | 0 | 0.09876% | 0.7551% | 0.4814% | 1.002% | 1.258% | 0.154% | 2.006% | 5.014% | 6.483% | 6.477% | 5.999% | 6.076% | 5.419% | 5.073% | 4.595% | 3.085% | 2.779% | 4.11% | 4.307% | 3.722% | 3.028% | 3.075% | 1.356% | 0.4621%
TSO | - | 10 | 4 | 103 | 2025 | Winter | Q, [MVAr] | 0 | 0 | -6.7495 | -8.1555 | -7.7376 | -7.3167 | -7.56 | -7.6004 | -0.087574 | 4.2931 | 5.8235 | 8.2805 | 5.9574 | 5.8728 | 5.6047 | 6.0877 | 4.6097 | 1.2405 | 0.70316 | 2.8779 | 3.7773 | 2.7188 | 2.3912 | 2.1334 | -1.2025 | -1.3741
TSO | - | 10 | 4 | 103 | 2025 | Winter | Q, [%] | 0 | 0 | 2.744% | 3.315% | 3.145% | 2.974% | 3.073% | 3.09% | 0.0356% | 1.745% | 2.367% | 3.366% | 2.422% | 2.387% | 2.278% | 2.475% | 1.874% | 0.5042% | 0.2858% | 1.17% | 1.535% | 1.105% | 0.972% | 0.8672% | 0.4888% | 0.5586%
TSO | - | 10 | 103 | 4 | 2025 | Winter | Q, [MVAr] | 0 | 0 | 6.5254 | 7.9368 | 7.5198 | 7.0986 | 7.3432 | 7.3808 | -0.14773 | -4.5236 | -6.0512 | -8.5005 | -6.1856 | -6.0986 | -5.8315 | -6.3147 | -4.8379 | -1.4714 | -0.93041 | -3.1112 | -4.0066 | -2.9496 | -2.6204 | -2.3598 | 0.97525 | 1.1491
TSO | - | 10 | 103 | 4 | 2025 | Winter | Q, [%] | 0 | 0 | 2.653% | 3.226% | 3.057% | 2.886% | 2.985% | 3% | 0.06005% | 1.839% | 2.46% | 3.456% | 2.514% | 2.479% | 2.371% | 2.567% | 1.967% | 0.5981% | 0.3782% | 1.265% | 1.629% | 1.199% | 1.065% | 0.9593% | 0.3964% | 0.4671%
TSO | - | 10 | 4 | 103 | 2025 | Winter | S, [MVA] | 0 | 0 | 6.7538 | 8.3641 | 7.8275 | 7.7204 | 8.1686 | 7.6098 | 4.9352 | 13.0626 | 16.9814 | 17.9616 | 15.9178 | 16.0642 | 14.4642 | 13.8872 | 12.2105 | 7.6896 | 6.8741 | 10.514 | 11.2498 | 9.5525 | 7.8237 | 7.8604 | 3.5467 | 1.7834
TSO | - | 10 | 4 | 103 | 2025 | Winter | S, [%] | 0 | 0 | 2.745% | 3.4% | 3.182% | 3.138% | 3.321% | 3.093% | 2.006% | 5.31% | 6.903% | 7.301% | 6.471% | 6.53% | 5.88% | 5.645% | 4.964% | 3.126% | 2.794% | 4.274% | 4.573% | 3.883% | 3.18% | 3.195% | 1.442% | 0.7249%
TSO | - | 10 | 103 | 4 | 2025 | Winter | S, [MVA] | 0 | 0 | 6.53 | 8.1513 | 7.6125 | 7.5143 | 7.9688 | 7.3905 | 4.9363 | 13.1376 | 17.0567 | 18.0595 | 16.0009 | 16.1443 | 14.5505 | 13.9855 | 12.2963 | 7.7293 | 6.9003 | 10.5786 | 11.3269 | 9.6194 | 7.8958 | 7.9239 | 3.4761 | 1.6164
TSO | - | 10 | 103 | 4 | 2025 | Winter | S, [%] | 0 | 0 | 2.654% | 3.314% | 3.095% | 3.055% | 3.239% | 3.004% | 2.007% | 5.34% | 6.934% | 7.341% | 6.504% | 6.563% | 5.915% | 5.685% | 4.998% | 3.142% | 2.805% | 4.3% | 4.604% | 3.91% | 3.21% | 3.221% | 1.413% | 0.6571%
TSO | - | 12 | 5 | 42 | 2025 | Winter | P, [MW] | 0 | 0 | 0.24652 | 1.7756 | 3.0545 | 2.9008 | 3.0719 | -3.8043 | -15.5304 | -14.2202 | -11.8083 | -7.5543 | -9.6307 | -12.3027 | -8.6953 | -10.2224 | -7.4492 | -5.1588 | -3.4286 | -9.1119 | -6.5882 | -5.9723 | -4.4647 | -2.4673 | -2.2242 | -1.7897
TSO | - | 12 | 5 | 42 | 2025 | Winter | P, [%] | 0 | 0 | 0.2739% | 1.973% | 3.394% | 3.223% | 3.413% | 4.227% | 17.26% | 15.8% | 13.12% | 8.394% | 10.7% | 13.67% | 9.661% | 11.36% | 8.277% | 5.732% | 3.81% | 10.12% | 7.32% | 6.636% | 4.961% | 2.741% | 2.471% | 1.989%
TSO | - | 12 | 42 | 5 | 2025 | Winter | P, [MW] | 0 | 0 | -0.11755 | -1.6136 | -2.8784 | -2.7277 | -2.8906 | 3.9784 | 15.7745 | 14.3965 | 11.9256 | 7.656 | 9.7334 | 12.4672 | 8.8108 | 10.3711 | 7.5692 | 5.2676 | 3.5546 | 9.2249 | 6.6908 | 6.0719 | 4.5776 | 2.5825 | 2.3567 | 1.9518
TSO | - | 12 | 42 | 5 | 2025 | Winter | P, [%] | 0 | 0 | 0.1306% | 1.793% | 3.198% | 3.031% | 3.212% | 4.42% | 17.53% | 16% | 13.25% | 8.507% | 10.81% | 13.85% | 9.79% | 11.52% | 8.41% | 5.853% | 3.95% | 10.25% | 7.434% | 6.747% | 5.086% | 2.869% | 2.619% | 2.169%
TSO | - | 12 | 5 | 42 | 2025 | Winter | Q, [MVAr] | 0 | 0 | 14.8245 | 16.5541 | 17.1208 | 16.9925 | 17.3708 | 16.7954 | 13.9816 | 10.6443 | 8.4117 | 10.9279 | 9.4442 | 11.9478 | 11.2582 | 12.5838 | 12.4013 | 12.6849 | 14.2811 | 10.7541 | 11.5785 | 11.6492 | 13.1662 | 13.7866 | 14.8685 | 16.5684
TSO | - | 12 | 5 | 42 | 2025 | Winter | Q, [%] | 0 | 0 | 16.47% | 18.39% | 19.02% | 18.88% | 19.3% | 18.66% | 15.54% | 11.83% | 9.346% | 12.14% | 10.49% | 13.28% | 12.51% | 13.98% | 13.78% | 14.09% | 15.87% | 11.95% | 12.86% | 12.94% | 14.63% | 15.32% | 16.52% | 18.41%
TSO | - | 12 | 42 | 5 | 2025 | Winter | Q, [MVAr] | 0 | 0 | -15.7924 | -17.438 | -17.9715 | -17.8502 | -18.2072 | -17.644 | -14.7139 | -11.535 | -9.4477 | -11.984 | -10.5143 | -12.8718 | -12.2856 | -13.5363 | -13.4161 | -13.7203 | -15.2633 | -11.7918 | -12.6311 | -12.7065 | -14.1831 | -14.7909 | -15.8285 | -17.4563
TSO | - | 12 | 42 | 5 | 2025 | Winter | Q, [%] | 0 | 0 | 17.55% | 19.38% | 19.97% | 19.83% | 20.23% | 19.6% | 16.35% | 12.82% | 10.5% | 13.32% | 11.68% | 14.3% | 13.65% | 15.04% | 14.91% | 15.24% | 16.96% | 13.1% | 14.03% | 14.12% | 15.76% | 16.43% | 17.59% | 19.4%
TSO | - | 12 | 5 | 42 | 2025 | Winter | S, [MVA] | 0 | 0 | 14.8265 | 16.6491 | 17.3912 | 17.2383 | 17.6403 | 17.2208 | 20.8968 | 17.7628 | 14.498 | 13.2848 | 13.4886 | 17.1496 | 14.2252 | 16.2126 | 14.4666 | 13.6938 | 14.6869 | 14.0953 | 13.3216 | 13.0909 | 13.9026 | 14.0056 | 15.034 | 16.6648
TSO | - | 12 | 5 | 42 | 2025 | Winter | S, [%] | 0 | 0 | 16.47% | 18.5% | 19.32% | 19.15% | 19.6% | 19.13% | 23.22% | 19.74% | 16.11% | 14.76% | 14.99% | 19.06% | 15.81% | 18.01% | 16.07% | 15.22% | 16.32% | 15.66% | 14.8% | 14.55% | 15.45% | 15.56% | 16.7% | 18.52%
TSO | - | 12 | 42 | 5 | 2025 | Winter | S, [MVA] | 0 | 0 | 15.7928 | 17.5125 | 18.2006 | 18.0574 | 18.4352 | 18.087 | 21.5716 | 18.4476 | 15.2144 | 14.2208 | 14.3279 | 17.9197 | 15.1185 | 17.0526 | 15.404 | 14.6968 | 15.6718 | 14.9715 | 14.2937 | 14.0827 | 14.9035 | 15.0146 | 16.0029 | 17.5651
TSO | - | 12 | 42 | 5 | 2025 | Winter | S, [%] | 0 | 0 | 17.55% | 19.46% | 20.22% | 20.06% | 20.48% | 20.1% | 23.97% | 20.5% | 16.9% | 15.8% | 15.92% | 19.91% | 16.8% | 18.95% | 17.12% | 16.33% | 17.41% | 16.63% | 15.88% | 15.65% | 16.56% | 16.68% | 17.78% | 19.52%
TSO | - | 13 | 5 | 68 | 2025 | Winter | P, [MW] | 0 | 0 | 6.4139 | 6.1963 | 5.8965 | 6.396 | 6.0737 | 5.9907 | 6.764 | 6.6281 | 6.4149 | 6.991 | 7.04 | 6.9075 | 6.8459 | 6.9043 | 6.8886 | 6.2553 | 6.5061 | 6.8577 | 6.0846 | 6.6646 | 6.3167 | 5.8189 | 6.2726 | 6.392
TSO | - | 13 | 5 | 68 | 2025 | Winter | P, [%] | 0 | 0 | 5.215% | 5.038% | 4.794% | 5.2% | 4.938% | 4.87% | 5.499% | 5.389% | 5.215% | 5.684% | 5.724% | 5.616% | 5.566% | 5.613% | 5.6% | 5.086% | 5.29% | 5.575% | 4.947% | 5.418% | 5.136% | 4.731% | 5.1% | 5.197%
TSO | - | 13 | 68 | 5 | 2025 | Winter | P, [MW] | 0 | 0 | -6.412 | -6.1945 | -5.8949 | -6.394 | -6.072 | -5.9889 | -6.7618 | -6.6259 | -6.4129 | -6.9887 | -7.0376 | -6.9052 | -6.8437 | -6.902 | -6.8863 | -6.2535 | -6.5041 | -6.8555 | -6.0829 | -6.6625 | -6.3149 | -5.8172 | -6.2707 | -6.3901
TSO | - | 13 | 68 | 5 | 2025 | Winter | P, [%] | 0 | 0 | 5.213% | 5.036% | 4.793% | 5.198% | 4.937% | 4.869% | 5.497% | 5.387% | 5.214% | 5.682% | 5.722% | 5.614% | 5.564% | 5.611% | 5.599% | 5.084% | 5.288% | 5.574% | 4.945% | 5.417% | 5.134% | 4.729% | 5.098% | 5.195%
TSO | - | 13 | 5 | 68 | 2025 | Winter | Q, [MVAr] | 0 | 0 | 1.5018 | 1.4024 | 1.1377 | 1.3567 | 1.3354 | 1.4866 | 1.5976 | 1.8819 | 1.7796 | 1.8859 | 1.8803 | 1.9021 | 2.1115 | 2.1077 | 1.7014 | 1.6083 | 1.3463 | 1.3826 | 1.3818 | 1.6013 | 1.3835 | 1.5173 | 1.2376 | 1.2344
TSO | - | 13 | 5 | 68 | 2025 | Winter | Q, [%] | 0 | 0 | 1.221% | 1.14% | 0.925% | 1.103% | 1.086% | 1.209% | 1.299% | 1.53% | 1.447% | 1.533% | 1.529% | 1.546% | 1.717% | 1.714% | 1.383% | 1.308% | 1.095% | 1.124% | 1.123% | 1.302% | 1.125% | 1.234% | 1.006% | 1.004%
TSO | - | 13 | 68 | 5 | 2025 | Winter | Q, [MVAr] | 0 | 0 | -1.6619 | -1.5619 | -1.2979 | -1.5159 | -1.4949 | -1.6449 | -1.7579 | -2.0429 | -1.9428 | -2.0469 | -2.0428 | -2.0639 | -2.2729 | -2.2689 | -1.8629 | -1.7709 | -1.5069 | -1.5449 | -1.5449 | -1.7629 | -1.5449 | -1.6789 | -1.3979 | -1.3939
TSO | - | 13 | 68 | 5 | 2025 | Winter | Q, [%] | 0 | 0 | 1.351% | 1.27% | 1.055% | 1.232% | 1.215% | 1.337% | 1.429% | 1.661% | 1.58% | 1.664% | 1.661% | 1.678% | 1.848% | 1.845% | 1.515% | 1.44% | 1.225% | 1.256% | 1.256% | 1.433% | 1.256% | 1.365% | 1.137% | 1.133%
TSO | - | 13 | 5 | 68 | 2025 | Winter | S, [MVA] | 0 | 0 | 6.5874 | 6.353 | 6.0053 | 6.5383 | 6.2188 | 6.1724 | 6.9501 | 6.8901 | 6.6571 | 7.2409 | 7.2867 | 7.1646 | 7.1642 | 7.2189 | 7.0956 | 6.4588 | 6.6439 | 6.9956 | 6.2395 | 6.8543 | 6.4665 | 6.0134 | 6.3935 | 6.5101
TSO | - | 13 | 5 | 68 | 2025 | Winter | S, [%] | 0 | 0 | 5.356% | 5.165% | 4.882% | 5.316% | 5.056% | 5.018% | 5.65% | 5.602% | 5.412% | 5.887% | 5.924% | 5.825% | 5.825% | 5.869% | 5.769% | 5.251% | 5.402% | 5.688% | 5.073% | 5.573% | 5.257% | 4.889% | 5.198% | 5.293%
TSO | - | 13 | 68 | 5 | 2025 | Winter | S, [MVA] | 0 | 0 | 6.6238 | 6.3883 | 6.0361 | 6.5713 | 6.2533 | 6.2107 | 6.9866 | 6.9337 | 6.7007 | 7.2823 | 7.3281 | 7.207 | 7.2112 | 7.2654 | 7.1339 | 6.4994 | 6.6764 | 7.0274 | 6.276 | 6.8918 | 6.5011 | 6.0547 | 6.4247 | 6.5403
TSO | - | 13 | 68 | 5 | 2025 | Winter | S, [%] | 0 | 0 | 5.385% | 5.194% | 4.907% | 5.343% | 5.084% | 5.049% | 5.68% | 5.637% | 5.448% | 5.921% | 5.958% | 5.859% | 5.863% | 5.907% | 5.8% | 5.284% | 5.428% | 5.713% | 5.102% | 5.603% | 5.285% | 4.922% | 5.223% | 5.317%
TSO | - | 14 | 7 | 9 | 2025 | Winter | P, [MW] | 0 | 0 | 94.2542 | 91.2929 | 85.2823 | 88.8901 | 89.6963 | 90.1311 | 95.0028 | 95.0016 | 88.0809 | 94.1472 | 95.0024 | 95.0028 | 95.0012 | 95.0027 | 95.0021 | 93.4737 | 91.2178 | 95.0021 | 91.1915 | 86.4011 | 84.5218 | 80.0892 | 94.202 | 95.0023
TSO | - | 14 | 7 | 9 | 2025 | Winter | P, [%] | 0 | 0 | 38.31% | 37.11% | 34.67% | 36.13% | 36.46% | 36.64% | 38.62% | 38.62% | 35.81% | 38.27% | 38.62% | 38.62% | 38.62% | 38.62% | 38.62% | 38% | 37.08% | 38.62% | 37.07% | 35.12% | 34.36% | 32.56% | 38.29% | 38.62%
TSO | - | 14 | 9 | 7 | 2025 | Winter | P, [MW] | 0 | 0 | -93.9157 | -90.9692 | -84.9894 | -88.5785 | -89.3804 | -89.8152 | -94.6835 | -94.7026 | -87.8233 | -93.8499 | -94.7083 | -94.7092 | -94.7041 | -94.6961 | -94.6933 | -93.1617 | -90.902 | -94.6986 | -90.9018 | -86.1326 | -84.2437 | -79.8277 | -93.8673 | -94.6606
TSO | - | 14 | 9 | 7 | 2025 | Winter | P, [%] | 0 | 0 | 38.18% | 36.98% | 34.55% | 36.01% | 36.33% | 36.51% | 38.49% | 38.5% | 35.7% | 38.15% | 38.5% | 38.5% | 38.5% | 38.49% | 38.49% | 37.87% | 36.95% | 38.5% | 36.95% | 35.01% | 34.25% | 32.45% | 38.16% | 38.48%
TSO | - | 14 | 7 | 9 | 2025 | Winter | Q, [MVAr] | 0 | 0 | 49.9998 | 50.0002 | 50.0002 | 50.0009 | 50.0005 | 50.0004 | 43.8443 | 35.0908 | 32.7905 | 36.5353 | 32.6085 | 32.3148 | 34.1404 | 38.5751 | 39.5487 | 44.2576 | 50.0009 | 37.1839 | 40.2265 | 41.6803 | 48.8321 | 49.9989 | 49.9992 | 49.9995
TSO | - | 14 | 7 | 9 | 2025 | Winter | Q, [%] | 0 | 0 | 20.33% | 20.33% | 20.33% | 20.33% | 20.33% | 20.33% | 17.82% | 14.26% | 13.33% | 14.85% | 13.26% | 13.14% | 13.88% | 15.68% | 16.08% | 17.99% | 20.33% | 15.12% | 16.35% | 16.94% | 19.85% | 20.32% | 20.32% | 20.32%
TSO | - | 14 | 9 | 7 | 2025 | Winter | Q, [MVAr] | 0 | 0 | -49.3665 | -49.4156 | -49.5218 | -49.4574 | -49.4417 | -49.4458 | -43.289 | -34.607 | -32.452 | -36.0572 | -32.142 | -31.8503 | -33.6634 | -38.0647 | -39.0305 | -43.7279 | -49.4573 | -36.6844 | -39.775 | -41.3024 | -48.421 | -49.6431 | -49.3847 | -49.3561
TSO | - | 14 | 9 | 7 | 2025 | Winter | Q, [%] | 0 | 0 | 20.07% | 20.09% | 20.13% | 20.1% | 20.1% | 20.1% | 17.6% | 14.07% | 13.19% | 14.66% | 13.07% | 12.95% | 13.68% | 15.47% | 15.87% | 17.78% | 20.1% | 14.91% | 16.17% | 16.79% | 19.68% | 20.18% | 20.08% | 20.06%
TSO | - | 14 | 7 | 9 | 2025 | Winter | S, [MVA] | 0 | 0 | 106.695 | 104.0885 | 98.859 | 101.9879 | 102.6911 | 103.0712 | 104.632 | 101.2752 | 93.9865 | 100.9878 | 100.4428 | 100.3483 | 100.9495 | 102.5356 | 102.9053 | 103.4218 | 104.023 | 102.0198 | 99.6697 | 95.9292 | 97.614 | 94.4148 | 106.6487 | 107.3564
TSO | - | 14 | 7 | 9 | 2025 | Winter | S, [%] | 0 | 0 | 43.37% | 42.31% | 40.19% | 41.46% | 41.74% | 41.9% | 42.53% | 41.17% | 38.21% | 41.05% | 40.83% | 40.79% | 41.04% | 41.68% | 41.83% | 42.04% | 42.29% | 41.47% | 40.52% | 39% | 39.68% | 38.38% | 43.35% | 43.64%
TSO | - | 14 | 9 | 7 | 2025 | Winter | S, [MVA] | 0 | 0 | 106.1 | 103.5244 | 98.3646 | 101.4504 | 102.1437 | 102.5264 | 104.1101 | 100.8277 | 93.6273 | 100.5382 | 100.0138 | 99.9214 | 100.5092 | 102.0602 | 102.4217 | 102.9138 | 103.4853 | 101.5558 | 99.2229 | 95.5233 | 97.1679 | 94.0048 | 106.0656 | 106.7552
TSO | - | 14 | 9 | 7 | 2025 | Winter | S, [%] | 0 | 0 | 43.13% | 42.08% | 39.99% | 41.24% | 41.52% | 41.68% | 42.32% | 40.99% | 38.06% | 40.87% | 40.66% | 40.62% | 40.86% | 41.49% | 41.63% | 41.83% | 42.07% | 41.28% | 40.33% | 38.83% | 39.5% | 38.21% | 43.12% | 43.4%
TSO | - | 16 | 8 | 14 | 2025 | Winter | P, [MW] | 0 | 0 | -1.9043 | -1.9686 | -1.8862 | -1.8 | -1.693 | -1.7678 | -2.2185 | -2.0202 | -2.1723 | -2.1727 | -2.4793 | -2.7923 | -2.558 | -2.5804 | -2.4059 | -2.3086 | -2.4127 | -2.6101 | -2.6261 | -2.5474 | -2.629 | -2.526 | -2.4851 | -2.2321
TSO | - | 16 | 8 | 14 | 2025 | Winter | P, [%] | 0 | 0 | 0.6123% | 0.633% | 0.6065% | 0.5788% | 0.5444% | 0.5684% | 0.7134% | 0.6496% | 0.6985% | 0.6986% | 0.7972% | 0.8979% | 0.8225% | 0.8297% | 0.7736% | 0.7423% | 0.7758% | 0.8392% | 0.8444% | 0.8191% | 0.8453% | 0.8122% | 0.7991% | 0.7177%
TSO | - | 16 | 14 | 8 | 2025 | Winter | P, [MW] | 0 | 0 | 1.9045 | 1.9688 | 1.8864 | 1.8002 | 1.6932 | 1.768 | 2.2188 | 2.0204 | 2.1726 | 2.173 | 2.4796 | 2.7928 | 2.5583 | 2.5808 | 2.4063 | 2.3089 | 2.413 | 2.6104 | 2.6265 | 2.5478 | 2.6294 | 2.5264 | 2.4854 | 2.2323
TSO | - | 16 | 14 | 8 | 2025 | Winter | P, [%] | 0 | 0 | 0.6124% | 0.6331% | 0.6066% | 0.5788% | 0.5444% | 0.5685% | 0.7134% | 0.6497% | 0.6986% | 0.6987% | 0.7973% | 0.898% | 0.8226% | 0.8298% | 0.7737% | 0.7424% | 0.7759% | 0.8394% | 0.8445% | 0.8192% | 0.8455% | 0.8123% | 0.7992% | 0.7178%
TSO | - | 16 | 8 | 14 | 2025 | Winter | Q, [MVAr] | 0 | 0 | -1.0548 | -1.0413 | -1.0586 | -1.0767 | -1.0991 | -1.0834 | -0.98859 | -1.0303 | -0.9982 | -0.99817 | -0.9332 | -0.86634 | -0.91648 | -0.91169 | -0.94886 | -0.96953 | -0.94743 | -0.90535 | -0.90195 | -0.91873 | -0.90134 | -0.92331 | -0.93204 | -0.98574
TSO | - | 16 | 8 | 14 | 2025 | Winter | Q, [%] | 0 | 0 | 0.3392% | 0.3348% | 0.3404% | 0.3462% | 0.3534% | 0.3484% | 0.3179% | 0.3313% | 0.321% | 0.321% | 0.3001% | 0.2786% | 0.2947% | 0.2931% | 0.3051% | 0.3117% | 0.3046% | 0.2911% | 0.29% | 0.2954% | 0.2898% | 0.2969% | 0.2997% | 0.317%
TSO | - | 16 | 14 | 8 | 2025 | Winter | Q, [MVAr] | 0 | 0 | -1.823 | -1.8364 | -1.8193 | -1.8016 | -1.7796 | -1.7949 | -1.8884 | -1.847 | -1.8786 | -1.8787 | -1.9431 | -2.0093 | -1.9597 | -1.9644 | -1.9277 | -1.9072 | -1.929 | -1.9706 | -1.9739 | -1.9572 | -1.9745 | -1.9528 | -1.9442 | -1.8912
TSO | - | 16 | 14 | 8 | 2025 | Winter | Q, [%] | 0 | 0 | 0.5862% | 0.5905% | 0.585% | 0.5793% | 0.5722% | 0.5772% | 0.6072% | 0.5939% | 0.6041% | 0.6041% | 0.6248% | 0.6461% | 0.6301% | 0.6316% | 0.6198% | 0.6133% | 0.6203% | 0.6336% | 0.6347% | 0.6293% | 0.6349% | 0.6279% | 0.6252% | 0.6081%
TSO | - | 16 | 8 | 14 | 2025 | Winter | S, [MVA] | 0 | 0 | 2.1769 | 2.2271 | 2.163 | 2.0975 | 2.0185 | 2.0734 | 2.4288 | 2.2678 | 2.3907 | 2.391 | 2.6491 | 2.9236 | 2.7172 | 2.7367 | 2.5863 | 2.5039 | 2.592 | 2.7626 | 2.7767 | 2.7081 | 2.7792 | 2.6895 | 2.6541 | 2.44
TSO | - | 16 | 8 | 14 | 2025 | Winter | S, [%] | 0 | 0 | 0.7% | 0.7161% | 0.6955% | 0.6744% | 0.649% | 0.6667% | 0.781% | 0.7292% | 0.7687% | 0.7688% | 0.8518% | 0.9401% | 0.8737% | 0.88% | 0.8316% | 0.8051% | 0.8335% | 0.8883% | 0.8928% | 0.8708% | 0.8936% | 0.8648% | 0.8534% | 0.7846%
TSO | - | 16 | 14 | 8 | 2025 | Winter | S, [MVA] | 0 | 0 | 2.6364 | 2.6923 | 2.6208 | 2.5469 | 2.4564 | 2.5194 | 2.9136 | 2.7374 | 2.8722 | 2.8725 | 3.1502 | 3.4405 | 3.2226 | 3.2434 | 3.0832 | 2.9947 | 3.0893 | 3.2707 | 3.2855 | 3.2128 | 3.2882 | 3.1931 | 3.1555 | 2.9257
TSO | - | 16 | 14 | 8 | 2025 | Winter | S, [%] | 0 | 0 | 0.8477% | 0.8657% | 0.8427% | 0.8189% | 0.7898% | 0.8101% | 0.9368% | 0.8802% | 0.9235% | 0.9236% | 1.013% | 1.106% | 1.036% | 1.043% | 0.9914% | 0.9629% | 0.9933% | 1.052% | 1.056% | 1.033% | 1.057% | 1.027% | 1.015% | 0.9407%
TSO | - | 17 | 9 | 10 | 2025 | Winter | P, [MW] | 0 | 0 | 13.2319 | 13.5197 | 13.3928 | 13.0483 | 12.7352 | 13.467 | -0.52576 | 9.4622 | 13.1361 | 15.5582 | 10.3565 | 4.2281 | 13.315 | 7.403 | 12.6095 | 15.5067 | 17.4135 | 13.3781 | 14.4066 | 14.6727 | 15.7891 | 15.8691 | 14.8016 | 10.3595
TSO | - | 17 | 9 | 10 | 2025 | Winter | P, [%] | 0 | 0 | 10.76% | 10.99% | 10.89% | 10.61% | 10.35% | 10.95% | 0.4274% | 7.693% | 10.68% | 12.65% | 8.42% | 3.438% | 10.83% | 6.019% | 10.25% | 12.61% | 14.16% | 10.88% | 11.71% | 11.93% | 12.84% | 12.9% | 12.03% | 8.422%
TSO | - | 17 | 10 | 9 | 2025 | Winter | P, [MW] | 0 | 0 | -12.8205 | -13.0405 | -12.8972 | -12.5792 | -12.234 | -12.9766 | 0.83703 | -9.2448 | -12.9482 | -15.2691 | -10.1583 | -3.9923 | -13.053 | -7.1401 | -12.3139 | -15.1492 | -16.9743 | -13.1236 | -14.0879 | -14.3403 | -15.386 | -15.4473 | -14.3616 | -9.9046
TSO | - | 17 | 10 | 9 | 2025 | Winter | P, [%] | 0 | 0 | 10.42% | 10.6% | 10.49% | 10.23% | 9.946% | 10.55% | 0.6805% | 7.516% | 10.53% | 12.41% | 8.259% | 3.246% | 10.61% | 5.805% | 10.01% | 12.32% | 13.8% | 10.67% | 11.45% | 11.66% | 12.51% | 12.56% | 11.68% | 8.053%
TSO | - | 17 | 9 | 10 | 2025 | Winter | Q, [MVAr] | 0 | 0 | 33.3664 | 36.2517 | 36.9512 | 35.9311 | 37.4183 | 36.8563 | 31.3979 | 24.4255 | 20.5361 | 26.0672 | 22.7577 | 26.9494 | 25.6002 | 27.8723 | 27.9471 | 30.0169 | 33.1989 | 25.0798 | 28.4283 | 29.0601 | 32.2381 | 33.0276 | 34.2842 | 36.3537
TSO | - | 17 | 9 | 10 | 2025 | Winter | Q, [%] | 0 | 0 | 27.13% | 29.47% | 30.04% | 29.21% | 30.42% | 29.96% | 25.53% | 19.86% | 16.7% | 21.19% | 18.5% | 21.91% | 20.81% | 22.66% | 22.72% | 24.4% | 26.99% | 20.39% | 23.11% | 23.63% | 26.21% | 26.85% | 27.87% | 29.56%
TSO | - | 17 | 10 | 9 | 2025 | Winter | Q, [MVAr] | 0 | 0 | -33.3108 | -35.9558 | -36.5955 | -35.6665 | -37.0432 | -36.5287 | -31.7185 | -25.0719 | -21.2876 | -26.4659 | -23.4717 | -27.5329 | -26.0927 | -28.3598 | -28.3211 | -30.176 | -33.0743 | -25.5976 | -28.7232 | -29.3068 | -32.2394 | -32.9577 | -34.1442 | -36.1519
TSO | - | 17 | 10 | 9 | 2025 | Winter | Q, [%] | 0 | 0 | 27.08% | 29.23% | 29.75% | 29% | 30.12% | 29.7% | 25.79% | 20.38% | 17.31% | 21.52% | 19.08% | 22.38% | 21.21% | 23.06% | 23.03% | 24.53% | 26.89% | 20.81% | 23.35% | 23.83% | 26.21% | 26.79% | 27.76% | 29.39%
TSO | - | 17 | 9 | 10 | 2025 | Winter | S, [MVA] | 0 | 0 | 35.8943 | 38.6907 | 39.3034 | 38.2269 | 39.5261 | 39.2396 | 31.4023 | 26.1942 | 24.378 | 30.3572 | 25.0034 | 27.2791 | 28.8558 | 28.8387 | 30.6601 | 33.7857 | 37.4886 | 28.4248 | 31.8704 | 32.5542 | 35.897 | 36.6422 | 37.3429 | 37.8009
TSO | - | 17 | 9 | 10 | 2025 | Winter | S, [%] | 0 | 0 | 29.18% | 31.46% | 31.95% | 31.08% | 32.14% | 31.9% | 25.53% | 21.3% | 19.82% | 24.68% | 20.33% | 22.18% | 23.46% | 23.45% | 24.93% | 27.47% | 30.48% | 23.11% | 25.91% | 26.47% | 29.18% | 29.79% | 30.36% | 30.73%
TSO | - | 17 | 10 | 9 | 2025 | Winter | S, [MVA] | 0 | 0 | 35.6927 | 38.2475 | 38.8017 | 37.8198 | 39.0112 | 38.7652 | 31.7295 | 26.722 | 24.9162 | 30.5547 | 25.5757 | 27.8208 | 29.1755 | 29.2448 | 30.8823 | 33.7652 | 37.1758 | 28.7657 | 31.9921 | 32.6272 | 35.7226 | 36.3982 | 37.0416 | 37.4841
TSO | - | 17 | 10 | 9 | 2025 | Winter | S, [%] | 0 | 0 | 29.02% | 31.1% | 31.55% | 30.75% | 31.72% | 31.52% | 25.8% | 21.73% | 20.26% | 24.84% | 20.79% | 22.62% | 23.72% | 23.78% | 25.11% | 27.45% | 30.22% | 23.39% | 26.01% | 26.53% | 29.04% | 29.59% | 30.12% | 30.47%
TSO | - | 18 | 9 | 16 | 2025 | Winter | P, [MW] | 0 | 0 | 32.2226 | 29.8601 | 26.5846 | 26.6076 | 26.7978 | 34.2974 | 51.9228 | 62.3474 | 63.967 | 60.1543 | 57.1073 | 58.161 | 58.0851 | 55.8419 | 53.1657 | 52.2702 | 52.6668 | 60.4027 | 58.4032 | 56.6175 | 54.9162 | 46.4588 | 43.1506 | 35.944
TSO | - | 18 | 9 | 16 | 2025 | Winter | P, [%] | 0 | 0 | 26.2% | 24.28% | 21.61% | 21.63% | 21.79% | 27.88% | 42.21% | 50.69% | 52.01% | 48.91% | 46.43% | 47.29% | 47.22% | 45.4% | 43.22% | 42.5% | 42.82% | 49.11% | 47.48% | 46.03% | 44.65% | 37.77% | 35.08% | 29.22%
TSO | - | 18 | 16 | 9 | 2025 | Winter | P, [MW] | 0 | 0 | -32.1306 | -29.7809 | -26.5214 | -26.5446 | -26.7339 | -34.1934 | -51.6866 | -62.0066 | -63.6083 | -59.8369 | -56.8212 | -57.8634 | -57.7899 | -55.5683 | -52.9189 | -52.0312 | -52.423 | -60.084 | -58.1052 | -56.3378 | -54.6522 | -46.2695 | -42.9873 | -35.8302
TSO | - | 18 | 16 | 9 | 2025 | Winter | P, [%] | 0 | 0 | 26.12% | 24.21% | 21.56% | 21.58% | 21.73% | 27.8% | 42.02% | 50.41% | 51.71% | 48.65% | 46.2% | 47.04% | 46.98% | 45.18% | 43.02% | 42.3% | 42.62% | 48.85% | 47.24% | 45.8% | 44.43% | 37.62% | 34.95% | 29.13%
TSO | - | 18 | 9 | 16 | 2025 | Winter | Q, [MVAr] | 0 | 0 | 1.6179 | -1.0696 | -1.9531 | -0.90321 | -1.1225 | 0.73665 | 5.7604 | 7.5966 | 7.989 | 7.4232 | 7.2006 | 7.9067 | 6.6312 | 6.735 | 5.269 | 5.411 | 6.18 | 6.2794 | 5.9979 | 5.3147 | 5.8242 | 4.0825 | 2.4213 | 0.41288
TSO | - | 18 | 9 | 16 | 2025 | Winter | Q, [%] | 0 | 0 | 1.315% | 0.8696% | 1.588% | 0.7343% | 0.9126% | 0.5989% | 4.683% | 6.176% | 6.495% | 6.035% | 5.854% | 6.428% | 5.391% | 5.476% | 4.284% | 4.399% | 5.024% | 5.105% | 4.876% | 4.321% | 4.735% | 3.319% | 1.969% | 0.3357%
TSO | - | 18 | 16 | 9 | 2025 | Winter | Q, [MVAr] | 0 | 0 | -1.7039 | 0.94188 | 1.772 | 0.72173 | 0.94425 | -0.78219 | -5.3653 | -6.8478 | -7.1799 | -6.7534 | -6.6373 | -7.3047 | -6.037 | -6.2139 | -4.8385 | -5.0066 | -5.7587 | -5.6054 | -5.3939 | -4.7725 | -5.3347 | -3.8445 | -2.2696 | -0.42605
TSO | - | 18 | 16 | 9 | 2025 | Winter | Q, [%] | 0 | 0 | 1.385% | 0.7658% | 1.441% | 0.5868% | 0.7677% | 0.6359% | 4.362% | 5.567% | 5.837% | 5.491% | 5.396% | 5.939% | 4.908% | 5.052% | 3.934% | 4.07% | 4.682% | 4.557% | 4.385% | 3.88% | 4.337% | 3.126% | 1.845% | 0.3464%
TSO | - | 18 | 9 | 16 | 2025 | Winter | S, [MVA] | 0 | 0 | 32.2632 | 29.8792 | 26.6562 | 26.6229 | 26.8213 | 34.3053 | 52.2414 | 62.8085 | 64.464 | 60.6106 | 57.5594 | 58.6959 | 58.4624 | 56.2466 | 53.4262 | 52.5496 | 53.0282 | 60.7282 | 58.7104 | 56.8664 | 55.2242 | 46.6378 | 43.2185 | 35.9464
TSO | - | 18 | 9 | 16 | 2025 | Winter | S, [%] | 0 | 0 | 26.23% | 24.29% | 21.67% | 21.64% | 21.81% | 27.89% | 42.47% | 51.06% | 52.41% | 49.28% | 46.8% | 47.72% | 47.53% | 45.73% | 43.44% | 42.72% | 43.11% | 49.37% | 47.73% | 46.23% | 44.9% | 37.92% | 35.14% | 29.22%
TSO | - | 18 | 16 | 9 | 2025 | Winter | S, [MVA] | 0 | 0 | 32.1758 | 29.7958 | 26.5806 | 26.5544 | 26.7506 | 34.2024 | 51.9643 | 62.3835 | 64.0122 | 60.2168 | 57.2075 | 58.3227 | 58.1043 | 55.9147 | 53.1396 | 52.2715 | 52.7384 | 60.3449 | 58.355 | 56.5396 | 54.9119 | 46.429 | 43.0472 | 35.8328
TSO | - | 18 | 16 | 9 | 2025 | Winter | S, [%] | 0 | 0 | 26.16% | 24.22% | 21.61% | 21.59% | 21.75% | 27.81% | 42.25% | 50.72% | 52.04% | 48.96% | 46.51% | 47.42% | 47.24% | 45.46% | 43.2% | 42.5% | 42.88% | 49.06% | 47.44% | 45.97% | 44.64% | 37.75% | 35% | 29.13%
TSO | - | 19 | 10 | 15 | 2025 | Winter | P, [MW] | 0 | 0 | -7.1659 | -4.9415 | -3.348 | -2.9222 | -2.1269 | -2.237 | -22.8693 | -13.9028 | -16.9441 | -18.0967 | -22.876 | -29.9911 | -19.7722 | -25.6303 | -20.1267 | -15.6788 | -13.1472 | -23.0772 | -15.0039 | -14.0933 | -13.6402 | -11.1105 | -10.1543 | -11.5674
TSO | - | 19 | 10 | 15 | 2025 | Winter | P, [%] | 0 | 0 | 5.826% | 4.017% | 2.722% | 2.376% | 1.729% | 1.819% | 18.59% | 11.3% | 13.78% | 14.71% | 18.6% | 24.38% | 16.07% | 20.84% | 16.36% | 12.75% | 10.69% | 18.76% | 12.2% | 11.46% | 11.09% | 9.033% | 8.256% | 9.404%
TSO | - | 19 | 15 | 10 | 2025 | Winter | P, [MW] | 0 | 0 | 7.5278 | 5.3631 | 3.7811 | 3.3709 | 2.5792 | 2.6732 | 23.2852 | 14.1644 | 17.1615 | 18.3883 | 23.175 | 30.428 | 20.0994 | 26.044 | 20.4871 | 16.0208 | 13.5638 | 23.4064 | 15.2796 | 14.3616 | 13.9632 | 11.4641 | 10.5299 | 11.9952
TSO | - | 19 | 15 | 10 | 2025 | Winter | P, [%] | 0 | 0 | 6.12% | 4.36% | 3.074% | 2.741% | 2.097% | 2.173% | 18.93% | 11.52% | 13.95% | 14.95% | 18.84% | 24.74% | 16.34% | 21.17% | 16.66% | 13.03% | 11.03% | 19.03% | 12.42% | 11.68% | 11.35% | 9.32% | 8.561% | 9.752%
TSO | - | 19 | 10 | 15 | 2025 | Winter | Q, [MVAr] | 0 | 0 | 40.9896 | 44.3969 | 45.0626 | 45.9619 | 46.1203 | 45.4837 | 39.2948 | 33.3607 | 28.3741 | 33.4778 | 31.3126 | 35.9844 | 35.2279 | 37.5199 | 37.1889 | 37.9119 | 43.1262 | 33.3362 | 33.7001 | 33.4994 | 37.3288 | 39.9262 | 41.3458 | 43.7322
TSO | - | 19 | 10 | 15 | 2025 | Winter | Q, [%] | 0 | 0 | 33.32% | 36.1% | 36.64% | 37.37% | 37.5% | 36.98% | 31.95% | 27.12% | 23.07% | 27.22% | 25.46% | 29.26% | 28.64% | 30.5% | 30.23% | 30.82% | 35.06% | 27.1% | 27.4% | 27.24% | 30.35% | 32.46% | 33.61% | 35.55%
TSO | - | 19 | 15 | 10 | 2025 | Winter | Q, [MVAr] | 0 | 0 | -40.4885 | -43.6758 | -44.2971 | -45.1436 | -45.2867 | -44.7135 | -38.6365 | -33.2528 | -28.4299 | -33.2595 | -31.0794 | -35.2634 | -34.8863 | -36.8737 | -36.7258 | -37.506 | -42.4485 | -32.9899 | -33.5329 | -33.3564 | -36.9853 | -39.4683 | -40.8039 | -42.9987
TSO | - | 19 | 15 | 10 | 2025 | Winter | Q, [%] | 0 | 0 | 32.92% | 35.51% | 36.01% | 36.7% | 36.82% | 36.35% | 31.41% | 27.03% | 23.11% | 27.04% | 25.27% | 28.67% | 28.36% | 29.98% | 29.86% | 30.49% | 34.51% | 26.82% | 27.26% | 27.12% | 30.07% | 32.09% | 33.17% | 34.96%
TSO | - | 19 | 10 | 15 | 2025 | Winter | S, [MVA] | 0 | 0 | 41.6112 | 44.671 | 45.1868 | 46.0547 | 46.1693 | 45.5387 | 45.4652 | 36.1417 | 33.0483 | 38.0559 | 38.7787 | 46.8438 | 40.3973 | 45.4385 | 42.2859 | 41.0261 | 45.0857 | 40.5445 | 36.8893 | 36.3433 | 39.7428 | 41.4432 | 42.5745 | 45.2362
TSO | - | 19 | 10 | 15 | 2025 | Winter | S, [%] | 0 | 0 | 33.83% | 36.32% | 36.74% | 37.44% | 37.54% | 37.02% | 36.96% | 29.38% | 26.87% | 30.94% | 31.53% | 38.08% | 32.84% | 36.94% | 34.38% | 33.35% | 36.66% | 32.96% | 29.99% | 29.55% | 32.31% | 33.69% | 34.61% | 36.78%
TSO | - | 19 | 15 | 10 | 2025 | Winter | S, [MVA] | 0 | 0 | 41.1824 | 44.0038 | 44.4582 | 45.2693 | 45.3601 | 44.7933 | 45.1108 | 36.1439 | 33.2081 | 38.0042 | 38.7686 | 46.5765 | 40.2622 | 45.1438 | 42.0536 | 40.7844 | 44.5629 | 40.4498 | 36.85 | 36.3167 | 39.5333 | 41.0995 | 42.1407 | 44.6405
TSO | - | 19 | 15 | 10 | 2025 | Winter | S, [%] | 0 | 0 | 33.48% | 35.78% | 36.14% | 36.8% | 36.88% | 36.42% | 36.68% | 29.39% | 27% | 30.9% | 31.52% | 37.87% | 32.73% | 36.7% | 34.19% | 33.16% | 36.23% | 32.89% | 29.96% | 29.53% | 32.14% | 33.41% | 34.26% | 36.29%
TSO | - | 20 | 11 | 13 | 2025 | Winter | P, [MW] | 0 | 0 | 21.0142 | 20.6575 | 20.0154 | 19.8384 | 17.9358 | 17.7847 | 16.3668 | 21.0704 | 22.0651 | 20.9534 | 23.0677 | 22.7857 | 24.559 | 23.3226 | 22.5616 | 24.5982 | 27.1657 | 29.064 | 29.7042 | 30.1217 | 33.2119 | 31.5147 | 29.9469 | 25.7918
TSO | - | 20 | 11 | 13 | 2025 | Winter | P, [%] | 0 | 0 | 1.58% | 1.553% | 1.505% | 1.492% | 1.349% | 1.337% | 1.231% | 1.584% | 1.659% | 1.575% | 1.734% | 1.713% | 1.847% | 1.754% | 1.696% | 1.849% | 2.043% | 2.185% | 2.233% | 2.265% | 2.497% | 2.37% | 2.252% | 1.939%
TSO | - | 20 | 13 | 11 | 2025 | Winter | P, [MW] | 0 | 0 | -21.0079 | -20.6514 | -20.0097 | -19.8327 | -17.9312 | -17.7802 | -16.363 | -21.0641 | -22.0582 | -20.9471 | -23.0601 | -22.7783 | -24.5504 | -23.3148 | -22.5544 | -24.5896 | -27.1552 | -29.0519 | -29.6916 | -30.1088 | -33.1962 | -31.5006 | -29.9341 | -25.7823
TSO | - | 20 | 13 | 11 | 2025 | Winter | P, [%] | 0 | 0 | 1.58% | 1.553% | 1.504% | 1.491% | 1.348% | 1.337% | 1.23% | 1.584% | 1.659% | 1.575% | 1.734% | 1.713% | 1.846% | 1.753% | 1.696% | 1.849% | 2.042% | 2.184% | 2.232% | 2.264% | 2.496% | 2.368% | 2.251% | 1.939%
TSO | - | 20 | 11 | 13 | 2025 | Winter | Q, [MVAr] | 0 | 0 | -15.6709 | -15.6381 | -15.579 | -15.5628 | -15.387 | -15.3728 | -15.2411 | -15.6754 | -15.767 | -15.664 | -15.8599 | -15.8341 | -15.9977 | -15.8838 | -15.8137 | -16.0014 | -16.2373 | -16.4112 | -16.4695 | -16.5077 | -16.7899 | -16.6353 | -16.4922 | -16.1112
TSO | - | 20 | 11 | 13 | 2025 | Winter | Q, [%] | 0 | 0 | 1.178% | 1.176% | 1.171% | 1.17% | 1.157% | 1.156% | 1.146% | 1.179% | 1.185% | 1.178% | 1.192% | 1.191% | 1.203% | 1.194% | 1.189% | 1.203% | 1.221% | 1.234% | 1.238% | 1.241% | 1.262% | 1.251% | 1.24% | 1.211%
TSO | - | 20 | 13 | 11 | 2025 | Winter | Q, [MVAr] | 0 | 0 | -11.6303 | -11.6661 | -11.7304 | -11.7482 | -11.9382 | -11.9531 | -12.094 | -11.6239 | -11.524 | -11.6351 | -11.4245 | -11.4529 | -11.2757 | -11.3994 | -11.4756 | -11.2718 | -11.0141 | -10.8232 | -10.7584 | -10.7163 | -10.4045 | -10.5762 | -10.7344 | -11.1522
TSO | - | 20 | 13 | 11 | 2025 | Winter | Q, [%] | 0 | 0 | 0.8745% | 0.8771% | 0.882% | 0.8833% | 0.8976% | 0.8987% | 0.9093% | 0.874% | 0.8665% | 0.8748% | 0.859% | 0.8611% | 0.8478% | 0.8571% | 0.8628% | 0.8475% | 0.8281% | 0.8138% | 0.8089% | 0.8057% | 0.7823% | 0.7952% | 0.8071% | 0.8385%
TSO | - | 20 | 11 | 13 | 2025 | Winter | S, [MVA] | 0 | 0 | 26.2139 | 25.9091 | 25.3637 | 25.2143 | 23.6316 | 23.5079 | 22.3644 | 26.2617 | 27.1195 | 26.1611 | 27.9938 | 27.7472 | 29.3099 | 28.2177 | 27.5518 | 29.3448 | 31.6485 | 33.3772 | 33.9644 | 34.3485 | 37.2146 | 35.6359 | 34.1878 | 30.4103
TSO | - | 20 | 11 | 13 | 2025 | Winter | S, [%] | 0 | 0 | 1.971% | 1.948% | 1.907% | 1.896% | 1.777% | 1.768% | 1.682% | 1.975% | 2.039% | 1.967% | 2.105% | 2.086% | 2.204% | 2.122% | 2.072% | 2.206% | 2.38% | 2.51% | 2.554% | 2.583% | 2.798% | 2.679% | 2.571% | 2.286%
TSO | - | 20 | 13 | 11 | 2025 | Winter | S, [MVA] | 0 | 0 | 24.0124 | 23.7187 | 23.1946 | 23.0512 | 21.5418 | 21.4246 | 20.3473 | 24.0585 | 24.8871 | 23.9616 | 25.735 | 25.4955 | 27.0159 | 25.9524 | 25.3059 | 27.05 | 29.3039 | 31.0025 | 31.5806 | 31.959 | 34.7885 | 33.2287 | 31.8006 | 28.0909
TSO | - | 20 | 13 | 11 | 2025 | Winter | S, [%] | 0 | 0 | 1.805% | 1.783% | 1.744% | 1.733% | 1.62% | 1.611% | 1.53% | 1.809% | 1.871% | 1.802% | 1.935% | 1.917% | 2.031% | 1.951% | 1.903% | 2.034% | 2.203% | 2.331% | 2.374% | 2.403% | 2.616% | 2.498% | 2.391% | 2.112%
TSO | - | 21 | 12 | 72 | 2025 | Winter | P, [MW] | 0 | 0 | -14.3331 | -14.5428 | -14.1187 | -13.8895 | -12.5808 | -12.4548 | -11.9452 | -13.996 | -14.731 | -13.9707 | -15.9224 | -16.3772 | -16.9948 | -16.2539 | -15.6125 | -16.7015 | -18.3593 | -19.368 | -19.843 | -19.9301 | -21.875 | -20.8647 | -20.0553 | -17.3822
TSO | - | 21 | 12 | 72 | 2025 | Winter | P, [%] | 0 | 0 | 5.826% | 5.912% | 5.739% | 5.646% | 5.114% | 5.063% | 4.856% | 5.689% | 5.988% | 5.679% | 6.473% | 6.657% | 6.908% | 6.607% | 6.347% | 6.789% | 7.463% | 7.873% | 8.066% | 8.102% | 8.892% | 8.482% | 8.153% | 7.066%
TSO | - | 21 | 72 | 12 | 2025 | Winter | P, [MW] | 0 | 0 | 14.3547 | 14.5652 | 14.14 | 13.91 | 12.5977 | 12.4712 | 11.9594 | 14.0153 | 14.7521 | 13.99 | 15.9472 | 16.4036 | 17.0233 | 16.2801 | 15.6368 | 16.7297 | 18.3941 | 19.4052 | 19.8825 | 19.97 | 21.924 | 20.9099 | 20.0974 | 17.414
TSO | - | 21 | 72 | 12 | 2025 | Winter | P, [%] | 0 | 0 | 5.835% | 5.921% | 5.748% | 5.654% | 5.121% | 5.07% | 4.862% | 5.697% | 5.997% | 5.687% | 6.483% | 6.668% | 6.92% | 6.618% | 6.356% | 6.801% | 7.477% | 7.888% | 8.082% | 8.118% | 8.912% | 8.5% | 8.17% | 7.079%
TSO | - | 21 | 12 | 72 | 2025 | Winter | Q, [MVAr] | 0 | 0 | 1.2713 | 0.82186 | 0.50949 | 0.43381 | 0.13912 | 0.32465 | 0.38373 | 1.1301 | 1.6063 | 1.061 | 1.6915 | 1.4463 | 1.4265 | 1.4112 | 1.2332 | 1.6169 | 1.7422 | 2.2206 | 2.2758 | 2.2535 | 2.8458 | 2.7034 | 2.4763 | 1.4282
TSO | - | 21 | 12 | 72 | 2025 | Winter | Q, [%] | 0 | 0 | 0.5168% | 0.3341% | 0.2071% | 0.1763% | 0.05655% | 0.132% | 0.156% | 0.4594% | 0.653% | 0.4313% | 0.6876% | 0.5879% | 0.5799% | 0.5737% | 0.5013% | 0.6573% | 0.7082% | 0.9027% | 0.9251% | 0.9161% | 1.157% | 1.099% | 1.007% | 0.5806%
TSO | - | 21 | 72 | 12 | 2025 | Winter | Q, [MVAr] | 0 | 0 | -2.5634 | -2.0841 | -1.7671 | -1.6951 | -1.4074 | -1.6089 | -1.767 | -2.5204 | -3.0152 | -2.4416 | -3.0787 | -2.8134 | -2.7766 | -2.7638 | -2.5844 | -2.9397 | -3.0133 | -3.5491 | -3.578 | -3.551 | -4.0898 | -3.9417 | -3.7105 | -2.678
TSO | - | 21 | 72 | 12 | 2025 | Winter | Q, [%] | 0 | 0 | 1.042% | 0.8472% | 0.7183% | 0.689% | 0.5721% | 0.654% | 0.7183% | 1.025% | 1.226% | 0.9925% | 1.251% | 1.144% | 1.129% | 1.123% | 1.051% | 1.195% | 1.225% | 1.443% | 1.454% | 1.444% | 1.663% | 1.602% | 1.508% | 1.089%
TSO | - | 21 | 12 | 72 | 2025 | Winter | S, [MVA] | 0 | 0 | 14.3894 | 14.566 | 14.1279 | 13.8963 | 12.5816 | 12.459 | 11.9514 | 14.0416 | 14.8183 | 14.011 | 16.012 | 16.441 | 17.0545 | 16.3151 | 15.6611 | 16.7796 | 18.4418 | 19.4949 | 19.9731 | 20.0571 | 22.0593 | 21.0391 | 20.2076 | 17.4408
TSO | - | 21 | 12 | 72 | 2025 | Winter | S, [%] | 0 | 0 | 5.849% | 5.921% | 5.743% | 5.649% | 5.114% | 5.065% | 4.858% | 5.708% | 6.024% | 5.696% | 6.509% | 6.683% | 6.933% | 6.632% | 6.366% | 6.821% | 7.497% | 7.925% | 8.119% | 8.153% | 8.967% | 8.552% | 8.214% | 7.09%
TSO | - | 21 | 72 | 12 | 2025 | Winter | S, [MVA] | 0 | 0 | 14.5818 | 14.7136 | 14.25 | 14.0129 | 12.676 | 12.5746 | 12.0892 | 14.2401 | 15.0571 | 14.2015 | 16.2417 | 16.6431 | 17.2482 | 16.5131 | 15.8489 | 16.986 | 18.6393 | 19.727 | 20.2019 | 20.2832 | 22.3022 | 21.2782 | 20.4371 | 17.6187
TSO | - | 21 | 72 | 12 | 2025 | Winter | S, [%] | 0 | 0 | 5.928% | 5.981% | 5.793% | 5.696% | 5.153% | 5.112% | 4.914% | 5.789% | 6.121% | 5.773% | 6.602% | 6.765% | 7.011% | 6.713% | 6.443% | 6.905% | 7.577% | 8.019% | 8.212% | 8.245% | 9.066% | 8.65% | 8.308% | 7.162%
TSO | - | 23 | 15 | 18 | 2025 | Winter | P, [MW] | 0 | 0 | 17.3987 | 15.0117 | 14.2168 | 13.4864 | 13.4544 | 15.2012 | 20.9012 | 24.2826 | 26.7811 | 27.8031 | 27.4487 | 27.2883 | 26.8316 | 26.5334 | 25.379 | 23.4854 | 23.4937 | 28.0991 | 28.2869 | 27.6364 | 26.5095 | 24.9682 | 22.7496 | 19.9548
TSO | - | 23 | 15 | 18 | 2025 | Winter | P, [%] | 0 | 0 | 14.15% | 12.2% | 11.56% | 10.96% | 10.94% | 12.36% | 16.99% | 19.74% | 21.77% | 22.6% | 22.32% | 22.19% | 21.81% | 21.57% | 20.63% | 19.09% | 19.1% | 22.84% | 23% | 22.47% | 21.55% | 20.3% | 18.5% | 16.22%
TSO | - | 23 | 18 | 15 | 2025 | Winter | P, [MW] | 0 | 0 | -17.3786 | -14.9959 | -14.2025 | -13.4735 | -13.4416 | -15.1853 | -20.8747 | -24.2475 | -26.7388 | -27.7562 | -27.404 | -27.2437 | -26.7882 | -26.4908 | -25.3399 | -23.4518 | -23.4594 | -28.0519 | -28.2384 | -27.5901 | -26.4663 | -24.9295 | -22.7171 | -19.9293
TSO | - | 23 | 18 | 15 | 2025 | Winter | P, [%] | 0 | 0 | 14.13% | 12.19% | 11.55% | 10.95% | 10.93% | 12.35% | 16.97% | 19.71% | 21.74% | 22.57% | 22.28% | 22.15% | 21.78% | 21.54% | 20.6% | 19.07% | 19.07% | 22.81% | 22.96% | 22.43% | 21.52% | 20.27% | 18.47% | 16.2%
TSO | - | 23 | 15 | 18 | 2025 | Winter | Q, [MVAr] | 0 | 0 | -3.8863 | -4.5386 | -4.4674 | -4.2622 | -4.1664 | -4.0629 | -0.93148 | 0.99021 | 1.8001 | 2.9461 | 2.1788 | 2.1054 | 2.063 | 2.2044 | 1.3916 | 0.12785 | 0.023173 | 1.5878 | 1.9093 | 1.435 | 1.0848 | 0.63654 | -1.1226 | -1.5997
TSO | - | 23 | 15 | 18 | 2025 | Winter | Q, [%] | 0 | 0 | 3.16% | 3.69% | 3.632% | 3.465% | 3.387% | 3.303% | 0.7573% | 0.805% | 1.464% | 2.395% | 1.771% | 1.712% | 1.677% | 1.792% | 1.131% | 0.1039% | 0.01884% | 1.291% | 1.552% | 1.167% | 0.882% | 0.5175% | 0.9127% | 1.301%
TSO | - | 23 | 18 | 15 | 2025 | Winter | Q, [MVAr] | 0 | 0 | 3.7351 | 4.3768 | 4.302 | 4.0916 | 3.9964 | 3.9011 | 0.79187 | -1.1034 | -1.8926 | -3.0177 | -2.2617 | -2.1869 | -2.1469 | -2.2904 | -1.4885 | -0.24082 | -0.12969 | -1.6596 | -1.9738 | -1.5065 | -1.1638 | -0.72799 | 1.0121 | 1.4679
TSO | - | 23 | 18 | 15 | 2025 | Winter | Q, [%] | 0 | 0 | 3.037% | 3.558% | 3.498% | 3.326% | 3.249% | 3.172% | 0.6438% | 0.897% | 1.539% | 2.453% | 1.839% | 1.778% | 1.745% | 1.862% | 1.21% | 0.1958% | 0.1054% | 1.349% | 1.605% | 1.225% | 0.9462% | 0.5919% | 0.8228% | 1.193%
TSO | - | 23 | 15 | 18 | 2025 | Winter | S, [MVA] | 0 | 0 | 17.8275 | 15.6828 | 14.9022 | 14.1439 | 14.0848 | 15.7348 | 20.922 | 24.3028 | 26.8415 | 27.9587 | 27.535 | 27.3694 | 26.9108 | 26.6248 | 25.4171 | 23.4858 | 23.4937 | 28.144 | 28.3512 | 27.6736 | 26.5317 | 24.9763 | 22.7773 | 20.0188
TSO | - | 23 | 15 | 18 | 2025 | Winter | S, [%] | 0 | 0 | 14.49% | 12.75% | 12.12% | 11.5% | 11.45% | 12.79% | 17.01% | 19.76% | 21.82% | 22.73% | 22.39% | 22.25% | 21.88% | 21.65% | 20.66% | 19.09% | 19.1% | 22.88% | 23.05% | 22.5% | 21.57% | 20.31% | 18.52% | 16.28%
TSO | - | 23 | 18 | 15 | 2025 | Winter | S, [MVA] | 0 | 0 | 17.7755 | 15.6216 | 14.8397 | 14.081 | 14.0231 | 15.6784 | 20.8898 | 24.2725 | 26.8057 | 27.9197 | 27.4971 | 27.3313 | 26.8741 | 26.5896 | 25.3836 | 23.453 | 23.4598 | 28.101 | 28.3073 | 27.6312 | 26.4919 | 24.9401 | 22.7396 | 19.9833
TSO | - | 23 | 18 | 15 | 2025 | Winter | S, [%] | 0 | 0 | 14.45% | 12.7% | 12.06% | 11.45% | 11.4% | 12.75% | 16.98% | 19.73% | 21.79% | 22.7% | 22.36% | 22.22% | 21.85% | 21.62% | 20.64% | 19.07% | 19.07% | 22.85% | 23.01% | 22.46% | 21.54% | 20.28% | 18.49% | 16.25%
TSO | - | 24 | 15 | 26 | 2025 | Winter | P, [MW] | 0 | 0 | 25.085 | 22.0343 | 20.28 | 19.7419 | 19.3863 | 22.1047 | 35.4678 | 36.7853 | 38.9791 | 38.6008 | 39.6192 | 41.8768 | 38.8943 | 39.9324 | 36.851 | 34.3349 | 32.8147 | 40.1555 | 39.1795 | 38.2221 | 37.0262 | 34.1029 | 32.3509 | 29.5074
TSO | - | 24 | 15 | 26 | 2025 | Winter | P, [%] | 0 | 0 | 20.39% | 17.91% | 16.49% | 16.05% | 15.76% | 17.97% | 28.84% | 29.91% | 31.69% | 31.38% | 32.21% | 34.05% | 31.62% | 32.47% | 29.96% | 27.91% | 26.68% | 32.65% | 31.85% | 31.07% | 30.1% | 27.73% | 26.3% | 23.99%
TSO | - | 24 | 26 | 15 | 2025 | Winter | P, [MW] | 0 | 0 | -24.9837 | -21.946 | -20.2002 | -19.666 | -19.3104 | -22.0164 | -35.2974 | -36.6098 | -38.7869 | -38.4079 | -39.4196 | -41.6513 | -38.6983 | -39.7248 | -36.6723 | -34.1758 | -32.6643 | -39.9473 | -38.9782 | -38.0296 | -36.8411 | -33.9417 | -32.2001 | -29.3747
TSO | - | 24 | 26 | 15 | 2025 | Winter | P, [%] | 0 | 0 | 20.31% | 17.84% | 16.42% | 15.99% | 15.7% | 17.9% | 28.7% | 29.76% | 31.53% | 31.23% | 32.05% | 33.86% | 31.46% | 32.3% | 29.81% | 27.79% | 26.56% | 32.48% | 31.69% | 30.92% | 29.95% | 27.59% | 26.18% | 23.88%
TSO | - | 24 | 15 | 26 | 2025 | Winter | Q, [MVAr] | 0 | 0 | -10.8871 | -12.4612 | -12.8543 | -12.6417 | -13.0899 | -12.3855 | -7.323 | -4.0404 | -1.6672 | -2.343 | -1.7275 | -2.8604 | -3.0014 | -3.5833 | -4.3592 | -5.9127 | -7.0907 | -3.4005 | -3.9557 | -4.402 | -5.6551 | -6.7255 | -8.5789 | -10.1492
TSO | - | 24 | 15 | 26 | 2025 | Winter | Q, [%] | 0 | 0 | 8.851% | 10.13% | 10.45% | 10.28% | 10.64% | 10.07% | 5.954% | 3.285% | 1.355% | 1.905% | 1.405% | 2.325% | 2.44% | 2.913% | 3.544% | 4.807% | 5.765% | 2.765% | 3.216% | 3.579% | 4.598% | 5.468% | 6.975% | 8.251%
TSO | - | 24 | 26 | 15 | 2025 | Winter | Q, [MVAr] | 0 | 0 | 10.7632 | 12.3009 | 12.6678 | 12.4415 | 12.8911 | 12.2246 | 7.4143 | 4.1423 | 1.8194 | 2.5081 | 1.9075 | 3.1328 | 3.1763 | 3.7993 | 4.4791 | 5.97 | 7.127 | 3.615 | 4.1525 | 4.5698 | 5.804 | 6.7984 | 8.6207 | 10.1349
TSO | - | 24 | 26 | 15 | 2025 | Winter | Q, [%] | 0 | 0 | 8.751% | 10% | 10.3% | 10.12% | 10.48% | 9.939% | 6.028% | 3.368% | 1.479% | 2.039% | 1.551% | 2.547% | 2.582% | 3.089% | 3.642% | 4.854% | 5.794% | 2.939% | 3.376% | 3.715% | 4.719% | 5.527% | 7.009% | 8.24%
TSO | - | 24 | 15 | 26 | 2025 | Winter | S, [MVA] | 0 | 0 | 27.3457 | 25.3139 | 24.0107 | 23.4426 | 23.3917 | 25.3381 | 36.2159 | 37.0065 | 39.0148 | 38.6719 | 39.6568 | 41.9744 | 39.0099 | 40.0929 | 37.108 | 34.8403 | 33.572 | 40.2993 | 39.3787 | 38.4748 | 37.4555 | 34.7597 | 33.469 | 31.2041
TSO | - | 24 | 15 | 26 | 2025 | Winter | S, [%] | 0 | 0 | 22.23% | 20.58% | 19.52% | 19.06% | 19.02% | 20.6% | 29.44% | 30.09% | 31.72% | 31.44% | 32.24% | 34.13% | 31.72% | 32.6% | 30.17% | 28.33% | 27.29% | 32.76% | 32.02% | 31.28% | 30.45% | 28.26% | 27.21% | 25.37%
TSO | - | 24 | 26 | 15 | 2025 | Winter | S, [MVA] | 0 | 0 | 27.2035 | 25.1583 | 23.8437 | 23.271 | 23.2179 | 25.1826 | 36.0677 | 36.8434 | 38.8296 | 38.4897 | 39.4657 | 41.769 | 38.8284 | 39.9061 | 36.9448 | 34.6933 | 33.4327 | 40.1106 | 39.1988 | 38.3032 | 37.2955 | 34.6158 | 33.3341 | 31.074
TSO | - | 24 | 26 | 15 | 2025 | Winter | S, [%] | 0 | 0 | 22.12% | 20.45% | 19.39% | 18.92% | 18.88% | 20.47% | 29.32% | 29.95% | 31.57% | 31.29% | 32.09% | 33.96% | 31.57% | 32.44% | 30.04% | 28.21% | 27.18% | 32.61% | 31.87% | 31.14% | 30.32% | 28.14% | 27.1% | 25.26%
TSO | - | 25 | 16 | 17 | 2025 | Winter | P, [MW] | 0 | 0 | 0.18745 | -1.5421 | -3.9836 | -3.8692 | -4.0966 | 0.12151 | 6.1552 | 12.825 | 12.8795 | 12.0729 | 8.9413 | 9.7177 | 12.0661 | 8.6942 | 8.8041 | 8.5626 | 9.0315 | 13.1227 | 12.8926 | 12.4608 | 11.3245 | 7.9582 | 5.9205 | 2.1699
TSO | - | 25 | 16 | 17 | 2025 | Winter | P, [%] | 0 | 0 | 0.1524% | 1.254% | 3.239% | 3.146% | 3.331% | 0.09879% | 5.004% | 10.43% | 10.47% | 9.815% | 7.269% | 7.901% | 9.81% | 7.068% | 7.158% | 6.961% | 7.343% | 10.67% | 10.48% | 10.13% | 9.207% | 6.47% | 4.813% | 1.764%
TSO | - | 25 | 17 | 16 | 2025 | Winter | P, [MW] | 0 | 0 | -0.18745 | 1.5422 | 3.9844 | 3.87 | 4.0974 | -0.12145 | -6.1533 | -12.8171 | -12.8716 | -12.066 | -8.9375 | -9.7132 | -12.0591 | -8.6906 | -8.8004 | -8.559 | -9.0273 | -13.1145 | -12.8846 | -12.4533 | -11.3182 | -7.955 | -5.9187 | -2.1696
TSO | - | 25 | 17 | 16 | 2025 | Winter | P, [%] | 0 | 0 | 0.1524% | 1.254% | 3.239% | 3.146% | 3.331% | 0.09874% | 5.003% | 10.42% | 10.46% | 9.81% | 7.266% | 7.897% | 9.804% | 7.065% | 7.155% | 6.959% | 7.339% | 10.66% | 10.48% | 10.12% | 9.202% | 6.468% | 4.812% | 1.764%
TSO | - | 25 | 16 | 17 | 2025 | Winter | Q, [MVAr] | 0 | 0 | -0.41978 | 0.35846 | 0.30835 | 0.19268 | 0.54811 | 1.0276 | 1.3098 | -0.44755 | -1.0795 | -0.10808 | -0.33418 | 0.26124 | -0.027405 | 0.27643 | 0.66104 | 1.0241 | 2.2772 | 0.68392 | 0.84826 | 0.91976 | 1.931 | 1.9339 | 1.659 | 1.3354
TSO | - | 25 | 16 | 17 | 2025 | Winter | Q, [%] | 0 | 0 | 0.3413% | 0.2914% | 0.2507% | 0.1566% | 0.4456% | 0.8354% | 1.065% | 0.3639% | 0.8777% | 0.08787% | 0.2717% | 0.2124% | 0.02228% | 0.2247% | 0.5374% | 0.8326% | 1.851% | 0.556% | 0.6896% | 0.7478% | 1.57% | 1.572% | 1.349% | 1.086%
TSO | - | 25 | 17 | 16 | 2025 | Winter | Q, [MVAr] | 0 | 0 | 0.20394 | -0.57325 | -0.52056 | -0.40495 | -0.76 | -1.2432 | -1.5222 | 0.25621 | 0.88844 | -0.086453 | 0.12832 | -0.46452 | -0.16746 | -0.4828 | -0.86725 | -1.2307 | -2.4812 | -0.87401 | -1.0393 | -1.1127 | -2.1277 | -2.1408 | -1.8701 | -1.5506
TSO | - | 25 | 17 | 16 | 2025 | Winter | Q, [%] | 0 | 0 | 0.1658% | 0.4661% | 0.4232% | 0.3292% | 0.6179% | 1.011% | 1.238% | 0.2083% | 0.7223% | 0.07029% | 0.1043% | 0.3777% | 0.1361% | 0.3925% | 0.7051% | 1.001% | 2.017% | 0.7106% | 0.845% | 0.9046% | 1.73% | 1.74% | 1.52% | 1.261%
TSO | - | 25 | 16 | 17 | 2025 | Winter | S, [MVA] | 0 | 0 | 0.45974 | 1.5832 | 3.9956 | 3.874 | 4.1331 | 1.0347 | 6.2931 | 12.8328 | 12.9247 | 12.0734 | 8.9476 | 9.7213 | 12.0661 | 8.6986 | 8.8289 | 8.6236 | 9.3142 | 13.1405 | 12.9205 | 12.4947 | 11.488 | 8.1899 | 6.1486 | 2.5479
TSO | - | 25 | 16 | 17 | 2025 | Winter | S, [%] | 0 | 0 | 0.3738% | 1.287% | 3.248% | 3.15% | 3.36% | 0.8412% | 5.116% | 10.43% | 10.51% | 9.816% | 7.274% | 7.903% | 9.81% | 7.072% | 7.178% | 7.011% | 7.572% | 10.68% | 10.5% | 10.16% | 9.34% | 6.658% | 4.999% | 2.071%
TSO | - | 25 | 17 | 16 | 2025 | Winter | S, [MVA] | 0 | 0 | 0.277 | 1.6453 | 4.0183 | 3.8911 | 4.1673 | 1.2491 | 6.3388 | 12.8197 | 12.9022 | 12.0663 | 8.9384 | 9.7243 | 12.0603 | 8.704 | 8.843 | 8.647 | 9.3621 | 13.1436 | 12.9265 | 12.5029 | 11.5164 | 8.2381 | 6.2071 | 2.6668
TSO | - | 25 | 17 | 16 | 2025 | Winter | S, [%] | 0 | 0 | 0.2252% | 1.338% | 3.267% | 3.163% | 3.388% | 1.016% | 5.154% | 10.42% | 10.49% | 9.81% | 7.267% | 7.906% | 9.805% | 7.076% | 7.189% | 7.03% | 7.611% | 10.69% | 10.51% | 10.16% | 9.363% | 6.698% | 5.046% | 2.168%
TSO | - | 26 | 17 | 34 | 2025 | Winter | P, [MW] | 0 | 0 | -7.7174 | -9.2852 | -10.8358 | -10.9528 | -11.1696 | -7.6563 | -2.8407 | 2.9154 | 2.9872 | 1.7815 | -0.040951 | 0.30546 | 3.123 | -0.048764 | -0.21506 | -0.79893 | -1.1562 | 2.0786 | 2.5889 | 1.5704 | 0.31941 | -1.5362 | -2.8881 | -6.6913
TSO | - | 26 | 17 | 34 | 2025 | Winter | P, [%] | 0 | 0 | 6.274% | 7.549% | 8.81% | 8.905% | 9.081% | 6.225% | 2.31% | 2.37% | 2.429% | 1.448% | 0.03329% | 0.2483% | 2.539% | 0.03965% | 0.1748% | 0.6495% | 0.94% | 1.69% | 2.105% | 1.277% | 0.2597% | 1.249% | 2.348% | 5.44%
TSO | - | 26 | 34 | 17 | 2025 | Winter | P, [MW] | 0 | 0 | 7.7243 | 9.2955 | 10.8495 | 10.9667 | 11.1842 | 7.6637 | 2.8424 | -2.9144 | -2.9862 | -1.7811 | 0.041022 | -0.30528 | -3.1219 | 0.048951 | 0.21544 | 0.79954 | 1.1575 | -2.0778 | -2.5877 | -1.5697 | -0.31842 | 1.5375 | 2.8901 | 6.6972
TSO | - | 26 | 34 | 17 | 2025 | Winter | P, [%] | 0 | 0 | 6.28% | 7.557% | 8.821% | 8.916% | 9.093% | 6.231% | 2.311% | 2.369% | 2.428% | 1.448% | 0.03335% | 0.2482% | 2.538% | 0.0398% | 0.1752% | 0.65% | 0.9411% | 1.689% | 2.104% | 1.276% | 0.2589% | 1.25% | 2.35% | 5.445%
TSO | - | 26 | 17 | 34 | 2025 | Winter | Q, [MVAr] | 0 | 0 | 1.2475 | 2.0337 | 2.116 | 1.8685 | 2.2285 | 2.5657 | 2.4247 | 0.25248 | -0.51679 | 0.5541 | 0.54833 | 0.97218 | 0.74814 | 1.0505 | 1.5849 | 1.9533 | 3.0628 | 1.3767 | 1.6448 | 1.7841 | 2.7291 | 2.9213 | 2.8915 | 2.6891
TSO | - | 26 | 17 | 34 | 2025 | Winter | Q, [%] | 0 | 0 | 1.014% | 1.653% | 1.72% | 1.519% | 1.812% | 2.086% | 1.971% | 0.2053% | 0.4202% | 0.4505% | 0.4458% | 0.7904% | 0.6082% | 0.854% | 1.289% | 1.588% | 2.49% | 1.119% | 1.337% | 1.45% | 2.219% | 2.375% | 2.351% | 2.186%
TSO | - | 26 | 34 | 17 | 2025 | Winter | Q, [MVAr] | 0 | 0 | -1.7226 | -2.4956 | -2.5649 | -2.3166 | -2.674 | -3.0385 | -2.9245 | -0.75434 | 0.014575 | -1.0579 | -1.0544 | -1.4774 | -1.2498 | -1.5556 | -2.0897 | -2.4568 | -3.5622 | -1.8792 | -2.146 | -2.2868 | -3.2302 | -3.42 | -3.3866 | -3.1681
TSO | - | 26 | 34 | 17 | 2025 | Winter | Q, [%] | 0 | 0 | 1.4% | 2.029% | 2.085% | 1.883% | 2.174% | 2.47% | 2.378% | 0.6133% | 0.01185% | 0.8601% | 0.8572% | 1.201% | 1.016% | 1.265% | 1.699% | 1.997% | 2.896% | 1.528% | 1.745% | 1.859% | 2.626% | 2.781% | 2.753% | 2.576%
TSO | - | 26 | 17 | 34 | 2025 | Winter | S, [MVA] | 0 | 0 | 7.8176 | 9.5053 | 11.0404 | 11.111 | 11.3897 | 8.0747 | 3.7348 | 2.9263 | 3.0315 | 1.8657 | 0.54986 | 1.019 | 3.2114 | 1.0516 | 1.5994 | 2.1103 | 3.2737 | 2.4931 | 3.0672 | 2.3768 | 2.7478 | 3.3006 | 4.0868 | 7.2114
TSO | - | 26 | 17 | 34 | 2025 | Winter | S, [%] | 0 | 0 | 6.356% | 7.728% | 8.976% | 9.033% | 9.26% | 6.565% | 3.036% | 2.379% | 2.465% | 1.517% | 0.447% | 0.8285% | 2.611% | 0.855% | 1.3% | 1.716% | 2.662% | 2.027% | 2.494% | 1.932% | 2.234% | 2.683% | 3.323% | 5.863%
TSO | - | 26 | 34 | 17 | 2025 | Winter | S, [MVA] | 0 | 0 | 7.914 | 9.6246 | 11.1486 | 11.2087 | 11.4994 | 8.2441 | 4.0782 | 3.0104 | 2.9862 | 2.0716 | 1.0552 | 1.5086 | 3.3628 | 1.5563 | 2.1008 | 2.5836 | 3.7455 | 2.8015 | 3.3618 | 2.7736 | 3.2459 | 3.7497 | 4.4521 | 7.4088
TSO | - | 26 | 34 | 17 | 2025 | Winter | S, [%] | 0 | 0 | 6.434% | 7.825% | 9.064% | 9.113% | 9.349% | 6.702% | 3.316% | 2.448% | 2.428% | 1.684% | 0.8579% | 1.226% | 2.734% | 1.265% | 1.708% | 2.1% | 3.045% | 2.278% | 2.733% | 2.255% | 2.639% | 3.049% | 3.62% | 6.023%
TSO | - | 27 | 18 | 103 | 2025 | Winter | P, [MW] | 0 | 0 | 16.6138 | 14.2254 | 13.4503 | 12.7295 | 12.6735 | 14.5017 | 19.7951 | 23.2225 | 25.7165 | 26.5431 | 25.9034 | 25.876 | 25.2482 | 24.9179 | 23.86 | 21.998 | 21.9417 | 26.4339 | 26.6507 | 26.0149 | 24.8755 | 23.8662 | 21.7759 | 19.1117
TSO | - | 27 | 18 | 103 | 2025 | Winter | P, [%] | 0 | 0 | 13.51% | 11.57% | 10.94% | 10.35% | 10.3% | 11.79% | 16.09% | 18.88% | 20.91% | 21.58% | 21.06% | 21.04% | 20.53% | 20.26% | 19.4% | 17.88% | 17.84% | 21.49% | 21.67% | 21.15% | 20.22% | 19.4% | 17.7% | 15.54%
TSO | - | 27 | 103 | 18 | 2025 | Winter | P, [MW] | 0 | 0 | -16.5959 | -14.2117 | -13.4379 | -12.7184 | -12.6625 | -14.4876 | -19.7713 | -23.19 | -25.6771 | -26.4996 | -25.8631 | -25.8354 | -25.2093 | -24.8798 | -23.8251 | -21.9683 | -21.9116 | -26.3917 | -26.6071 | -25.9735 | -24.8371 | -23.8305 | -21.7461 | -19.0884
TSO | - | 27 | 103 | 18 | 2025 | Winter | P, [%] | 0 | 0 | 13.49% | 11.55% | 10.93% | 10.34% | 10.29% | 11.78% | 16.07% | 18.85% | 20.88% | 21.54% | 21.03% | 21% | 20.5% | 20.23% | 19.37% | 17.86% | 17.81% | 21.46% | 21.63% | 21.12% | 20.19% | 19.37% | 17.68% | 15.52%
TSO | - | 27 | 18 | 103 | 2025 | Winter | Q, [MVAr] | 0 | 0 | -2.7022 | -3.344 | -3.2693 | -3.0588 | -3.0177 | -2.8923 | 0.12738 | 1.9929 | 2.7824 | 4.0055 | 3.1745 | 3.0746 | 3.0417 | 3.235 | 2.4061 | 1.1562 | 1.0709 | 2.6013 | 2.9155 | 2.4192 | 2.0733 | 1.7164 | -0.023916 | -0.47989
TSO | - | 27 | 18 | 103 | 2025 | Winter | Q, [%] | 0 | 0 | 2.197% | 2.719% | 2.658% | 2.487% | 2.453% | 2.351% | 0.1036% | 1.62% | 2.262% | 3.257% | 2.581% | 2.5% | 2.473% | 2.63% | 1.956% | 0.94% | 0.8707% | 2.115% | 2.37% | 1.967% | 1.686% | 1.395% | 0.01944% | 0.3902%
TSO | - | 27 | 103 | 18 | 2025 | Winter | Q, [MVAr] | 0 | 0 | 2.5438 | 3.1752 | 3.0972 | 2.8819 | 2.8414 | 2.7243 | -0.27571 | -2.1145 | -2.8836 | -4.0879 | -3.2713 | -3.1686 | -3.1399 | -3.3354 | -2.5163 | -1.282 | -1.1911 | -2.6892 | -2.9958 | -2.5063 | -2.1678 | -1.8174 | -0.095325 | 0.34109
TSO | - | 27 | 103 | 18 | 2025 | Winter | Q, [%] | 0 | 0 | 2.068% | 2.581% | 2.518% | 2.343% | 2.31% | 2.215% | 0.2242% | 1.719% | 2.344% | 3.323% | 2.66% | 2.576% | 2.553% | 2.712% | 2.046% | 1.042% | 0.9684% | 2.186% | 2.436% | 2.038% | 1.762% | 1.478% | 0.0775% | 0.2773%
TSO | - | 27 | 18 | 103 | 2025 | Winter | S, [MVA] | 0 | 0 | 16.8321 | 14.6132 | 13.8419 | 13.0919 | 13.0278 | 14.7873 | 19.7955 | 23.3078 | 25.8666 | 26.8436 | 26.0972 | 26.058 | 25.4308 | 25.127 | 23.981 | 22.0283 | 21.9678 | 26.5616 | 26.8097 | 26.1272 | 24.9618 | 23.9278 | 21.776 | 19.1177
TSO | - | 27 | 18 | 103 | 2025 | Winter | S, [%] | 0 | 0 | 13.68% | 11.88% | 11.25% | 10.64% | 10.59% | 12.02% | 16.09% | 18.95% | 21.03% | 21.82% | 21.22% | 21.19% | 20.68% | 20.43% | 19.5% | 17.91% | 17.86% | 21.59% | 21.8% | 21.24% | 20.29% | 19.45% | 17.7% | 15.54%
TSO | - | 27 | 103 | 18 | 2025 | Winter | S, [MVA] | 0 | 0 | 16.7897 | 14.562 | 13.7902 | 13.0409 | 12.9774 | 14.7416 | 19.7732 | 23.2862 | 25.8385 | 26.8131 | 26.0691 | 26.029 | 25.4041 | 25.1024 | 23.9576 | 22.0056 | 21.9439 | 26.5283 | 26.7753 | 26.0941 | 24.9316 | 23.8997 | 21.7463 | 19.0914
TSO | - | 27 | 103 | 18 | 2025 | Winter | S, [%] | 0 | 0 | 13.65% | 11.84% | 11.21% | 10.6% | 10.55% | 11.99% | 16.08% | 18.93% | 21.01% | 21.8% | 21.19% | 21.16% | 20.65% | 20.41% | 19.48% | 17.89% | 17.84% | 21.57% | 21.77% | 21.21% | 20.27% | 19.43% | 17.68% | 15.52%
TSO | - | 28 | 26 | 55 | 2025 | Winter | P, [MW] | 0 | 0 | 9.7001 | 8.0354 | 6.5004 | 6.4971 | 6.3492 | 9.4657 | 26.0789 | 24.2118 | 23.1746 | 20.5975 | 23.4898 | 28.0152 | 22.8662 | 25.2473 | 20.8464 | 18.1382 | 16.2744 | 24.0586 | 20.9793 | 19.9318 | 18.2803 | 15.427 | 14.3166 | 13.5467
TSO | - | 28 | 26 | 55 | 2025 | Winter | P, [%] | 0 | 0 | 7.886% | 6.533% | 5.285% | 5.282% | 5.162% | 7.696% | 21.2% | 19.68% | 18.84% | 16.75% | 19.1% | 22.78% | 18.59% | 20.53% | 16.95% | 14.75% | 13.23% | 19.56% | 17.06% | 16.2% | 14.86% | 12.54% | 11.64% | 11.01%
TSO | - | 28 | 55 | 26 | 2025 | Winter | P, [MW] | 0 | 0 | -9.5417 | -7.8519 | -6.3145 | -6.3151 | -6.1597 | -9.2763 | -25.766 | -23.9663 | -22.9676 | -20.3998 | -23.2688 | -27.6959 | -22.6335 | -24.9645 | -20.6286 | -17.9449 | -16.0762 | -23.8146 | -20.7655 | -19.7303 | -18.0784 | -15.2418 | -14.1262 | -13.335
TSO | - | 28 | 55 | 26 | 2025 | Winter | P, [%] | 0 | 0 | 7.757% | 6.384% | 5.134% | 5.134% | 5.008% | 7.542% | 20.95% | 19.48% | 18.67% | 16.59% | 18.92% | 22.52% | 18.4% | 20.3% | 16.77% | 14.59% | 13.07% | 19.36% | 16.88% | 16.04% | 14.7% | 12.39% | 11.48% | 10.84%
TSO | - | 28 | 26 | 55 | 2025 | Winter | Q, [MVAr] | 0 | 0 | -19.4582 | -21.7581 | -22.3625 | -22.1259 | -22.6026 | -21.5752 | -16.2512 | -12.7924 | -10.1008 | -13.3577 | -11.3194 | -13.6446 | -13.6008 | -14.7857 | -15.0525 | -16.0013 | -18.0805 | -12.844 | -14.4216 | -14.6187 | -16.5111 | -17.7747 | -19.0044 | -20.9362
TSO | - | 28 | 26 | 55 | 2025 | Winter | Q, [%] | 0 | 0 | 15.82% | 17.69% | 18.18% | 17.99% | 18.38% | 17.54% | 13.21% | 10.4% | 8.212% | 10.86% | 9.203% | 11.09% | 11.06% | 12.02% | 12.24% | 13.01% | 14.7% | 10.44% | 11.72% | 11.89% | 13.42% | 14.45% | 15.45% | 17.02%
TSO | - | 28 | 55 | 26 | 2025 | Winter | Q, [MVAr] | 0 | 0 | 18.7555 | 21.1557 | 21.773 | 21.522 | 22.0273 | 20.9921 | 16.0324 | 12.3348 | 9.4997 | 12.7464 | 10.7711 | 13.4374 | 13.106 | 14.4631 | 14.5135 | 15.3874 | 17.5007 | 12.3832 | 13.8702 | 14.0269 | 15.9337 | 17.1508 | 18.406 | 20.4199
TSO | - | 28 | 55 | 26 | 2025 | Winter | Q, [%] | 0 | 0 | 15.25% | 17.2% | 17.7% | 17.5% | 17.91% | 17.07% | 13.03% | 10.03% | 7.723% | 10.36% | 8.757% | 10.92% | 10.66% | 11.76% | 11.8% | 12.51% | 14.23% | 10.07% | 11.28% | 11.4% | 12.95% | 13.94% | 14.96% | 16.6%
TSO | - | 28 | 26 | 55 | 2025 | Winter | S, [MVA] | 0 | 0 | 21.742 | 23.1944 | 23.2881 | 23.0601 | 23.4774 | 23.5604 | 30.728 | 27.3835 | 25.2802 | 24.5497 | 26.0749 | 31.1613 | 26.6053 | 29.2582 | 25.7129 | 24.1876 | 24.3262 | 27.2724 | 25.4581 | 24.718 | 24.6331 | 23.5358 | 23.7936 | 24.9366
TSO | - | 28 | 26 | 55 | 2025 | Winter | S, [%] | 0 | 0 | 17.68% | 18.86% | 18.93% | 18.75% | 19.09% | 19.15% | 24.98% | 22.26% | 20.55% | 19.96% | 21.2% | 25.33% | 21.63% | 23.79% | 20.9% | 19.66% | 19.78% | 22.17% | 20.7% | 20.1% | 20.03% | 19.13% | 19.34% | 20.27%
TSO | - | 28 | 55 | 26 | 2025 | Winter | S, [MVA] | 0 | 0 | 21.0431 | 22.5658 | 22.6702 | 22.4294 | 22.8724 | 22.9503 | 30.3467 | 26.9542 | 24.8547 | 24.0546 | 25.6408 | 30.7835 | 26.1543 | 28.8515 | 25.2226 | 23.6388 | 23.7638 | 26.8417 | 24.9718 | 24.2083 | 24.098 | 22.9448 | 23.2019 | 24.3884
TSO | - | 28 | 55 | 26 | 2025 | Winter | S, [%] | 0 | 0 | 17.11% | 18.35% | 18.43% | 18.24% | 18.6% | 18.66% | 24.67% | 21.91% | 20.21% | 19.56% | 20.85% | 25.03% | 21.26% | 23.46% | 20.51% | 19.22% | 19.32% | 21.82% | 20.3% | 19.68% | 19.59% | 18.65% | 18.86% | 19.83%
TSO | - | 29 | 26 | 103 | 2025 | Winter | P, [MW] | 0 | 0 | -9.4368 | -8.5793 | -7.5225 | -7.6663 | -7.335 | -8.4218 | -16.8854 | -14.9956 | -14.881 | -13.5723 | -15.1177 | -17.4944 | -14.9621 | -16.3086 | -14.2189 | -13.4375 | -11.8834 | -15.0841 | -13.8741 | -13.5117 | -13.3538 | -11.5698 | -11.8392 | -11.5209
TSO | - | 29 | 26 | 103 | 2025 | Winter | P, [%] | 0 | 0 | 7.672% | 6.975% | 6.116% | 6.233% | 5.963% | 6.847% | 13.73% | 12.19% | 12.1% | 11.03% | 12.29% | 14.22% | 12.16% | 13.26% | 11.56% | 10.92% | 9.661% | 12.26% | 11.28% | 10.99% | 10.86% | 9.406% | 9.625% | 9.367%
TSO | - | 29 | 103 | 26 | 2025 | Winter | P, [MW] | 0 | 0 | 9.4576 | 8.6007 | 7.5429 | 7.6869 | 7.3564 | 8.4437 | 16.9293 | 15.0285 | 14.911 | 13.6005 | 15.1493 | 17.5376 | 14.9951 | 16.3484 | 14.2505 | 13.4672 | 11.9105 | 15.1174 | 13.9046 | 13.541 | 13.3846 | 11.5965 | 11.8675 | 11.5513
TSO | - | 29 | 103 | 26 | 2025 | Winter | P, [%] | 0 | 0 | 7.689% | 6.992% | 6.132% | 6.25% | 5.981% | 6.865% | 13.76% | 12.22% | 12.12% | 11.06% | 12.32% | 14.26% | 12.19% | 13.29% | 11.59% | 10.95% | 9.683% | 12.29% | 11.3% | 11.01% | 10.88% | 9.428% | 9.648% | 9.391%
TSO | - | 29 | 26 | 103 | 2025 | Winter | Q, [MVAr] | 0 | 0 | 7.9197 | 8.9099 | 9.3664 | 9.3431 | 9.8702 | 9.2733 | 7.1839 | 5.5732 | 3.9027 | 5.7167 | 4.3473 | 5.5079 | 5.5406 | 6.3385 | 6.2875 | 6.6583 | 7.7563 | 5.5291 | 6.3811 | 6.3628 | 7.318 | 7.9871 | 8.2255 | 9.383
TSO | - | 29 | 26 | 103 | 2025 | Winter | Q, [%] | 0 | 0 | 6.439% | 7.244% | 7.615% | 7.596% | 8.025% | 7.539% | 5.841% | 4.531% | 3.173% | 4.648% | 3.534% | 4.478% | 4.505% | 5.153% | 5.112% | 5.413% | 6.306% | 4.495% | 5.188% | 5.173% | 5.95% | 6.494% | 6.687% | 7.628%
TSO | - | 29 | 103 | 26 | 2025 | Winter | Q, [MVAr] | 0 | 0 | -8.3041 | -9.2848 | -9.7422 | -9.7188 | -10.2415 | -9.6471 | -7.5105 | -5.9423 | -4.2882 | -6.0978 | -4.725 | -5.8425 | -5.9066 | -6.6805 | -6.6547 | -7.0278 | -8.1259 | -5.8962 | -6.7517 | -6.7368 | -7.6803 | -8.3583 | -8.5877 | -9.7326
TSO | - | 29 | 103 | 26 | 2025 | Winter | Q, [%] | 0 | 0 | 6.751% | 7.549% | 7.921% | 7.901% | 8.326% | 7.843% | 6.106% | 4.831% | 3.486% | 4.958% | 3.841% | 4.75% | 4.802% | 5.431% | 5.41% | 5.714% | 6.606% | 4.794% | 5.489% | 5.477% | 6.244% | 6.795% | 6.982% | 7.913%
TSO | - | 29 | 26 | 103 | 2025 | Winter | S, [MVA] | 0 | 0 | 12.3197 | 12.3689 | 12.0132 | 12.0858 | 12.2973 | 12.5268 | 18.3501 | 15.9977 | 15.3843 | 14.7271 | 15.7304 | 18.3409 | 15.955 | 17.4971 | 15.547 | 14.9966 | 14.1906 | 16.0655 | 15.2712 | 14.9349 | 15.2275 | 14.059 | 14.4161 | 14.8584
TSO | - | 29 | 26 | 103 | 2025 | Winter | S, [%] | 0 | 0 | 10.02% | 10.06% | 9.767% | 9.826% | 9.998% | 10.18% | 14.92% | 13.01% | 12.51% | 11.97% | 12.79% | 14.91% | 12.97% | 14.23% | 12.64% | 12.19% | 11.54% | 13.06% | 12.42% | 12.14% | 12.38% | 11.43% | 11.72% | 12.08%
TSO | - | 29 | 103 | 26 | 2025 | Winter | S, [MVA] | 0 | 0 | 12.5859 | 12.6563 | 12.321 | 12.3913 | 12.6097 | 12.8204 | 18.5205 | 16.1607 | 15.5154 | 14.9049 | 15.869 | 18.4852 | 16.1165 | 17.6607 | 15.7277 | 15.1906 | 14.4184 | 16.2266 | 15.4571 | 15.1242 | 15.4316 | 14.2948 | 14.6487 | 15.1049
TSO | - | 29 | 103 | 26 | 2025 | Winter | S, [%] | 0 | 0 | 10.23% | 10.29% | 10.02% | 10.07% | 10.25% | 10.42% | 15.06% | 13.14% | 12.61% | 12.12% | 12.9% | 15.03% | 13.1% | 14.36% | 12.79% | 12.35% | 11.72% | 13.19% | 12.57% | 12.3% | 12.55% | 11.62% | 11.91% | 12.28%
TSO | - | 30 | 29 | 34 | 2025 | Winter | P, [MW] | 0 | 0 | -44.8933 | -42.9495 | -41.6747 | -41.3262 | -41.1791 | -45.9803 | -49.1704 | -55.7299 | -54.8699 | -52.4547 | -51.8345 | -50.9722 | -54.3367 | -51.8294 | -52.2329 | -52.2267 | -52.0714 | -54.6758 | -55.6789 | -53.9244 | -52.794 | -50.5631 | -49.7447 | -45.4027
TSO | - | 30 | 29 | 34 | 2025 | Winter | P, [%] | 0 | 0 | 36.5% | 34.92% | 33.88% | 33.6% | 33.48% | 37.38% | 39.98% | 45.31% | 44.61% | 42.65% | 42.14% | 41.44% | 44.18% | 42.14% | 42.47% | 42.46% | 42.33% | 44.45% | 45.27% | 43.84% | 42.92% | 41.11% | 40.44% | 36.91%
TSO | - | 30 | 34 | 29 | 2025 | Winter | P, [MW] | 0 | 0 | 45.1478 | 43.1854 | 41.8988 | 41.5471 | 41.4 | 46.2488 | 49.4767 | 56.1072 | 55.2349 | 52.7988 | 52.1692 | 51.3035 | 54.7033 | 52.1704 | 52.5757 | 52.5689 | 52.4171 | 55.0414 | 56.057 | 54.2804 | 53.1416 | 50.8859 | 50.0539 | 45.6669
TSO | - | 30 | 34 | 29 | 2025 | Winter | P, [%] | 0 | 0 | 36.71% | 35.11% | 34.06% | 33.78% | 33.66% | 37.6% | 40.22% | 45.62% | 44.91% | 42.93% | 42.41% | 41.71% | 44.47% | 42.41% | 42.74% | 42.74% | 42.62% | 44.75% | 45.57% | 44.13% | 43.2% | 41.37% | 40.69% | 37.13%
TSO | - | 30 | 29 | 34 | 2025 | Winter | Q, [MVAr] | 0 | 0 | -18.9491 | -18.7411 | -18.6525 | -18.6085 | -18.939 | -19.6464 | -21.5786 | -20.9263 | -20.5753 | -21.9545 | -21.6068 | -22.7461 | -22.1965 | -22.8067 | -22.3023 | -22.1127 | -22.9227 | -21.069 | -21.1564 | -20.8823 | -21.7247 | -21.5802 | -20.4027 | -20.0734
TSO | - | 30 | 29 | 34 | 2025 | Winter | Q, [%] | 0 | 0 | 15.41% | 15.24% | 15.16% | 15.13% | 15.4% | 15.97% | 17.54% | 17.01% | 16.73% | 17.85% | 17.57% | 18.49% | 18.05% | 18.54% | 18.13% | 17.98% | 18.64% | 17.13% | 17.2% | 16.98% | 17.66% | 17.54% | 16.59% | 16.32%
TSO | - | 30 | 34 | 29 | 2025 | Winter | Q, [MVAr] | 0 | 0 | 19.3774 | 19.1058 | 18.9761 | 18.9208 | 19.252 | 20.1247 | 22.1832 | 21.7801 | 21.3855 | 22.692 | 22.3103 | 23.438 | 23.0126 | 23.5331 | 23.0346 | 22.8433 | 23.6672 | 21.8821 | 22.0133 | 21.6616 | 22.4754 | 22.2446 | 21.0209 | 20.5356
TSO | - | 30 | 34 | 29 | 2025 | Winter | Q, [%] | 0 | 0 | 15.75% | 15.53% | 15.43% | 15.38% | 15.65% | 16.36% | 18.04% | 17.71% | 17.39% | 18.45% | 18.14% | 19.06% | 18.71% | 19.13% | 18.73% | 18.57% | 19.24% | 17.79% | 17.9% | 17.61% | 18.27% | 18.09% | 17.09% | 16.7%
TSO | - | 30 | 29 | 34 | 2025 | Winter | S, [MVA] | 0 | 0 | 48.7286 | 46.8602 | 45.6585 | 45.3226 | 45.3255 | 50.0016 | 53.6969 | 59.5292 | 58.6008 | 56.8638 | 56.1575 | 55.8171 | 58.6955 | 56.6253 | 56.795 | 56.7151 | 56.8936 | 58.5947 | 59.5628 | 57.8265 | 57.0891 | 54.9758 | 53.7662 | 49.6422
TSO | - | 30 | 29 | 34 | 2025 | Winter | S, [%] | 0 | 0 | 39.62% | 38.1% | 37.12% | 36.85% | 36.85% | 40.65% | 43.66% | 48.4% | 47.64% | 46.23% | 45.66% | 45.38% | 47.72% | 46.04% | 46.17% | 46.11% | 46.25% | 47.64% | 48.43% | 47.01% | 46.41% | 44.7% | 43.71% | 40.36%
TSO | - | 30 | 34 | 29 | 2025 | Winter | S, [MVA] | 0 | 0 | 49.1305 | 47.223 | 45.9957 | 45.6526 | 45.6575 | 50.4376 | 54.2221 | 60.1863 | 59.2304 | 57.4686 | 56.7395 | 56.4038 | 59.3467 | 57.2325 | 57.4003 | 57.3176 | 57.5125 | 59.2316 | 60.2243 | 58.443 | 57.699 | 55.5355 | 54.2888 | 50.0717
TSO | - | 30 | 34 | 29 | 2025 | Winter | S, [%] | 0 | 0 | 39.94% | 38.39% | 37.39% | 37.12% | 37.12% | 41.01% | 44.08% | 48.93% | 48.15% | 46.72% | 46.13% | 45.86% | 48.25% | 46.53% | 46.67% | 46.6% | 46.76% | 48.16% | 48.96% | 47.51% | 46.91% | 45.15% | 44.14% | 40.71%
TSO | - | 31 | 34 | 35 | 2025 | Winter | P, [MW] | 0 | 0 | 22.9991 | 22.0621 | 20.4427 | 20.0913 | 20.3124 | 24.2463 | 30.9258 | 37.6121 | 37.5693 | 36.5428 | 33.8508 | 34.121 | 36.2433 | 33.3452 | 32.1835 | 32.0589 | 32.3458 | 36.8472 | 36.1684 | 35.5778 | 34.2946 | 31.6633 | 29.7813 | 25.0328
TSO | - | 31 | 34 | 35 | 2025 | Winter | P, [%] | 0 | 0 | 18.7% | 17.94% | 16.62% | 16.33% | 16.51% | 19.71% | 25.14% | 30.58% | 30.54% | 29.71% | 27.52% | 27.74% | 29.47% | 27.11% | 26.17% | 26.06% | 26.3% | 29.96% | 29.41% | 28.93% | 27.88% | 25.74% | 24.21% | 20.35%
TSO | - | 31 | 35 | 34 | 2025 | Winter | P, [MW] | 0 | 0 | -22.8973 | -21.9626 | -20.349 | -19.9989 | -20.2181 | -24.1331 | -30.7811 | -37.4344 | -37.3926 | -36.3712 | -33.6978 | -33.9647 | -36.075 | -33.1951 | -32.0388 | -31.9125 | -32.1917 | -36.6709 | -35.9956 | -35.4072 | -34.1271 | -31.513 | -29.641 | -24.918
TSO | - | 31 | 35 | 34 | 2025 | Winter | P, [%] | 0 | 0 | 18.62% | 17.86% | 16.54% | 16.26% | 16.44% | 19.62% | 25.03% | 30.43% | 30.4% | 29.57% | 27.4% | 27.61% | 29.33% | 26.99% | 26.05% | 25.95% | 26.17% | 29.81% | 29.26% | 28.79% | 27.75% | 25.62% | 24.1% | 20.26%
TSO | - | 31 | 34 | 35 | 2025 | Winter | Q, [MVAr] | 0 | 0 | 22.718 | 23.0368 | 23.2096 | 23.2263 | 23.4533 | 23.9381 | 23.4693 | 20.9287 | 20.8004 | 21.2933 | 21.2662 | 21.6101 | 21.0547 | 21.2821 | 21.7693 | 22.3014 | 23.5333 | 21.9077 | 22.186 | 22.6216 | 23.7758 | 23.591 | 23.7358 | 23.5355
TSO | - | 31 | 34 | 35 | 2025 | Winter | Q, [%] | 0 | 0 | 18.47% | 18.73% | 18.87% | 18.88% | 19.07% | 19.46% | 19.08% | 17.02% | 16.91% | 17.31% | 17.29% | 17.57% | 17.12% | 17.3% | 17.7% | 18.13% | 19.13% | 17.81% | 18.04% | 18.39% | 19.33% | 19.18% | 19.3% | 19.13%
TSO | - | 31 | 35 | 34 | 2025 | Winter | Q, [MVAr] | 0 | 0 | -22.8002 | -23.1256 | -23.3176 | -23.3385 | -23.5588 | -23.9811 | -23.4111 | -20.7588 | -20.6344 | -21.1441 | -21.1807 | -21.5127 | -20.9167 | -21.2062 | -21.7116 | -22.2375 | -23.4418 | -21.7419 | -22.0319 | -22.4752 | -23.6391 | -23.5116 | -23.6893 | -23.5737
TSO | - | 31 | 35 | 34 | 2025 | Winter | Q, [%] | 0 | 0 | 18.54% | 18.8% | 18.96% | 18.97% | 19.15% | 19.5% | 19.03% | 16.88% | 16.78% | 17.19% | 17.22% | 17.49% | 17.01% | 17.24% | 17.65% | 18.08% | 19.06% | 17.68% | 17.91% | 18.27% | 19.22% | 19.12% | 19.26% | 19.17%
TSO | - | 31 | 34 | 35 | 2025 | Winter | S, [MVA] | 0 | 0 | 32.3275 | 31.8972 | 30.9288 | 30.7103 | 31.0267 | 34.0722 | 38.8229 | 43.0428 | 42.9431 | 42.294 | 39.9766 | 40.3886 | 41.9151 | 39.5579 | 38.8546 | 39.0528 | 40.0008 | 42.868 | 42.4308 | 42.1607 | 41.7302 | 39.4855 | 38.083 | 34.3593
TSO | - | 31 | 34 | 35 | 2025 | Winter | S, [%] | 0 | 0 | 26.28% | 25.93% | 25.15% | 24.97% | 25.22% | 27.7% | 31.56% | 34.99% | 34.91% | 34.39% | 32.5% | 32.84% | 34.08% | 32.16% | 31.59% | 31.75% | 32.52% | 34.85% | 34.5% | 34.28% | 33.93% | 32.1% | 30.96% | 27.93%
TSO | - | 31 | 35 | 34 | 2025 | Winter | S, [MVA] | 0 | 0 | 32.3131 | 31.8928 | 30.9482 | 30.7351 | 31.045 | 34.022 | 38.6724 | 42.805 | 42.7082 | 42.0706 | 39.8016 | 40.2044 | 41.7002 | 39.3906 | 38.7024 | 38.8962 | 39.8224 | 42.6317 | 42.2029 | 41.9381 | 41.5146 | 39.3175 | 37.9443 | 34.302
TSO | - | 31 | 35 | 34 | 2025 | Winter | S, [%] | 0 | 0 | 26.27% | 25.93% | 25.16% | 24.99% | 25.24% | 27.66% | 31.44% | 34.8% | 34.72% | 34.2% | 32.36% | 32.69% | 33.9% | 32.02% | 31.47% | 31.62% | 32.38% | 34.66% | 34.31% | 34.1% | 33.75% | 31.97% | 30.85% | 27.89%
TSO | - | 32 | 35 | 36 | 2025 | Winter | P, [MW] | 0 | 0 | 3.358 | 3.2961 | 2.8898 | 2.8459 | 3.2865 | 4.8621 | 3.9266 | 8.1344 | 7.3561 | 5.757 | 6.1756 | 4.6403 | 7.379 | 5.2822 | 6.1669 | 6.4056 | 6.0001 | 7.5557 | 8.4149 | 8.2251 | 7.0545 | 6.5817 | 6.2684 | 3.4042
TSO | - | 32 | 35 | 36 | 2025 | Winter | P, [%] | 0 | 0 | 2.73% | 2.68% | 2.349% | 2.314% | 2.672% | 3.953% | 3.192% | 6.613% | 5.981% | 4.68% | 5.021% | 3.773% | 5.999% | 4.294% | 5.014% | 5.208% | 4.878% | 6.143% | 6.841% | 6.687% | 5.735% | 5.351% | 5.096% | 2.768%
TSO | - | 32 | 36 | 35 | 2025 | Winter | P, [MW] | 0 | 0 | -3.3234 | -3.263 | -2.8564 | -2.8124 | -3.252 | -4.825 | -3.885 | -8.0912 | -7.3136 | -5.7102 | -6.1315 | -4.5942 | -7.3313 | -5.2357 | -6.1217 | -6.3613 | -5.9524 | -7.5127 | -8.3696 | -8.1795 | -7.009 | -6.5372 | -6.2274 | -3.3659
TSO | - | 32 | 36 | 35 | 2025 | Winter | P, [%] | 0 | 0 | 2.702% | 2.653% | 2.322% | 2.287% | 2.644% | 3.923% | 3.159% | 6.578% | 5.946% | 4.642% | 4.985% | 3.735% | 5.96% | 4.257% | 4.977% | 5.172% | 4.839% | 6.108% | 6.805% | 6.65% | 5.698% | 5.315% | 5.063% | 2.737%
TSO | - | 32 | 35 | 36 | 2025 | Winter | Q, [MVAr] | 0 | 0 | 19.3511 | 18.8724 | 19.0644 | 19.0854 | 19.3056 | 19.7279 | 21.3051 | 20.5326 | 20.677 | 22.2566 | 21.4914 | 22.3588 | 22.0316 | 22.3204 | 21.7538 | 21.4618 | 22.3908 | 20.6957 | 20.9809 | 21.1559 | 21.5148 | 21.3874 | 20.4931 | 20.3774
TSO | - | 32 | 35 | 36 | 2025 | Winter | Q, [%] | 0 | 0 | 15.73% | 15.34% | 15.5% | 15.52% | 15.7% | 16.04% | 17.32% | 16.69% | 16.81% | 18.09% | 17.47% | 18.18% | 17.91% | 18.15% | 17.69% | 17.45% | 18.2% | 16.83% | 17.06% | 17.2% | 17.49% | 17.39% | 16.66% | 16.57%
TSO | - | 32 | 36 | 35 | 2025 | Winter | Q, [MVAr] | 0 | 0 | -19.6058 | -19.1313 | -19.3214 | -19.3422 | -19.5586 | -19.973 | -21.5389 | -20.7607 | -20.9077 | -22.4721 | -21.7171 | -22.5771 | -22.2441 | -22.5374 | -21.9757 | -21.6859 | -22.6015 | -20.924 | -21.2011 | -21.3748 | -21.7334 | -21.6089 | -20.7262 | -20.6191
TSO | - | 32 | 36 | 35 | 2025 | Winter | Q, [%] | 0 | 0 | 15.94% | 15.55% | 15.71% | 15.73% | 15.9% | 16.24% | 17.51% | 16.88% | 17% | 18.27% | 17.66% | 18.36% | 18.08% | 18.32% | 17.87% | 17.63% | 18.38% | 17.01% | 17.24% | 17.38% | 17.67% | 17.57% | 16.85% | 16.76%
TSO | - | 32 | 35 | 36 | 2025 | Winter | S, [MVA] | 0 | 0 | 19.6403 | 19.158 | 19.2822 | 19.2965 | 19.5834 | 20.3182 | 21.6639 | 22.0852 | 21.9466 | 22.9891 | 22.3611 | 22.8352 | 23.2344 | 22.9369 | 22.611 | 22.3974 | 23.1808 | 22.0318 | 22.6055 | 22.6985 | 22.6419 | 22.3772 | 21.4303 | 20.6598
TSO | - | 32 | 35 | 36 | 2025 | Winter | S, [%] | 0 | 0 | 15.97% | 15.58% | 15.68% | 15.69% | 15.92% | 16.52% | 17.61% | 17.96% | 17.84% | 18.69% | 18.18% | 18.57% | 18.89% | 18.65% | 18.38% | 18.21% | 18.85% | 17.91% | 18.38% | 18.45% | 18.41% | 18.19% | 17.42% | 16.8%
TSO | - | 32 | 36 | 35 | 2025 | Winter | S, [MVA] | 0 | 0 | 19.8855 | 19.4076 | 19.5314 | 19.5456 | 19.8272 | 20.5475 | 21.8864 | 22.2817 | 22.1499 | 23.1862 | 22.5661 | 23.0398 | 23.4211 | 23.1376 | 22.8124 | 22.5997 | 23.3722 | 22.2318 | 22.7934 | 22.8864 | 22.8356 | 22.5761 | 21.6415 | 20.892
TSO | - | 32 | 36 | 35 | 2025 | Winter | S, [%] | 0 | 0 | 16.17% | 15.78% | 15.88% | 15.89% | 16.12% | 16.71% | 17.79% | 18.12% | 18.01% | 18.85% | 18.35% | 18.73% | 19.04% | 18.81% | 18.55% | 18.37% | 19% | 18.07% | 18.53% | 18.61% | 18.57% | 18.35% | 17.59% | 16.99%
TSO | - | 33 | 42 | 72 | 2025 | Winter | P, [MW] | 0 | 0 | -16.5129 | -13.9221 | -11.7581 | -11.725 | -11.6187 | -19.2449 | -35.4849 | -35.2695 | -33.7311 | -29.9059 | -31.3792 | -34.7501 | -30.9784 | -31.7438 | -28.325 | -24.7757 | -22.8954 | -32.3643 | -29.5806 | -28.971 | -27.0385 | -23.8738 | -22.9303 | -20.2623
TSO | - | 33 | 42 | 72 | 2025 | Winter | P, [%] | 0 | 0 | 18.35% | 15.47% | 13.06% | 13.03% | 12.91% | 21.38% | 39.43% | 39.19% | 37.48% | 33.23% | 34.87% | 38.61% | 34.42% | 35.27% | 31.47% | 27.53% | 25.44% | 35.96% | 32.87% | 32.19% | 30.04% | 26.53% | 25.48% | 22.51%
TSO | - | 33 | 72 | 42 | 2025 | Winter | P, [MW] | 0 | 0 | 16.7888 | 14.2079 | 12.0321 | 11.9961 | 11.8966 | 19.6155 | 36.1585 | 35.8796 | 34.2589 | 30.3547 | 31.8569 | 35.3531 | 31.4655 | 32.2682 | 28.7623 | 25.1479 | 23.2609 | 32.8894 | 30.044 | 29.417 | 27.4584 | 24.2428 | 23.3054 | 20.6209
TSO | - | 33 | 72 | 42 | 2025 | Winter | P, [%] | 0 | 0 | 18.65% | 15.79% | 13.37% | 13.33% | 13.22% | 21.8% | 40.18% | 39.87% | 38.07% | 33.73% | 35.4% | 39.28% | 34.96% | 35.85% | 31.96% | 27.94% | 25.85% | 36.54% | 33.38% | 32.69% | 30.51% | 26.94% | 25.89% | 22.91%
TSO | - | 33 | 42 | 72 | 2025 | Winter | Q, [MVAr] | 0 | 0 | 17.9796 | 20.3602 | 21.0197 | 20.8985 | 21.2554 | 20.5232 | 16.1702 | 12.2063 | 9.1881 | 11.1513 | 10.8537 | 13.1291 | 12.167 | 13.4946 | 13.6084 | 14.8116 | 16.7195 | 12.3601 | 13.1443 | 12.9148 | 14.2663 | 15.5501 | 17.1107 | 19.0656
TSO | - | 33 | 42 | 72 | 2025 | Winter | Q, [%] | 0 | 0 | 19.98% | 22.62% | 23.36% | 23.22% | 23.62% | 22.8% | 17.97% | 13.56% | 10.21% | 12.39% | 12.06% | 14.59% | 13.52% | 14.99% | 15.12% | 16.46% | 18.58% | 13.73% | 14.6% | 14.35% | 15.85% | 17.28% | 19.01% | 21.18%
TSO | - | 33 | 72 | 42 | 2025 | Winter | Q, [MVAr] | 0 | 0 | -18.3432 | -20.6866 | -21.3677 | -21.2535 | -21.5921 | -20.6607 | -15.6903 | -11.8806 | -9.0595 | -11.1769 | -10.8322 | -12.821 | -12.1092 | -13.3514 | -13.6539 | -14.9931 | -16.8981 | -12.2234 | -13.1331 | -12.9398 | -14.3353 | -15.7212 | -17.26 | -19.2405
TSO | - | 33 | 72 | 42 | 2025 | Winter | Q, [%] | 0 | 0 | 20.38% | 22.99% | 23.74% | 23.61% | 23.99% | 22.96% | 17.43% | 13.2% | 10.07% | 12.42% | 12.04% | 14.25% | 13.45% | 14.83% | 15.17% | 16.66% | 18.78% | 13.58% | 14.59% | 14.38% | 15.93% | 17.47% | 19.18% | 21.38%
TSO | - | 33 | 42 | 72 | 2025 | Winter | S, [MVA] | 0 | 0 | 24.4119 | 24.665 | 24.0849 | 23.9629 | 24.2237 | 28.1348 | 38.9956 | 37.322 | 34.9601 | 31.9173 | 33.2032 | 37.1476 | 33.2821 | 34.4931 | 31.4244 | 28.8655 | 28.3503 | 34.6442 | 32.3695 | 31.7192 | 30.5713 | 28.4915 | 28.6108 | 27.8218
TSO | - | 33 | 42 | 72 | 2025 | Winter | S, [%] | 0 | 0 | 27.12% | 27.41% | 26.76% | 26.63% | 26.92% | 31.26% | 43.33% | 41.47% | 38.84% | 35.46% | 36.89% | 41.28% | 36.98% | 38.33% | 34.92% | 32.07% | 31.5% | 38.49% | 35.97% | 35.24% | 33.97% | 31.66% | 31.79% | 30.91%
TSO | - | 33 | 72 | 42 | 2025 | Winter | S, [MVA] | 0 | 0 | 24.8664 | 25.0958 | 24.5224 | 24.4053 | 24.6525 | 28.4891 | 39.4161 | 37.7954 | 35.4365 | 32.347 | 33.6481 | 37.6061 | 33.7151 | 34.9213 | 31.8386 | 29.2782 | 28.7509 | 35.0873 | 32.789 | 32.1371 | 30.9752 | 28.8941 | 29.0009 | 28.2032
TSO | - | 33 | 72 | 42 | 2025 | Winter | S, [%] | 0 | 0 | 27.63% | 27.88% | 27.25% | 27.12% | 27.39% | 31.65% | 43.8% | 41.99% | 39.37% | 35.94% | 37.39% | 41.78% | 37.46% | 38.8% | 35.38% | 32.53% | 31.95% | 38.99% | 36.43% | 35.71% | 34.42% | 32.1% | 32.22% | 31.34%
TSO | - | 34 | 72 | 103 | 2025 | Winter | P, [MW] | 0 | 0 | -1.0973 | -2.0726 | -2.0468 | -2.9396 | -2.1514 | -2.7604 | 0.74028 | 1.0964 | 4.0262 | 5.9437 | 5.1 | 5.0866 | 3.9674 | 3.7996 | 3.7175 | 1.3022 | -0.17477 | 1.7519 | 2.1909 | 1.1685 | -1.2621 | -1.0781 | -2.033 | -2.207
TSO | - | 34 | 72 | 103 | 2025 | Winter | P, [%] | 0 | 0 | 0.4461% | 0.8425% | 0.832% | 1.195% | 0.8745% | 1.122% | 0.3009% | 0.4457% | 1.637% | 2.416% | 2.073% | 2.068% | 1.613% | 1.545% | 1.511% | 0.5293% | 0.07105% | 0.7121% | 0.8906% | 0.475% | 0.5131% | 0.4382% | 0.8264% | 0.8972%
TSO | - | 34 | 103 | 72 | 2025 | Winter | P, [MW] | 0 | 0 | 1.1346 | 2.1206 | 2.0967 | 2.9915 | 2.204 | 2.8092 | -0.71896 | -1.0884 | -4.0213 | -5.9347 | -5.0923 | -5.0755 | -3.9581 | -3.7883 | -3.7039 | -1.2862 | 0.19689 | -1.7465 | -2.1855 | -1.163 | 1.2707 | 1.0916 | 2.0545 | 2.2362
TSO | - | 34 | 103 | 72 | 2025 | Winter | P, [%] | 0 | 0 | 0.4612% | 0.862% | 0.8523% | 1.216% | 0.896% | 1.142% | 0.2923% | 0.4424% | 1.635% | 2.412% | 2.07% | 2.063% | 1.609% | 1.54% | 1.506% | 0.5228% | 0.08004% | 0.71% | 0.8884% | 0.4728% | 0.5165% | 0.4437% | 0.8352% | 0.909%
TSO | - | 34 | 72 | 103 | 2025 | Winter | Q, [MVAr] | 0 | 0 | -19.4845 | -21.7248 | -22.0669 | -22.3877 | -22.6058 | -21.8385 | -15.2802 | -9.7229 | -6.6424 | -8.1704 | -7.9989 | -10.0774 | -9.5783 | -10.7067 | -11.7713 | -13.2076 | -15.3295 | -7.9102 | -7.7007 | -8.0746 | -9.8237 | -12.0963 | -14.9217 | -17.1455
TSO | - | 34 | 72 | 103 | 2025 | Winter | Q, [%] | 0 | 0 | 7.921% | 8.831% | 8.97% | 9.101% | 9.189% | 8.877% | 6.211% | 3.952% | 2.7% | 3.321% | 3.252% | 4.097% | 3.894% | 4.352% | 4.785% | 5.369% | 6.231% | 3.216% | 3.13% | 3.282% | 3.993% | 4.917% | 6.066% | 6.97%
TSO | - | 34 | 103 | 72 | 2025 | Winter | Q, [MVAr] | 0 | 0 | 18.2001 | 20.5039 | 20.8613 | 21.1875 | 21.414 | 20.6192 | 13.8747 | 8.2488 | 5.1338 | 6.711 | 6.5087 | 8.6133 | 8.1176 | 9.2581 | 10.3383 | 11.7973 | 13.9692 | 6.4283 | 6.2377 | 6.6152 | 8.3967 | 10.7046 | 13.5714 | 15.8409
TSO | - | 34 | 103 | 72 | 2025 | Winter | Q, [%] | 0 | 0 | 7.398% | 8.335% | 8.48% | 8.613% | 8.705% | 8.382% | 5.64% | 3.353% | 2.087% | 2.728% | 2.646% | 3.501% | 3.3% | 3.763% | 4.203% | 4.796% | 5.679% | 2.613% | 2.536% | 2.689% | 3.413% | 4.351% | 5.517% | 6.439%
TSO | - | 34 | 72 | 103 | 2025 | Winter | S, [MVA] | 0 | 0 | 19.5153 | 21.8235 | 22.1616 | 22.5799 | 22.7079 | 22.0123 | 15.2982 | 9.7845 | 7.7674 | 10.1036 | 9.4864 | 11.2884 | 10.3674 | 11.3609 | 12.3443 | 13.2717 | 15.3305 | 8.1019 | 8.0063 | 8.1587 | 9.9044 | 12.1442 | 15.0595 | 17.2869
TSO | - | 34 | 72 | 103 | 2025 | Winter | S, [%] | 0 | 0 | 7.933% | 8.871% | 9.009% | 9.179% | 9.231% | 8.948% | 6.219% | 3.977% | 3.157% | 4.107% | 3.856% | 4.589% | 4.214% | 4.618% | 5.018% | 5.395% | 6.232% | 3.293% | 3.255% | 3.317% | 4.026% | 4.937% | 6.122% | 7.027%
TSO | - | 34 | 103 | 72 | 2025 | Winter | S, [MVA] | 0 | 0 | 18.2355 | 20.6133 | 20.9664 | 21.3976 | 21.5272 | 20.8096 | 13.8933 | 8.3203 | 6.5212 | 8.9586 | 8.264 | 9.9975 | 9.0311 | 10.0032 | 10.9817 | 11.8672 | 13.9706 | 6.6613 | 6.6095 | 6.7166 | 8.4923 | 10.7601 | 13.7261 | 15.998
TSO | - | 34 | 103 | 72 | 2025 | Winter | S, [%] | 0 | 0 | 7.413% | 8.379% | 8.523% | 8.698% | 8.751% | 8.459% | 5.648% | 3.382% | 2.651% | 3.642% | 3.359% | 4.064% | 3.671% | 4.066% | 4.464% | 4.824% | 5.679% | 2.708% | 2.687% | 2.73% | 3.452% | 4.374% | 5.58% | 6.503%
TSO | - | 36 | 1 | 2 | 2025 | Winter | P, [MW] | 0 | 0 | 21.6276 | 20.4904 | 19.2414 | 18.9722 | 18.6635 | 19.9458 | 23.8684 | 26.2936 | 28.5485 | 29.0671 | 28.0774 | 28.2981 | 28.5065 | 28.5731 | 27.0822 | 26.3187 | 26.8355 | 30.3832 | 29.7024 | 28.8712 | 28.677 | 26.5981 | 25.2191 | 23.5969
TSO | - | 36 | 1 | 2 | 2025 | Winter | P, [%] | 0 | 0 | 54.07% | 51.23% | 48.1% | 47.43% | 46.66% | 49.86% | 59.67% | 65.73% | 71.37% | 72.67% | 70.19% | 70.75% | 71.27% | 71.43% | 67.71% | 65.8% | 67.09% | 75.96% | 74.26% | 72.18% | 71.69% | 66.5% | 63.05% | 58.99%
TSO | - | 36 | 2 | 1 | 2025 | Winter | P, [MW] | 0 | 0 | -21.5743 | -20.4421 | -19.1985 | -18.9304 | -18.6229 | -19.9001 | -23.8043 | -26.2168 | -28.4581 | -28.9734 | -27.99 | -28.2093 | -28.4164 | -28.4826 | -27.0007 | -26.2415 | -26.7554 | -30.2808 | -29.6045 | -28.7787 | -28.5856 | -26.5192 | -25.1477 | -23.5341
TSO | - | 36 | 2 | 1 | 2025 | Winter | P, [%] | 0 | 0 | 53.94% | 51.11% | 48% | 47.33% | 46.56% | 49.75% | 59.51% | 65.54% | 71.15% | 72.43% | 69.98% | 70.52% | 71.04% | 71.21% | 67.5% | 65.6% | 66.89% | 75.7% | 74.01% | 71.95% | 71.46% | 66.3% | 62.87% | 58.84%
TSO | - | 36 | 1 | 2 | 2025 | Winter | Q, [MVAr] | 0 | 0 | -1.8877 | -2.3399 | -2.7866 | -2.7912 | -2.9676 | -2.3577 | -0.86432 | 1.143 | 2.3486 | 2.7303 | 2.1266 | 2.2911 | 2.1972 | 2.2057 | 1.1988 | 0.5313 | 0.81433 | 2.5047 | 2.1287 | 1.7703 | 1.1802 | 0.3507 | -0.55433 | -1.144
TSO | - | 36 | 1 | 2 | 2025 | Winter | Q, [%] | 0 | 0 | 4.719% | 5.85% | 6.966% | 6.978% | 7.419% | 5.894% | 2.161% | 2.858% | 5.872% | 6.826% | 5.316% | 5.728% | 5.493% | 5.514% | 2.997% | 1.328% | 2.036% | 6.262% | 5.322% | 4.426% | 2.951% | 0.8767% | 1.386% | 2.86%
TSO | - | 36 | 2 | 1 | 2025 | Winter | Q, [MVAr] | 0 | 0 | 3.4681 | 3.7701 | 4.0611 | 4.0311 | 4.1731 | 3.7141 | 2.7651 | 1.1361 | 0.33211 | 0.048088 | 0.46711 | 0.34309 | 0.4761 | 0.48009 | 1.2191 | 1.7581 | 1.5631 | 0.53109 | 0.77408 | 0.97408 | 1.5321 | 1.9901 | 2.6711 | 3.0071
TSO | - | 36 | 2 | 1 | 2025 | Winter | Q, [%] | 0 | 0 | 8.67% | 9.425% | 10.15% | 10.08% | 10.43% | 9.285% | 6.913% | 2.84% | 0.8303% | 0.1202% | 1.168% | 0.8577% | 1.19% | 1.2% | 3.048% | 4.395% | 3.908% | 1.328% | 1.935% | 2.435% | 3.83% | 4.975% | 6.678% | 7.518%
TSO | - | 36 | 1 | 2 | 2025 | Winter | S, [MVA] | 0 | 0 | 21.7098 | 20.6235 | 19.4422 | 19.1765 | 18.898 | 20.0847 | 23.884 | 26.3184 | 28.6449 | 29.1951 | 28.1579 | 28.3907 | 28.591 | 28.6581 | 27.1087 | 26.3241 | 26.8479 | 30.4862 | 29.7786 | 28.9255 | 28.7013 | 26.6004 | 25.2252 | 23.6246
TSO | - | 36 | 1 | 2 | 2025 | Winter | S, [%] | 0 | 0 | 54.27% | 51.56% | 48.61% | 47.94% | 47.24% | 50.21% | 59.71% | 65.8% | 71.61% | 72.99% | 70.39% | 70.98% | 71.48% | 71.65% | 67.77% | 65.81% | 67.12% | 76.22% | 74.45% | 72.31% | 71.75% | 66.5% | 63.06% | 59.06%
TSO | - | 36 | 2 | 1 | 2025 | Winter | S, [MVA] | 0 | 0 | 21.8513 | 20.7869 | 19.6233 | 19.3549 | 19.0847 | 20.2437 | 23.9644 | 26.2414 | 28.46 | 28.9735 | 27.9939 | 28.2114 | 28.4203 | 28.4866 | 27.0282 | 26.3003 | 26.801 | 30.2855 | 29.6147 | 28.7952 | 28.6266 | 26.5937 | 25.2892 | 23.7255
TSO | - | 36 | 2 | 1 | 2025 | Winter | S, [%] | 0 | 0 | 54.63% | 51.97% | 49.06% | 48.39% | 47.71% | 50.61% | 59.91% | 65.6% | 71.15% | 72.43% | 69.98% | 70.53% | 71.05% | 71.22% | 67.57% | 65.75% | 67% | 75.71% | 74.04% | 71.99% | 71.57% | 66.48% | 63.22% | 59.31%
TSO | - | 38 | 8 | 72 | 2025 | Winter | P, [MW] | 0 | 0 | 52.1424 | 39.7506 | 35.8654 | 34.9815 | 35.5144 | 42.7723 | 69.0101 | 80.2029 | 86.2381 | 88.2639 | 84.107 | 82.2173 | 79.5307 | 81.8125 | 76.8409 | 71.4079 | 68.7314 | 89.9568 | 85.1368 | 84.9483 | 81.007 | 74.4301 | 67.8036 | 61.4705
TSO | - | 38 | 8 | 72 | 2025 | Winter | P, [%] | 0 | 0 | 17.38% | 13.25% | 11.96% | 11.66% | 11.84% | 14.26% | 23% | 26.73% | 28.75% | 29.42% | 28.04% | 27.41% | 26.51% | 27.27% | 25.61% | 23.8% | 22.91% | 29.99% | 28.38% | 28.32% | 27% | 24.81% | 22.6% | 20.49%
TSO | - | 38 | 72 | 8 | 2025 | Winter | P, [MW] | 0 | 0 | -52.1124 | -39.7262 | -35.8426 | -34.9588 | -35.4912 | -42.7457 | -68.9659 | -80.1491 | -86.1793 | -88.2002 | -84.0512 | -82.162 | -79.4782 | -81.7568 | -76.7913 | -71.3635 | -68.687 | -89.8906 | -85.0765 | -84.8881 | -80.9497 | -74.3798 | -67.7599 | -61.4308
TSO | - | 38 | 72 | 8 | 2025 | Winter | P, [%] | 0 | 0 | 17.37% | 13.24% | 11.95% | 11.65% | 11.83% | 14.25% | 22.99% | 26.72% | 28.73% | 29.4% | 28.02% | 27.39% | 26.49% | 27.25% | 25.6% | 23.79% | 22.9% | 29.96% | 28.36% | 28.3% | 26.98% | 24.79% | 22.59% | 20.48%
TSO | - | 38 | 8 | 72 | 2025 | Winter | Q, [MVAr] | 0 | 0 | -29.4558 | -35.5077 | -36.7248 | -37.4578 | -37.6008 | -35.6807 | -27.9015 | -21.2514 | -15.8055 | -18.1683 | -13.7454 | -18.4045 | -19.1496 | -19.5479 | -18.9502 | -21.1427 | -26.1161 | -19.7592 | -19.5327 | -19.6979 | -23.178 | -24.4911 | -25.9782 | -30.3744
TSO | - | 38 | 8 | 72 | 2025 | Winter | Q, [%] | 0 | 0 | 9.819% | 11.84% | 12.24% | 12.49% | 12.53% | 11.89% | 9.3% | 7.084% | 5.268% | 6.056% | 4.582% | 6.135% | 6.383% | 6.516% | 6.317% | 7.048% | 8.705% | 6.586% | 6.511% | 6.566% | 7.726% | 8.164% | 8.659% | 10.12%
TSO | - | 38 | 72 | 8 | 2025 | Winter | Q, [MVAr] | 0 | 0 | 30.7338 | 36.5452 | 37.6944 | 38.4241 | 38.5892 | 36.8129 | 29.7812 | 23.5367 | 18.3049 | 20.8766 | 16.1185 | 20.7545 | 21.3808 | 21.9167 | 21.0583 | 23.0322 | 28.0035 | 22.5735 | 22.0964 | 22.259 | 25.6133 | 26.6279 | 27.8348 | 32.0596
TSO | - | 38 | 72 | 8 | 2025 | Winter | Q, [%] | 0 | 0 | 10.24% | 12.18% | 12.56% | 12.81% | 12.86% | 12.27% | 9.927% | 7.846% | 6.102% | 6.959% | 5.373% | 6.918% | 7.127% | 7.306% | 7.019% | 7.677% | 9.335% | 7.524% | 7.365% | 7.42% | 8.538% | 8.876% | 9.278% | 10.69%
TSO | - | 38 | 8 | 72 | 2025 | Winter | S, [MVA] | 0 | 0 | 59.8872 | 53.3002 | 51.3326 | 51.2522 | 51.7213 | 55.7008 | 74.4371 | 82.9707 | 87.6745 | 90.1144 | 85.2228 | 84.252 | 81.8036 | 84.1154 | 79.1431 | 74.4722 | 73.5259 | 92.1013 | 87.3488 | 87.2022 | 84.2576 | 78.3559 | 72.6098 | 68.5655
TSO | - | 38 | 8 | 72 | 2025 | Winter | S, [%] | 0 | 0 | 19.96% | 17.77% | 17.11% | 17.08% | 17.24% | 18.57% | 24.81% | 27.66% | 29.22% | 30.04% | 28.41% | 28.08% | 27.27% | 28.04% | 26.38% | 24.82% | 24.51% | 30.7% | 29.12% | 29.07% | 28.09% | 26.12% | 24.2% | 22.86%
TSO | - | 38 | 72 | 8 | 2025 | Winter | S, [MVA] | 0 | 0 | 60.5001 | 53.9789 | 52.015 | 51.9473 | 52.4285 | 56.4126 | 75.1213 | 83.5336 | 88.1019 | 90.6372 | 85.5827 | 84.7428 | 82.3038 | 84.6434 | 79.6264 | 74.9882 | 74.1762 | 92.6816 | 87.8992 | 87.7579 | 84.9052 | 79.0025 | 73.2542 | 69.2933
TSO | - | 38 | 72 | 8 | 2025 | Winter | S, [%] | 0 | 0 | 20.17% | 17.99% | 17.34% | 17.32% | 17.48% | 18.8% | 25.04% | 27.84% | 29.37% | 30.21% | 28.53% | 28.25% | 27.43% | 28.21% | 26.54% | 25% | 24.73% | 30.89% | 29.3% | 29.25% | 28.3% | 26.33% | 24.42% | 23.1%
TSO | - | 41 | 11 | 12 | 2025 | Winter | P, [MW] | 0 | 0 | 190.0535 | 169.8036 | 158.976 | 154.2225 | 147.77 | 162.7893 | 225.9431 | 247.1073 | 266.5169 | 265.9925 | 276.7586 | 284.4029 | 273.4557 | 275.2024 | 258.229 | 247.7189 | 249.6866 | 301.6092 | 293.9505 | 291.1583 | 291.0436 | 271.1817 | 254.4787 | 225.9763
TSO | - | 41 | 11 | 12 | 2025 | Winter | P, [%] | 0 | 0 | 31.68% | 28.3% | 26.5% | 25.7% | 24.63% | 27.13% | 37.66% | 41.18% | 44.42% | 44.33% | 46.13% | 47.4% | 45.58% | 45.87% | 43.04% | 41.29% | 41.61% | 50.27% | 48.99% | 48.53% | 48.51% | 45.2% | 42.41% | 37.66%
TSO | - | 41 | 12 | 11 | 2025 | Winter | P, [MW] | 0 | 0 | -189.9233 | -169.6956 | -158.8805 | -154.1321 | -147.6862 | -162.69 | -225.7713 | -246.9063 | -266.2869 | -265.7574 | -276.5081 | -284.1359 | -273.2066 | -274.9499 | -258.0054 | -247.5115 | -249.4715 | -301.3079 | -293.6604 | -290.8728 | -290.7551 | -270.9286 | -254.2534 | -225.7957
TSO | - | 41 | 12 | 11 | 2025 | Winter | P, [%] | 0 | 0 | 31.65% | 28.28% | 26.48% | 25.69% | 24.61% | 27.11% | 37.63% | 41.15% | 44.38% | 44.29% | 46.08% | 47.36% | 45.53% | 45.82% | 43% | 41.25% | 41.58% | 50.22% | 48.94% | 48.48% | 48.46% | 45.15% | 42.38% | 37.63%
TSO | - | 41 | 11 | 12 | 2025 | Winter | Q, [MVAr] | 0 | 0 | -23.1182 | -29.8197 | -28.9202 | -30.5443 | -31.2545 | -29.4527 | -5.2542 | 12.5023 | 20.9166 | 28.049 | 32.8076 | 32.4535 | 35.1208 | 30.0401 | 27.4693 | 16.9724 | 15.473 | 40.6795 | 40.9602 | 41.9479 | 32.4055 | 18.7633 | 9.4057 | 1.7568
TSO | - | 41 | 11 | 12 | 2025 | Winter | Q, [%] | 0 | 0 | 3.853% | 4.97% | 4.82% | 5.091% | 5.209% | 4.909% | 0.8757% | 2.084% | 3.486% | 4.675% | 5.468% | 5.409% | 5.853% | 5.007% | 4.578% | 2.829% | 2.579% | 6.78% | 6.827% | 6.991% | 5.401% | 3.127% | 1.568% | 0.2928%
TSO | - | 41 | 12 | 11 | 2025 | Winter | Q, [MVAr] | 0 | 0 | 30.8997 | 36.2761 | 34.6276 | 35.9463 | 36.2621 | 35.3906 | 15.5228 | -0.48594 | -7.1672 | -13.9958 | -17.8363 | -16.4951 | -20.2363 | -14.948 | -14.105 | -4.5759 | -2.6152 | -22.6705 | -23.6197 | -24.8824 | -15.1618 | -3.6294 | 4.0647 | 9.0368
TSO | - | 41 | 12 | 11 | 2025 | Winter | Q, [%] | 0 | 0 | 5.15% | 6.046% | 5.771% | 5.991% | 6.044% | 5.898% | 2.587% | 0.08099% | 1.195% | 2.333% | 2.973% | 2.749% | 3.373% | 2.491% | 2.351% | 0.7626% | 0.4359% | 3.778% | 3.937% | 4.147% | 2.527% | 0.6049% | 0.6774% | 1.506%
TSO | - | 41 | 11 | 12 | 2025 | Winter | S, [MVA] | 0 | 0 | 191.4544 | 172.4021 | 161.5851 | 157.2181 | 151.0391 | 165.4323 | 226.0041 | 247.4234 | 267.3365 | 267.4673 | 278.6963 | 286.2486 | 275.7018 | 276.8371 | 259.6859 | 248.2996 | 250.1656 | 304.3402 | 296.7905 | 294.1646 | 292.8421 | 271.8301 | 254.6525 | 225.9831
TSO | - | 41 | 11 | 12 | 2025 | Winter | S, [%] | 0 | 0 | 31.91% | 28.73% | 26.93% | 26.2% | 25.17% | 27.57% | 37.67% | 41.24% | 44.56% | 44.58% | 46.45% | 47.71% | 45.95% | 46.14% | 43.28% | 41.38% | 41.69% | 50.72% | 49.47% | 49.03% | 48.81% | 45.31% | 42.44% | 37.66%
TSO | - | 41 | 12 | 11 | 2025 | Winter | S, [MVA] | 0 | 0 | 192.4205 | 173.5297 | 162.6103 | 158.2683 | 152.0728 | 166.4948 | 226.3043 | 246.9067 | 266.3833 | 266.1257 | 277.0828 | 284.6143 | 273.9551 | 275.356 | 258.3907 | 247.5538 | 249.4852 | 302.1596 | 294.6087 | 291.9351 | 291.1502 | 270.9529 | 254.2859 | 225.9765
TSO | - | 41 | 12 | 11 | 2025 | Winter | S, [%] | 0 | 0 | 32.07% | 28.92% | 27.1% | 26.38% | 25.35% | 27.75% | 37.72% | 41.15% | 44.4% | 44.35% | 46.18% | 47.44% | 45.66% | 45.89% | 43.07% | 41.26% | 41.58% | 50.36% | 49.1% | 48.66% | 48.53% | 45.16% | 42.38% | 37.66%
TSO | - | 44 | 13 | 14 | 2025 | Winter | P, [MW] | 0 | 0 | 32.3997 | 33.4959 | 32.0921 | 30.6242 | 28.8012 | 30.0748 | 37.7546 | 34.3751 | 36.9675 | 36.9738 | 42.1988 | 47.5368 | 43.5405 | 43.9233 | 40.9488 | 39.2894 | 41.0639 | 44.4286 | 44.7025 | 43.3609 | 44.7515 | 42.9954 | 42.2975 | 37.985
TSO | - | 44 | 13 | 14 | 2025 | Winter | P, [%] | 0 | 0 | 8.1% | 8.374% | 8.023% | 7.656% | 7.2% | 7.519% | 9.439% | 8.594% | 9.242% | 9.243% | 10.55% | 11.88% | 10.89% | 10.98% | 10.24% | 9.822% | 10.27% | 11.11% | 11.18% | 10.84% | 11.19% | 10.75% | 10.57% | 9.496%
TSO | - | 44 | 14 | 13 | 2025 | Winter | P, [MW] | 0 | 0 | -32.395 | -33.4908 | -32.0875 | -30.6199 | -28.7975 | -30.0707 | -37.7481 | -34.3698 | -36.9613 | -36.9677 | -42.1908 | -47.5266 | -43.532 | -43.9146 | -40.9412 | -39.2825 | -41.0563 | -44.4197 | -44.6936 | -43.3525 | -44.7424 | -42.987 | -42.2895 | -37.9785
TSO | - | 44 | 14 | 13 | 2025 | Winter | P, [%] | 0 | 0 | 8.099% | 8.373% | 8.022% | 7.655% | 7.199% | 7.518% | 9.437% | 8.592% | 9.24% | 9.242% | 10.55% | 11.88% | 10.88% | 10.98% | 10.24% | 9.821% | 10.26% | 11.1% | 11.17% | 10.84% | 11.19% | 10.75% | 10.57% | 9.495%
TSO | - | 44 | 13 | 14 | 2025 | Winter | Q, [MVAr] | 0 | 0 | -0.37201 | -0.38461 | -0.36848 | -0.3516 | -0.33067 | -0.34533 | -0.43367 | -0.39471 | -0.42449 | -0.42457 | -0.48457 | -0.54588 | -0.49998 | -0.50438 | -0.47022 | -0.45115 | -0.47152 | -0.51017 | -0.51331 | -0.4979 | -0.51387 | -0.4937 | -0.48569 | -0.43616
TSO | - | 44 | 13 | 14 | 2025 | Winter | Q, [%] | 0 | 0 | 0.093% | 0.09615% | 0.09212% | 0.0879% | 0.08267% | 0.08633% | 0.1084% | 0.09868% | 0.1061% | 0.1061% | 0.1211% | 0.1365% | 0.125% | 0.1261% | 0.1176% | 0.1128% | 0.1179% | 0.1275% | 0.1283% | 0.1245% | 0.1285% | 0.1234% | 0.1214% | 0.109%
TSO | - | 44 | 14 | 13 | 2025 | Winter | Q, [MVAr] | 0 | 0 | 0.78333 | 0.82425 | 0.77201 | 0.71903 | 0.65561 | 0.69968 | 0.99231 | 0.85779 | 0.96011 | 0.96038 | 1.1826 | 1.4318 | 1.2431 | 1.2606 | 1.1275 | 1.0562 | 1.1325 | 1.284 | 1.2967 | 1.235 | 1.299 | 1.2184 | 1.187 | 1.0017
TSO | - | 44 | 14 | 13 | 2025 | Winter | Q, [%] | 0 | 0 | 0.1958% | 0.2061% | 0.193% | 0.1798% | 0.1639% | 0.1749% | 0.2481% | 0.2144% | 0.24% | 0.2401% | 0.2956% | 0.3579% | 0.3108% | 0.3152% | 0.2819% | 0.264% | 0.2831% | 0.321% | 0.3242% | 0.3087% | 0.3247% | 0.3046% | 0.2967% | 0.2504%
TSO | - | 44 | 13 | 14 | 2025 | Winter | S, [MVA] | 0 | 0 | 32.4018 | 33.4981 | 32.0942 | 30.6262 | 28.8031 | 30.0768 | 37.7571 | 34.3774 | 36.9699 | 36.9762 | 42.2016 | 47.5399 | 43.5434 | 43.9262 | 40.9515 | 39.292 | 41.0666 | 44.4316 | 44.7055 | 43.3638 | 44.7544 | 42.9982 | 42.3003 | 37.9875
TSO | - | 44 | 13 | 14 | 2025 | Winter | S, [%] | 0 | 0 | 8.1% | 8.375% | 8.024% | 7.657% | 7.201% | 7.519% | 9.439% | 8.594% | 9.242% | 9.244% | 10.55% | 11.88% | 10.89% | 10.98% | 10.24% | 9.823% | 10.27% | 11.11% | 11.18% | 10.84% | 11.19% | 10.75% | 10.58% | 9.497%
TSO | - | 44 | 14 | 13 | 2025 | Winter | S, [MVA] | 0 | 0 | 32.4045 | 33.501 | 32.0968 | 30.6284 | 28.805 | 30.0789 | 37.7612 | 34.3805 | 36.9738 | 36.9801 | 42.2074 | 47.5481 | 43.5497 | 43.9327 | 40.9567 | 39.2967 | 41.0719 | 44.4383 | 44.7124 | 43.37 | 44.7613 | 43.0043 | 42.3061 | 37.9917
TSO | - | 44 | 14 | 13 | 2025 | Winter | S, [%] | 0 | 0 | 8.101% | 8.375% | 8.024% | 7.657% | 7.201% | 7.52% | 9.44% | 8.595% | 9.243% | 9.245% | 10.55% | 11.89% | 10.89% | 10.98% | 10.24% | 9.824% | 10.27% | 11.11% | 11.18% | 10.84% | 11.19% | 10.75% | 10.58% | 9.498%
TSO | - | 45 | 13 | 15 | 2025 | Winter | P, [MW] | 0 | 0 | 126.087 | 109.73 | 101.7552 | 97.6989 | 96.4976 | 107.026 | 166.337 | 171.3614 | 187.4079 | 192.8644 | 196.7513 | 205.866 | 190.7014 | 196.3922 | 182.7817 | 168.3319 | 164.5956 | 203.4167 | 194.8562 | 190.7441 | 184.3463 | 172.0407 | 161.0673 | 146.6627
TSO | - | 45 | 13 | 15 | 2025 | Winter | P, [%] | 0 | 0 | 21.01% | 18.29% | 16.96% | 16.28% | 16.08% | 17.84% | 27.72% | 28.56% | 31.23% | 32.14% | 32.79% | 34.31% | 31.78% | 32.73% | 30.46% | 28.06% | 27.43% | 33.9% | 32.48% | 31.79% | 30.72% | 28.67% | 26.84% | 24.44%
TSO | - | 45 | 15 | 13 | 2025 | Winter | P, [MW] | 0 | 0 | -126.0365 | -109.686 | -101.7149 | -97.6608 | -96.4599 | -106.984 | -166.2638 | -171.2879 | -187.3224 | -192.7719 | -196.6566 | -205.7611 | -190.6107 | -196.2955 | -182.6969 | -168.2579 | -164.5224 | -203.3141 | -194.7608 | -190.6523 | -184.2585 | -171.9622 | -160.9953 | -146.5996
TSO | - | 45 | 15 | 13 | 2025 | Winter | P, [%] | 0 | 0 | 21.01% | 18.28% | 16.95% | 16.28% | 16.08% | 17.83% | 27.71% | 28.55% | 31.22% | 32.13% | 32.78% | 34.29% | 31.77% | 32.72% | 30.45% | 28.04% | 27.42% | 33.89% | 32.46% | 31.78% | 30.71% | 28.66% | 26.83% | 24.43%
TSO | - | 45 | 13 | 15 | 2025 | Winter | Q, [MVAr] | 0 | 0 | -54.1415 | -63.3118 | -65.0165 | -65.331 | -65.4208 | -62.3231 | -33.9766 | -16.1387 | -3.3775 | -2.8964 | -3.0031 | -7.9428 | -9.1008 | -10.9465 | -16.4698 | -25.1087 | -31.6017 | -6.9175 | -7.3363 | -10.0596 | -17.4248 | -24.5349 | -36.5665 | -44.8502
TSO | - | 45 | 13 | 15 | 2025 | Winter | Q, [%] | 0 | 0 | 9.024% | 10.55% | 10.84% | 10.89% | 10.9% | 10.39% | 5.663% | 2.69% | 0.5629% | 0.4827% | 0.5005% | 1.324% | 1.517% | 1.824% | 2.745% | 4.185% | 5.267% | 1.153% | 1.223% | 1.677% | 2.904% | 4.089% | 6.094% | 7.475%
TSO | - | 45 | 15 | 13 | 2025 | Winter | Q, [MVAr] | 0 | 0 | 57.996 | 66.6729 | 68.0921 | 68.2411 | 68.2962 | 65.529 | 39.5611 | 21.753 | 9.9035 | 9.9562 | 10.2311 | 15.9492 | 16.0251 | 18.323 | 22.9411 | 30.7512 | 37.192 | 14.7462 | 14.6128 | 17.0648 | 24.1228 | 30.524 | 42.0583 | 49.6668
TSO | - | 45 | 15 | 13 | 2025 | Winter | Q, [%] | 0 | 0 | 9.666% | 11.11% | 11.35% | 11.37% | 11.38% | 10.92% | 6.594% | 3.626% | 1.651% | 1.659% | 1.705% | 2.658% | 2.671% | 3.054% | 3.824% | 5.125% | 6.199% | 2.458% | 2.435% | 2.844% | 4.02% | 5.087% | 7.01% | 8.278%
TSO | - | 45 | 13 | 15 | 2025 | Winter | S, [MVA] | 0 | 0 | 137.2197 | 126.6849 | 120.7529 | 117.5297 | 116.5833 | 123.8497 | 169.7716 | 172.1197 | 187.4384 | 192.8862 | 196.7743 | 206.0192 | 190.9185 | 196.697 | 183.5222 | 170.1942 | 167.6019 | 203.5343 | 194.9943 | 191.0092 | 185.168 | 173.7813 | 165.1659 | 153.3672
TSO | - | 45 | 13 | 15 | 2025 | Winter | S, [%] | 0 | 0 | 22.87% | 21.11% | 20.13% | 19.59% | 19.43% | 20.64% | 28.3% | 28.69% | 31.24% | 32.15% | 32.8% | 34.34% | 31.82% | 32.78% | 30.59% | 28.37% | 27.93% | 33.92% | 32.5% | 31.83% | 30.86% | 28.96% | 27.53% | 25.56%
TSO | - | 45 | 15 | 13 | 2025 | Winter | S, [MVA] | 0 | 0 | 138.7398 | 128.36 | 122.4028 | 119.1406 | 118.19 | 125.4576 | 170.9056 | 172.6636 | 187.584 | 193.0288 | 196.9225 | 206.3783 | 191.2831 | 197.1488 | 184.1316 | 171.0449 | 168.6738 | 203.8482 | 195.3083 | 191.4145 | 185.8309 | 174.6502 | 166.3983 | 154.7845
TSO | - | 45 | 15 | 13 | 2025 | Winter | S, [%] | 0 | 0 | 23.12% | 21.39% | 20.4% | 19.86% | 19.7% | 20.91% | 28.48% | 28.78% | 31.26% | 32.17% | 32.82% | 34.4% | 31.88% | 32.86% | 30.69% | 28.51% | 28.11% | 33.97% | 32.55% | 31.9% | 30.97% | 29.11% | 27.73% | 25.8%
TSO | - | 47 | 19 | 20 | 2025 | Winter | P, [MW] | 0 | 0 | 4.282 | 4.2978 | 4.2467 | 4.1687 | 4.5338 | 4.2127 | 4.3382 | 3.3753 | 2.89 | 2.5571 | 3.0215 | 3.438 | 3.8021 | 4.2104 | 4.1113 | 3.6132 | 3.5902 | 3.9685 | 3.9394 | 3.794 | 3.9034 | 4.383 | 4.4432 | 4.1322
TSO | - | 47 | 19 | 20 | 2025 | Winter | P, [%] | 0 | 0 | 21.41% | 21.49% | 21.23% | 20.84% | 22.67% | 21.06% | 21.69% | 16.88% | 14.45% | 12.79% | 15.11% | 17.19% | 19.01% | 21.05% | 20.56% | 18.07% | 17.95% | 19.84% | 19.7% | 18.97% | 19.52% | 21.91% | 22.22% | 20.66%
TSO | - | 47 | 20 | 19 | 2025 | Winter | P, [MW] | 0 | 0 | -4.2768 | -4.2926 | -4.2416 | -4.1638 | -4.5281 | -4.2078 | -4.3329 | -3.3721 | -2.8877 | -2.5553 | -3.019 | -3.4346 | -3.7978 | -4.2052 | -4.1065 | -3.6095 | -3.5866 | -3.9638 | -3.9348 | -3.7897 | -3.8991 | -4.3776 | -4.4377 | -4.1274
TSO | - | 47 | 20 | 19 | 2025 | Winter | P, [%] | 0 | 0 | 21.38% | 21.46% | 21.21% | 20.82% | 22.64% | 21.04% | 21.66% | 16.86% | 14.44% | 12.78% | 15.09% | 17.17% | 18.99% | 21.03% | 20.53% | 18.05% | 17.93% | 19.82% | 19.67% | 18.95% | 19.5% | 21.89% | 22.19% | 20.64%
TSO | - | 47 | 19 | 20 | 2025 | Winter | Q, [MVAr] | 0 | 0 | -0.073087 | -0.07206 | -0.073583 | -0.076187 | -0.055768 | -0.068308 | -0.070895 | -0.10479 | -0.11869 | -0.12696 | -0.11515 | -0.66857 | -0.84511 | -0.83018 | -0.079671 | -0.097228 | -0.29251 | -0.86103 | -0.86207 | -0.86721 | -0.10921 | -0.091087 | -0.088661 | -0.10068
TSO | - | 47 | 19 | 20 | 2025 | Winter | Q, [%] | 0 | 0 | 0.3654% | 0.3603% | 0.3679% | 0.3809% | 0.2788% | 0.3415% | 0.3545% | 0.524% | 0.5934% | 0.6348% | 0.5757% | 3.343% | 4.226% | 4.151% | 0.3984% | 0.4861% | 1.463% | 4.305% | 4.31% | 4.336% | 0.5461% | 0.4554% | 0.4433% | 0.5034%
TSO | - | 47 | 20 | 19 | 2025 | Winter | Q, [MVAr] | 0 | 0 | 0.15695 | 0.15655 | 0.15608 | 0.1557 | 0.14977 | 0.1495 | 0.15697 | 0.15697 | 0.15698 | 0.15697 | 0.15699 | 0.72498 | 0.91498 | 0.91498 | 0.15699 | 0.15699 | 0.35197 | 0.93698 | 0.93698 | 0.93698 | 0.17897 | 0.17897 | 0.17897 | 0.17883
TSO | - | 47 | 20 | 19 | 2025 | Winter | Q, [%] | 0 | 0 | 0.7847% | 0.7828% | 0.7804% | 0.7785% | 0.7488% | 0.7475% | 0.7848% | 0.7848% | 0.7849% | 0.7849% | 0.785% | 3.625% | 4.575% | 4.575% | 0.785% | 0.785% | 1.76% | 4.685% | 4.685% | 4.685% | 0.8948% | 0.8949% | 0.8949% | 0.8942%
TSO | - | 47 | 19 | 20 | 2025 | Winter | S, [MVA] | 0 | 0 | 4.2826 | 4.2984 | 4.2473 | 4.1694 | 4.5342 | 4.2133 | 4.3388 | 3.3769 | 2.8925 | 2.5603 | 3.0237 | 3.5024 | 3.8949 | 4.2915 | 4.112 | 3.6145 | 3.6021 | 4.0608 | 4.0327 | 3.8918 | 3.905 | 4.3839 | 4.4441 | 4.1334
TSO | - | 47 | 19 | 20 | 2025 | Winter | S, [%] | 0 | 0 | 21.41% | 21.49% | 21.24% | 20.85% | 22.67% | 21.07% | 21.69% | 16.88% | 14.46% | 12.8% | 15.12% | 17.51% | 19.47% | 21.46% | 20.56% | 18.07% | 18.01% | 20.3% | 20.16% | 19.46% | 19.52% | 21.92% | 22.22% | 20.67%
TSO | - | 47 | 20 | 19 | 2025 | Winter | S, [MVA] | 0 | 0 | 4.2797 | 4.2955 | 4.2445 | 4.1667 | 4.5306 | 4.2104 | 4.3358 | 3.3758 | 2.8919 | 2.5601 | 3.0231 | 3.5102 | 3.9065 | 4.3036 | 4.1095 | 3.6129 | 3.6038 | 4.0731 | 4.0449 | 3.9038 | 3.9033 | 4.3812 | 4.4413 | 4.1313
TSO | - | 47 | 20 | 19 | 2025 | Winter | S, [%] | 0 | 0 | 21.4% | 21.48% | 21.22% | 20.83% | 22.65% | 21.05% | 21.68% | 16.88% | 14.46% | 12.8% | 15.12% | 17.55% | 19.53% | 21.52% | 20.55% | 18.06% | 18.02% | 20.37% | 20.22% | 19.52% | 19.52% | 21.91% | 22.21% | 20.66%
TSO | - | 48 | 19 | 21 | 2025 | Winter | P, [MW] | 0 | 0 | 7.3101 | 6.9018 | 6.4311 | 6.3293 | 6.1295 | 6.6165 | 9.852 | 11.0477 | 11.7509 | 11.8682 | 11.2565 | 11.7949 | 11.9498 | 11.9864 | 10.7537 | 10.0827 | 10.4197 | 12.4008 | 11.6103 | 11.3589 | 11.202 | 10.3286 | 9.3582 | 8.4469
TSO | - | 48 | 19 | 21 | 2025 | Winter | P, [%] | 0 | 0 | 36.55% | 34.51% | 32.16% | 31.65% | 30.65% | 33.08% | 49.26% | 55.24% | 58.75% | 59.34% | 56.28% | 58.97% | 59.75% | 59.93% | 53.77% | 50.41% | 52.1% | 62% | 58.05% | 56.79% | 56.01% | 51.64% | 46.79% | 42.23%
TSO | - | 48 | 21 | 19 | 2025 | Winter | P, [MW] | 0 | 0 | -7.2944 | -6.8877 | -6.4188 | -6.3173 | -6.1182 | -6.6035 | -9.8245 | -11.0137 | -11.7124 | -11.8289 | -11.2211 | -11.7561 | -11.91 | -11.9464 | -10.7214 | -10.0541 | -10.3892 | -12.3577 | -11.5725 | -11.3227 | -11.1668 | -10.2986 | -9.333 | -8.4263
TSO | - | 48 | 21 | 19 | 2025 | Winter | P, [%] | 0 | 0 | 36.47% | 34.44% | 32.09% | 31.59% | 30.59% | 33.02% | 49.12% | 55.07% | 58.56% | 59.14% | 56.11% | 58.78% | 59.55% | 59.73% | 53.61% | 50.27% | 51.95% | 61.79% | 57.86% | 56.61% | 55.83% | 51.49% | 46.67% | 42.13%
TSO | - | 48 | 19 | 21 | 2025 | Winter | Q, [MVAr] | 0 | 0 | -1.3761 | -1.4028 | -1.4316 | -1.4371 | -1.4431 | -1.4139 | -0.77687 | 0.30078 | 0.56512 | 0.57803 | 0.51213 | 0.56994 | 0.58708 | 0.59116 | 0.2659 | -0.38117 | -0.34893 | -0.13839 | -0.22674 | -0.25364 | -0.27011 | -0.35775 | -1.1951 | -1.2706
TSO | - | 48 | 19 | 21 | 2025 | Winter | Q, [%] | 0 | 0 | 6.881% | 7.014% | 7.158% | 7.186% | 7.216% | 7.069% | 3.884% | 1.504% | 2.826% | 2.89% | 2.561% | 2.85% | 2.935% | 2.956% | 1.329% | 1.906% | 1.745% | 0.692% | 1.134% | 1.268% | 1.351% | 1.789% | 5.975% | 6.353%
TSO | - | 48 | 21 | 19 | 2025 | Winter | Q, [MVAr] | 0 | 0 | 1.6389 | 1.6385 | 1.6379 | 1.6374 | 1.6317 | 1.6315 | 1.238 | 0.26997 | 0.079982 | 0.079973 | 0.079992 | 0.079982 | 0.079984 | 0.079981 | 0.27499 | 0.85999 | 0.85997 | 0.85998 | 0.85998 | 0.85998 | 0.85997 | 0.85997 | 1.617 | 1.6168
TSO | - | 48 | 21 | 19 | 2025 | Winter | Q, [%] | 0 | 0 | 8.195% | 8.193% | 8.19% | 8.187% | 8.159% | 8.157% | 6.19% | 1.35% | 0.3999% | 0.3999% | 0.4% | 0.3999% | 0.3999% | 0.3999% | 1.375% | 4.3% | 4.3% | 4.3% | 4.3% | 4.3% | 4.3% | 4.3% | 8.085% | 8.084%
TSO | - | 48 | 19 | 21 | 2025 | Winter | S, [MVA] | 0 | 0 | 7.4385 | 7.0429 | 6.5885 | 6.4904 | 6.2971 | 6.7658 | 9.8826 | 11.0518 | 11.7645 | 11.8822 | 11.2681 | 11.8086 | 11.9643 | 12.001 | 10.757 | 10.0899 | 10.4256 | 12.4015 | 11.6126 | 11.3617 | 11.2053 | 10.3348 | 9.4342 | 8.542
TSO | - | 48 | 19 | 21 | 2025 | Winter | S, [%] | 0 | 0 | 37.19% | 35.21% | 32.94% | 32.45% | 31.49% | 33.83% | 49.41% | 55.26% | 58.82% | 59.41% | 56.34% | 59.04% | 59.82% | 60.01% | 53.78% | 50.45% | 52.13% | 62.01% | 58.06% | 56.81% | 56.03% | 51.67% | 47.17% | 42.71%
TSO | - | 48 | 21 | 19 | 2025 | Winter | S, [MVA] | 0 | 0 | 7.4763 | 7.0799 | 6.6245 | 6.5261 | 6.3321 | 6.802 | 9.9022 | 11.017 | 11.7127 | 11.8291 | 11.2214 | 11.7563 | 11.9103 | 11.9466 | 10.7249 | 10.0908 | 10.4248 | 12.3876 | 11.6044 | 11.3553 | 11.1999 | 10.3345 | 9.4721 | 8.58
TSO | - | 48 | 21 | 19 | 2025 | Winter | S, [%] | 0 | 0 | 37.38% | 35.4% | 33.12% | 32.63% | 31.66% | 34.01% | 49.51% | 55.08% | 58.56% | 59.15% | 56.11% | 58.78% | 59.55% | 59.73% | 53.62% | 50.45% | 52.12% | 61.94% | 58.02% | 56.78% | 56% | 51.67% | 47.36% | 42.9%
TSO | - | 50 | 29 | 30 | 2025 | Winter | P, [MW] | 0 | 0 | 11.838 | 11.2495 | 11.0985 | 11.0371 | 10.9424 | 11.3959 | 14.6794 | 15.3515 | 15.8889 | 15.4486 | 15.3491 | 16.1577 | 16.0629 | 16.3387 | 15.7242 | 15.4432 | 15.1461 | 15.8907 | 15.2948 | 14.6858 | 14.9206 | 13.8689 | 12.8542 | 12.5076
TSO | - | 50 | 29 | 30 | 2025 | Winter | P, [%] | 0 | 0 | 53.81% | 51.13% | 50.45% | 50.17% | 49.74% | 51.8% | 66.72% | 69.78% | 72.22% | 70.22% | 69.77% | 73.44% | 73.01% | 74.27% | 71.47% | 70.2% | 68.85% | 72.23% | 69.52% | 66.75% | 67.82% | 63.04% | 58.43% | 56.85%
TSO | - | 50 | 30 | 29 | 2025 | Winter | P, [MW] | 0 | 0 | -11.8078 | -11.222 | -11.0717 | -11.0106 | -10.9164 | -11.3679 | -14.6339 | -15.3017 | -15.8354 | -15.3982 | -15.2993 | -16.1025 | -16.0082 | -16.2821 | -15.672 | -15.3929 | -15.0977 | -15.8375 | -15.2454 | -14.6403 | -14.8736 | -13.8283 | -12.8189 | -12.4741
TSO | - | 50 | 30 | 29 | 2025 | Winter | P, [%] | 0 | 0 | 53.67% | 51.01% | 50.33% | 50.05% | 49.62% | 51.67% | 66.52% | 69.55% | 71.98% | 69.99% | 69.54% | 73.19% | 72.76% | 74.01% | 71.24% | 69.97% | 68.63% | 71.99% | 69.3% | 66.55% | 67.61% | 62.86% | 58.27% | 56.7%
TSO | - | 50 | 29 | 30 | 2025 | Winter | Q, [MVAr] | 0 | 0 | -1.0259 | -1.3243 | -1.3823 | -1.3705 | -1.2822 | -1.0115 | 0.69948 | 1.6125 | 2.0993 | 1.6174 | 1.7006 | 2.1882 | 2.3183 | 2.348 | 1.6086 | 1.3196 | 1.2851 | 1.4247 | 0.94547 | 0.4312 | 0.83337 | 0.2899 | -0.7252 | -0.82467
TSO | - | 50 | 29 | 30 | 2025 | Winter | Q, [%] | 0 | 0 | 4.663% | 6.02% | 6.283% | 6.23% | 5.828% | 4.598% | 3.179% | 7.329% | 9.542% | 7.352% | 7.73% | 9.946% | 10.54% | 10.67% | 7.312% | 5.998% | 5.841% | 6.476% | 4.298% | 1.96% | 3.788% | 1.318% | 3.296% | 3.749%
TSO | - | 50 | 30 | 29 | 2025 | Winter | Q, [MVAr] | 0 | 0 | 1.6499 | 1.8929 | 1.9369 | 1.9189 | 1.8199 | 1.5899 | 0.24092 | -0.58306 | -0.99407 | -0.57507 | -0.67107 | -1.0451 | -1.1871 | -1.1781 | -0.52907 | -0.27907 | -0.28408 | -0.32307 | 0.074918 | 0.51091 | 0.13792 | 0.55091 | 1.4559 | 1.5179
TSO | - | 50 | 30 | 29 | 2025 | Winter | Q, [%] | 0 | 0 | 7.5% | 8.604% | 8.804% | 8.722% | 8.272% | 7.227% | 1.095% | 2.65% | 4.519% | 2.614% | 3.05% | 4.75% | 5.396% | 5.355% | 2.405% | 1.269% | 1.291% | 1.468% | 0.3405% | 2.322% | 0.6269% | 2.504% | 6.618% | 6.9%
TSO | - | 50 | 29 | 30 | 2025 | Winter | S, [MVA] | 0 | 0 | 11.8824 | 11.3272 | 11.1842 | 11.1219 | 11.0173 | 11.4407 | 14.696 | 15.4359 | 16.0269 | 15.533 | 15.443 | 16.3052 | 16.2294 | 16.5066 | 15.8062 | 15.4994 | 15.2005 | 15.9545 | 15.324 | 14.6921 | 14.9439 | 13.872 | 12.8746 | 12.5348
TSO | - | 50 | 29 | 30 | 2025 | Winter | S, [%] | 0 | 0 | 54.01% | 51.49% | 50.84% | 50.55% | 50.08% | 52% | 66.8% | 70.16% | 72.85% | 70.6% | 70.2% | 74.11% | 73.77% | 75.03% | 71.85% | 70.45% | 69.09% | 72.52% | 69.65% | 66.78% | 67.93% | 63.05% | 58.52% | 56.98%
TSO | - | 50 | 30 | 29 | 2025 | Winter | S, [MVA] | 0 | 0 | 11.9225 | 11.3806 | 11.2398 | 11.1765 | 11.0671 | 11.4786 | 14.6359 | 15.3128 | 15.8666 | 15.4089 | 15.314 | 16.1363 | 16.0522 | 16.3247 | 15.6809 | 15.3954 | 15.1003 | 15.8408 | 15.2456 | 14.6492 | 14.8743 | 13.8393 | 12.9013 | 12.5661
TSO | - | 50 | 30 | 29 | 2025 | Winter | S, [%] | 0 | 0 | 54.19% | 51.73% | 51.09% | 50.8% | 50.3% | 52.18% | 66.53% | 69.6% | 72.12% | 70.04% | 69.61% | 73.35% | 72.96% | 74.2% | 71.28% | 69.98% | 68.64% | 72% | 69.3% | 66.59% | 67.61% | 62.91% | 58.64% | 57.12%
TSO | - | 1 | 1 | 5 | 2025 | Winter | P, [MW] | 0 | 1 | 1.0586 | 1.6385 | 1.7255 | 2.0753 | 1.989 | 11.3985 | 2.2286 | 4.4826 | 0.21394 | -2.3856 | -5.3618 | -8.2061 | -4.3605 | -6.6317 | -3.6499 | -3.0376 | -1.2955 | -4.367 | -3.0907 | -1.7482 | -0.45558 | 0.84721 | 1.9091 | 0.69473
TSO | - | 1 | 1 | 5 | 2025 | Winter | P, [%] | 0 | 1 | 0.8606% | 1.332% | 1.403% | 1.687% | 1.617% | 9.267% | 1.812% | 3.644% | 0.1739% | 1.94% | 4.359% | 6.672% | 3.545% | 5.392% | 2.967% | 2.47% | 1.053% | 3.55% | 2.513% | 1.421% | 0.3704% | 0.6888% | 1.552% | 0.5648%
TSO | - | 1 | 5 | 1 | 2025 | Winter | P, [MW] | 0 | 1 | -0.98034 | -1.5462 | -1.635 | -1.986 | -1.8941 | -11.2576 | -2.1425 | -4.4181 | -0.1764 | 2.4388 | 5.4059 | 8.2808 | 4.4185 | 6.7061 | 3.7116 | 3.0987 | 1.3665 | 4.4146 | 3.1417 | 1.8002 | 0.51797 | -0.77697 | -1.8309 | -0.6057
TSO | - | 1 | 5 | 1 | 2025 | Winter | P, [%] | 0 | 1 | 0.797% | 1.257% | 1.329% | 1.615% | 1.54% | 9.153% | 1.742% | 3.592% | 0.1434% | 1.983% | 4.395% | 6.732% | 3.592% | 5.452% | 3.018% | 2.519% | 1.111% | 3.589% | 2.554% | 1.464% | 0.4211% | 0.6317% | 1.488% | 0.4924%
TSO | - | 1 | 1 | 5 | 2025 | Winter | Q, [MVAr] | 0 | 1 | 15.8204 | 17.1663 | 16.9806 | 16.8241 | 17.3781 | 18.2489 | 16.5773 | 13.7033 | 10.8441 | 12.7791 | 10.5895 | 13.2731 | 12.9198 | 14.0486 | 13.5901 | 13.6605 | 15.0298 | 11.5015 | 12.3499 | 12.7299 | 14.1002 | 14.9704 | 15.7346 | 16.9186
TSO | - | 1 | 1 | 5 | 2025 | Winter | Q, [%] | 0 | 1 | 12.86% | 13.96% | 13.81% | 13.68% | 14.13% | 14.84% | 13.48% | 11.14% | 8.816% | 10.39% | 8.609% | 10.79% | 10.5% | 11.42% | 11.05% | 11.11% | 12.22% | 9.351% | 10.04% | 10.35% | 11.46% | 12.17% | 12.79% | 13.75%
TSO | - | 1 | 5 | 1 | 2025 | Winter | Q, [MVAr] | 0 | 1 | -16.6912 | -17.9844 | -17.8044 | -17.6521 | -18.1851 | -18.8949 | -17.4281 | -14.6291 | -11.8692 | -13.7457 | -11.5943 | -14.1688 | -13.8706 | -14.9434 | -14.5295 | -14.6001 | -15.9273 | -12.4896 | -13.3232 | -13.6994 | -15.0296 | -15.8698 | -16.6041 | -17.7487
TSO | - | 1 | 5 | 1 | 2025 | Winter | Q, [%] | 0 | 1 | 13.57% | 14.62% | 14.48% | 14.35% | 14.78% | 15.36% | 14.17% | 11.89% | 9.65% | 11.18% | 9.426% | 11.52% | 11.28% | 12.15% | 11.81% | 11.87% | 12.95% | 10.15% | 10.83% | 11.14% | 12.22% | 12.9% | 13.5% | 14.43%
TSO | - | 1 | 1 | 5 | 2025 | Winter | S, [MVA] | 0 | 1 | 15.8558 | 17.2443 | 17.0681 | 16.9516 | 17.4915 | 21.5162 | 16.7264 | 14.4178 | 10.8462 | 12.9998 | 11.8696 | 15.605 | 13.6358 | 15.5352 | 14.0717 | 13.9941 | 15.0855 | 12.3027 | 12.7307 | 12.8494 | 14.1076 | 14.9943 | 15.85 | 16.9328
TSO | - | 1 | 1 | 5 | 2025 | Winter | S, [%] | 0 | 1 | 12.89% | 14.02% | 13.88% | 13.78% | 14.22% | 17.49% | 13.6% | 11.72% | 8.818% | 10.57% | 9.65% | 12.69% | 11.09% | 12.63% | 11.44% | 11.38% | 12.26% | 10% | 10.35% | 10.45% | 11.47% | 12.19% | 12.89% | 13.77%
TSO | - | 1 | 5 | 1 | 2025 | Winter | S, [MVA] | 0 | 1 | 16.7199 | 18.0507 | 17.8794 | 17.7635 | 18.2835 | 21.9943 | 17.5593 | 15.2817 | 11.8705 | 13.9604 | 12.7927 | 16.4111 | 14.5573 | 16.3792 | 14.996 | 14.9253 | 15.9858 | 13.2468 | 13.6886 | 13.8171 | 15.0385 | 15.8888 | 16.7047 | 17.759
TSO | - | 1 | 5 | 1 | 2025 | Winter | S, [%] | 0 | 1 | 13.59% | 14.68% | 14.54% | 14.44% | 14.86% | 17.88% | 14.28% | 12.42% | 9.651% | 11.35% | 10.4% | 13.34% | 11.84% | 13.32% | 12.19% | 12.13% | 13% | 10.77% | 11.13% | 11.23% | 12.23% | 12.92% | 13.58% | 14.44%
TSO | - | 2 | 1 | 19 | 2025 | Winter | P, [MW] | 0 | 1 | 24.5528 | 23.38 | 22.6208 | 22.2038 | 22.117 | 22.3884 | 34.8428 | 35.341 | 34.6395 | 27.1681 | 34.1179 | 36.4243 | 37.0442 | 36.9453 | 33.7268 | 32.4368 | 26.771 | 35.7145 | 33.8539 | 32.7036 | 28.5823 | 27.5159 | 27.5977 | 26.0527
TSO | - | 2 | 1 | 19 | 2025 | Winter | P, [%] | 0 | 1 | 19.96% | 19.01% | 18.39% | 18.05% | 17.98% | 18.2% | 28.33% | 28.73% | 28.16% | 22.09% | 27.74% | 29.61% | 30.12% | 30.04% | 27.42% | 26.37% | 21.77% | 29.04% | 27.52% | 26.59% | 23.24% | 22.37% | 22.44% | 21.18%
TSO | - | 2 | 19 | 1 | 2025 | Winter | P, [MW] | 0 | 1 | -24.4315 | -23.269 | -22.5165 | -22.1032 | -22.0168 | -22.2857 | -34.5992 | -35.0891 | -34.3916 | -27.017 | -33.8724 | -36.1561 | -36.7671 | -36.6702 | -33.4947 | -32.2229 | -26.6262 | -35.4559 | -33.6222 | -32.4872 | -28.4172 | -27.3628 | -27.4441 | -25.9153
TSO | - | 2 | 19 | 1 | 2025 | Winter | P, [%] | 0 | 1 | 19.86% | 18.92% | 18.31% | 17.97% | 17.9% | 18.12% | 28.13% | 28.53% | 27.96% | 21.97% | 27.54% | 29.4% | 29.89% | 29.81% | 27.23% | 26.2% | 21.65% | 28.83% | 27.34% | 26.41% | 23.1% | 22.25% | 22.31% | 21.07%
TSO | - | 2 | 1 | 19 | 2025 | Winter | Q, [MVAr] | 0 | 1 | -0.37591 | -2.234 | -2.5981 | -2.6656 | -3.0141 | -3.0111 | 1.7766 | 2.7863 | 6.0827 | 3.6421 | 7.6963 | 3.2726 | 2.9853 | 2.5795 | 4.4333 | 3.6654 | 1.3134 | 3.5795 | 2.6796 | 2.7386 | 1.7819 | 1.5476 | 0.60676 | -1.9715
TSO | - | 2 | 1 | 19 | 2025 | Winter | Q, [%] | 0 | 1 | 0.3056% | 1.816% | 2.112% | 2.167% | 2.45% | 2.448% | 1.444% | 2.265% | 4.945% | 2.961% | 6.257% | 2.661% | 2.427% | 2.097% | 3.604% | 2.98% | 1.068% | 2.91% | 2.179% | 2.227% | 1.449% | 1.258% | 0.4933% | 1.603%
TSO | - | 2 | 19 | 1 | 2025 | Winter | Q, [MVAr] | 0 | 1 | -0.0089063 | 1.8148 | 2.1561 | 2.2108 | 2.5586 | 2.5639 | -1.7469 | -2.7266 | -6.0364 | -3.9262 | -7.6576 | -3.1566 | -2.8384 | -2.4401 | -4.4411 | -3.735 | -1.6171 | -3.4955 | -2.6871 | -2.799 | -2.0167 | -1.8225 | -0.87934 | 1.6429
TSO | - | 2 | 19 | 1 | 2025 | Winter | Q, [%] | 0 | 1 | 0.007241% | 1.475% | 1.753% | 1.797% | 2.08% | 2.084% | 1.42% | 2.217% | 4.908% | 3.192% | 6.226% | 2.566% | 2.308% | 1.984% | 3.611% | 3.037% | 1.315% | 2.842% | 2.185% | 2.276% | 1.64% | 1.482% | 0.7149% | 1.336%
TSO | - | 2 | 1 | 19 | 2025 | Winter | S, [MVA] | 0 | 1 | 24.5557 | 23.4865 | 22.7695 | 22.3632 | 22.3214 | 22.59 | 34.8881 | 35.4507 | 35.1695 | 27.4112 | 34.9752 | 36.571 | 37.1643 | 37.0352 | 34.0169 | 32.6432 | 26.8032 | 35.8934 | 33.9598 | 32.8181 | 28.6378 | 27.5594 | 27.6044 | 26.1272
TSO | - | 2 | 1 | 19 | 2025 | Winter | S, [%] | 0 | 1 | 19.96% | 19.09% | 18.51% | 18.18% | 18.15% | 18.37% | 28.36% | 28.82% | 28.59% | 22.29% | 28.44% | 29.73% | 30.21% | 30.11% | 27.66% | 26.54% | 21.79% | 29.18% | 27.61% | 26.68% | 23.28% | 22.41% | 22.44% | 21.24%
TSO | - | 2 | 19 | 1 | 2025 | Winter | S, [MVA] | 0 | 1 | 24.4315 | 23.3397 | 22.6195 | 22.2135 | 22.165 | 22.4327 | 34.6433 | 35.1949 | 34.9173 | 27.3008 | 34.7272 | 36.2936 | 36.8765 | 36.7513 | 33.7878 | 32.4386 | 26.6753 | 35.6277 | 33.7294 | 32.6076 | 28.4886 | 27.4234 | 27.4582 | 25.9673
TSO | - | 2 | 19 | 1 | 2025 | Winter | S, [%] | 0 | 1 | 19.86% | 18.98% | 18.39% | 18.06% | 18.02% | 18.24% | 28.17% | 28.61% | 28.39% | 22.2% | 28.23% | 29.51% | 29.98% | 29.88% | 27.47% | 26.37% | 21.69% | 28.97% | 27.42% | 26.51% | 23.16% | 22.3% | 22.32% | 21.11%
TSO | - | 3 | 1 | 29 | 2025 | Winter | P, [MW] | 0 | 1 | -24.2485 | -23.2293 | -22.3526 | -22.1048 | -22.1065 | -26.5047 | -26.7285 | -32.4188 | -31.9861 | -30.4072 | -29.9664 | -28.1604 | -31.6024 | -28.9551 | -28.7761 | -29.0935 | -28.3822 | -31.6275 | -32.0341 | -32.0753 | -30.8676 | -29.9938 | -29.0931 | -25.2645
TSO | - | 3 | 1 | 29 | 2025 | Winter | P, [%] | 0 | 1 | 19.71% | 18.89% | 18.17% | 17.97% | 17.97% | 21.55% | 21.73% | 26.36% | 26% | 24.72% | 24.36% | 22.89% | 25.69% | 23.54% | 23.4% | 23.65% | 23.07% | 25.71% | 26.04% | 26.08% | 25.1% | 24.39% | 23.65% | 20.54%
TSO | - | 3 | 29 | 1 | 2025 | Winter | P, [MW] | 0 | 1 | 24.4136 | 23.3878 | 22.5048 | 22.2548 | 22.2581 | 26.6961 | 26.9219 | 32.6567 | 32.2179 | 30.6355 | 30.1863 | 28.3679 | 31.8401 | 29.1695 | 28.9866 | 29.3074 | 28.5976 | 31.8621 | 32.2768 | 32.3215 | 31.105 | 30.224 | 29.3131 | 25.4475
TSO | - | 3 | 29 | 1 | 2025 | Winter | P, [%] | 0 | 1 | 19.85% | 19.01% | 18.3% | 18.09% | 18.1% | 21.7% | 21.89% | 26.55% | 26.19% | 24.91% | 24.54% | 23.06% | 25.89% | 23.72% | 23.57% | 23.83% | 23.25% | 25.9% | 26.24% | 26.28% | 25.29% | 24.57% | 23.83% | 20.69%
TSO | - | 3 | 1 | 29 | 2025 | Winter | Q, [MVAr] | 0 | 1 | -19.0665 | -19.2849 | -19.3858 | -19.3415 | -19.5723 | -19.8608 | -20.1747 | -17.9402 | -17.822 | -19.8111 | -19.38 | -20.1914 | -19.3034 | -20.0161 | -19.7459 | -19.7351 | -20.8155 | -18.7861 | -19.2784 | -19.7406 | -20.3192 | -20.5639 | -20.4278 | -20.3375
TSO | - | 3 | 1 | 29 | 2025 | Winter | Q, [%] | 0 | 1 | 15.5% | 15.68% | 15.76% | 15.72% | 15.91% | 16.15% | 16.4% | 14.59% | 14.49% | 16.11% | 15.76% | 16.42% | 15.69% | 16.27% | 16.05% | 16.04% | 16.92% | 15.27% | 15.67% | 16.05% | 16.52% | 16.72% | 16.61% | 16.53%
TSO | - | 3 | 29 | 1 | 2025 | Winter | Q, [MVAr] | 0 | 1 | 18.9198 | 19.117 | 19.1962 | 19.144 | 19.3814 | 19.8083 | 20.1213 | 18.0434 | 17.9027 | 19.881 | 19.4185 | 20.1882 | 19.4062 | 20.0371 | 19.7523 | 19.7541 | 20.8431 | 18.8783 | 19.3996 | 19.8735 | 20.423 | 20.6432 | 20.4731 | 20.2546
TSO | - | 3 | 29 | 1 | 2025 | Winter | Q, [%] | 0 | 1 | 15.38% | 15.54% | 15.61% | 15.56% | 15.76% | 16.1% | 16.36% | 14.67% | 14.56% | 16.16% | 15.79% | 16.41% | 15.78% | 16.29% | 16.06% | 16.06% | 16.95% | 15.35% | 15.77% | 16.16% | 16.6% | 16.78% | 16.64% | 16.47%
TSO | - | 3 | 1 | 29 | 2025 | Winter | S, [MVA] | 0 | 1 | 30.8467 | 30.1912 | 29.588 | 29.372 | 29.5258 | 33.1203 | 33.4878 | 37.0517 | 36.6161 | 36.2916 | 35.6871 | 34.6511 | 37.0315 | 35.2 | 34.8994 | 35.1555 | 35.1971 | 36.7861 | 37.3877 | 37.6632 | 36.955 | 36.3662 | 35.5486 | 32.4331
TSO | - | 3 | 1 | 29 | 2025 | Winter | S, [%] | 0 | 1 | 25.08% | 24.55% | 24.06% | 23.88% | 24% | 26.93% | 27.23% | 30.12% | 29.77% | 29.51% | 29.01% | 28.17% | 30.11% | 28.62% | 28.37% | 28.58% | 28.62% | 29.91% | 30.4% | 30.62% | 30.04% | 29.57% | 28.9% | 26.37%
TSO | - | 3 | 29 | 1 | 2025 | Winter | S, [MVA] | 0 | 1 | 30.8866 | 30.2067 | 29.5797 | 29.3559 | 29.5138 | 33.2423 | 33.6104 | 37.3099 | 36.8579 | 36.521 | 35.8928 | 34.8181 | 37.288 | 35.3885 | 35.0767 | 35.3433 | 35.3872 | 37.0349 | 37.6581 | 37.9425 | 37.2105 | 36.601 | 35.7548 | 32.5242
TSO | - | 3 | 29 | 1 | 2025 | Winter | S, [%] | 0 | 1 | 25.11% | 24.56% | 24.05% | 23.87% | 23.99% | 27.03% | 27.33% | 30.33% | 29.97% | 29.69% | 29.18% | 28.31% | 30.32% | 28.77% | 28.52% | 28.73% | 28.77% | 30.11% | 30.62% | 30.85% | 30.25% | 29.76% | 29.07% | 26.44%
TSO | - | 4 | 1 | 36 | 2025 | Winter | P, [MW] | 0 | 1 | -42.8344 | -40.933 | -40.2824 | -40.0008 | -39.5053 | -44.4857 | -43.4122 | -47.9291 | -47.3057 | -45.3776 | -45.869 | -43.9462 | -47.3109 | -45.5608 | -45.8367 | -46.1211 | -45.243 | -47.0804 | -48.1556 | -47.4283 | -46.7313 | -46.0792 | -45.8155 | -43.0416
TSO | - | 4 | 1 | 36 | 2025 | Winter | P, [%] | 0 | 1 | 34.82% | 33.28% | 32.75% | 32.52% | 32.12% | 36.17% | 35.29% | 38.97% | 38.46% | 36.89% | 37.29% | 35.73% | 38.46% | 37.04% | 37.27% | 37.5% | 36.78% | 38.28% | 39.15% | 38.56% | 37.99% | 37.46% | 37.25% | 34.99%
TSO | - | 4 | 36 | 1 | 2025 | Winter | P, [MW] | 0 | 1 | 43.1298 | 41.205 | 40.5459 | 40.2605 | 39.7598 | 44.8059 | 43.7179 | 48.2957 | 47.6613 | 45.7134 | 46.2094 | 44.2644 | 47.6736 | 45.9016 | 46.1786 | 46.4664 | 45.5794 | 47.4361 | 48.5284 | 47.7902 | 47.0849 | 46.4251 | 46.1561 | 43.3438
TSO | - | 4 | 36 | 1 | 2025 | Winter | P, [%] | 0 | 1 | 35.06% | 33.5% | 32.96% | 32.73% | 32.33% | 36.43% | 35.54% | 39.26% | 38.75% | 37.17% | 37.57% | 35.99% | 38.76% | 37.32% | 37.54% | 37.78% | 37.06% | 38.57% | 39.45% | 38.85% | 38.28% | 37.74% | 37.53% | 35.24%
TSO | - | 4 | 1 | 36 | 2025 | Winter | Q, [MVAr] | 0 | 1 | -9.2012 | -9.3805 | -9.2012 | -9.0943 | -9.3334 | -9.6503 | -10.8172 | -9.9365 | -9.5341 | -11.5513 | -11.2393 | -12.2613 | -11.4354 | -12.3275 | -11.6797 | -11.3694 | -11.8895 | -10.2884 | -10.5817 | -10.53 | -10.8421 | -11.1749 | -10.5854 | -10.3743
TSO | - | 4 | 1 | 36 | 2025 | Winter | Q, [%] | 0 | 1 | 7.481% | 7.626% | 7.481% | 7.394% | 7.588% | 7.846% | 8.794% | 8.078% | 7.751% | 9.391% | 9.138% | 9.969% | 9.297% | 10.02% | 9.496% | 9.243% | 9.666% | 8.365% | 8.603% | 8.561% | 8.815% | 9.085% | 8.606% | 8.434%
TSO | - | 4 | 36 | 1 | 2025 | Winter | Q, [MVAr] | 0 | 1 | 9.6091 | 9.7086 | 9.4997 | 9.3795 | 9.6009 | 10.1473 | 11.2562 | 10.5892 | 10.1472 | 12.0965 | 11.7987 | 12.7445 | 12.0746 | 12.8899 | 12.2452 | 11.9473 | 12.4398 | 10.9034 | 11.2574 | 11.1671 | 11.4517 | 11.7582 | 11.1515 | 10.8074
TSO | - | 4 | 36 | 1 | 2025 | Winter | Q, [%] | 0 | 1 | 7.812% | 7.893% | 7.723% | 7.626% | 7.806% | 8.25% | 9.151% | 8.609% | 8.25% | 9.835% | 9.592% | 10.36% | 9.817% | 10.48% | 9.955% | 9.713% | 10.11% | 8.865% | 9.152% | 9.079% | 9.31% | 9.56% | 9.066% | 8.786%
TSO | - | 4 | 1 | 36 | 2025 | Winter | S, [MVA] | 0 | 1 | 43.8115 | 41.9941 | 41.3199 | 41.0216 | 40.5929 | 45.5204 | 44.7396 | 48.9483 | 48.2569 | 46.8248 | 47.226 | 45.6246 | 48.6733 | 47.1991 | 47.3013 | 47.5018 | 46.7791 | 48.1914 | 49.3045 | 48.5832 | 47.9726 | 47.4149 | 47.0225 | 44.2742
TSO | - | 4 | 1 | 36 | 2025 | Winter | S, [%] | 0 | 1 | 35.62% | 34.14% | 33.59% | 33.35% | 33% | 37.01% | 36.37% | 39.8% | 39.23% | 38.07% | 38.4% | 37.09% | 39.57% | 38.37% | 38.46% | 38.62% | 38.03% | 39.18% | 40.08% | 39.5% | 39% | 38.55% | 38.23% | 36%
TSO | - | 4 | 36 | 1 | 2025 | Winter | S, [MVA] | 0 | 1 | 44.1873 | 42.3334 | 41.6439 | 41.3386 | 40.9025 | 45.9406 | 45.1438 | 49.4429 | 48.7295 | 47.2867 | 47.6919 | 46.0626 | 49.179 | 47.6771 | 47.7745 | 47.9777 | 47.2465 | 48.673 | 49.817 | 49.0775 | 48.4575 | 47.8909 | 47.4841 | 44.6709
TSO | - | 4 | 36 | 1 | 2025 | Winter | S, [%] | 0 | 1 | 35.92% | 34.42% | 33.86% | 33.61% | 33.25% | 37.35% | 36.7% | 40.2% | 39.62% | 38.44% | 38.77% | 37.45% | 39.98% | 38.76% | 38.84% | 39.01% | 38.41% | 39.57% | 40.5% | 39.9% | 39.4% | 38.94% | 38.6% | 36.32%
TSO | - | 5 | 1 | 55 | 2025 | Winter | P, [MW] | 0 | 1 | -6.3207 | -4.5847 | -3.1117 | -3.1467 | -3.0859 | -6.2772 | -21.1726 | -18.3898 | -17.1885 | -14.3459 | -17.2464 | -21.5875 | -16.5382 | -18.7293 | -14.7771 | -12.2297 | -10.4571 | -17.6744 | -14.6418 | -13.6529 | -11.9371 | -9.2906 | -8.9806 | -8.6661
TSO | - | 5 | 1 | 55 | 2025 | Winter | P, [%] | 0 | 1 | 5.139% | 3.727% | 2.53% | 2.558% | 2.509% | 5.103% | 17.21% | 14.95% | 13.97% | 11.66% | 14.02% | 17.55% | 13.45% | 15.23% | 12.01% | 9.943% | 8.502% | 14.37% | 11.9% | 11.1% | 9.705% | 7.553% | 7.301% | 7.046%
TSO | - | 5 | 55 | 1 | 2025 | Winter | P, [MW] | 0 | 1 | 6.441 | 4.7297 | 3.2617 | 3.2933 | 3.2396 | 6.4259 | 21.3843 | 18.5362 | 17.3026 | 14.4564 | 17.3692 | 21.7807 | 16.6717 | 18.8973 | 14.906 | 12.3465 | 10.5842 | 17.8137 | 14.7643 | 13.7685 | 12.0575 | 9.4069 | 9.1094 | 8.8179
TSO | - | 5 | 55 | 1 | 2025 | Winter | P, [%] | 0 | 1 | 5.237% | 3.845% | 2.652% | 2.677% | 2.634% | 5.224% | 17.39% | 15.07% | 14.07% | 11.75% | 14.12% | 17.71% | 13.55% | 15.36% | 12.12% | 10.04% | 8.605% | 14.48% | 12% | 11.19% | 9.803% | 7.648% | 7.406% | 7.169%
TSO | - | 5 | 1 | 55 | 2025 | Winter | Q, [MVAr] | 0 | 1 | 18.7854 | 21.2772 | 21.9134 | 21.6504 | 22.1814 | 21.1268 | 16.3607 | 12.4355 | 9.4841 | 12.7271 | 10.7866 | 13.7001 | 13.1649 | 14.6418 | 14.5572 | 15.3922 | 17.5501 | 12.4609 | 13.8947 | 14.0273 | 15.9567 | 17.1635 | 18.4644 | 20.5618
TSO | - | 5 | 1 | 55 | 2025 | Winter | Q, [%] | 0 | 1 | 15.27% | 17.3% | 17.82% | 17.6% | 18.03% | 17.18% | 13.3% | 10.11% | 7.711% | 10.35% | 8.77% | 11.14% | 10.7% | 11.9% | 11.84% | 12.51% | 14.27% | 10.13% | 11.3% | 11.4% | 12.97% | 13.95% | 15.01% | 16.72%
TSO | - | 5 | 55 | 1 | 2025 | Winter | Q, [MVAr] | 0 | 1 | -19.5174 | -21.9176 | -22.5349 | -22.2839 | -22.7892 | -21.754 | -16.7942 | -13.0967 | -10.2615 | -13.5082 | -11.5329 | -14.1993 | -13.8678 | -15.2249 | -15.2753 | -16.1492 | -18.2626 | -13.145 | -14.6321 | -14.7888 | -16.6956 | -17.9127 | -19.1678 | -21.1818
TSO | - | 5 | 55 | 1 | 2025 | Winter | Q, [%] | 0 | 1 | 15.87% | 17.82% | 18.32% | 18.12% | 18.53% | 17.69% | 13.65% | 10.65% | 8.343% | 10.98% | 9.376% | 11.54% | 11.27% | 12.38% | 12.42% | 13.13% | 14.85% | 10.69% | 11.9% | 12.02% | 13.57% | 14.56% | 15.58% | 17.22%
TSO | - | 5 | 1 | 55 | 2025 | Winter | S, [MVA] | 0 | 1 | 19.8202 | 21.7656 | 22.1332 | 21.8779 | 22.3951 | 22.0396 | 26.7572 | 22.1997 | 19.6314 | 19.1777 | 20.3418 | 25.5678 | 21.1383 | 23.7733 | 20.743 | 19.6593 | 20.4294 | 21.6254 | 20.1853 | 19.5747 | 19.9276 | 19.5167 | 20.5326 | 22.3135
TSO | - | 5 | 1 | 55 | 2025 | Winter | S, [%] | 0 | 1 | 16.11% | 17.7% | 17.99% | 17.79% | 18.21% | 17.92% | 21.75% | 18.05% | 15.96% | 15.59% | 16.54% | 20.79% | 17.19% | 19.33% | 16.86% | 15.98% | 16.61% | 17.58% | 16.41% | 15.91% | 16.2% | 15.87% | 16.69% | 18.14%
TSO | - | 5 | 55 | 1 | 2025 | Winter | S, [MVA] | 0 | 1 | 20.5527 | 22.4221 | 22.7697 | 22.5259 | 23.0183 | 22.6832 | 27.1907 | 22.6961 | 20.1166 | 19.7854 | 20.8493 | 26.0003 | 21.6855 | 24.2674 | 21.343 | 20.3281 | 21.108 | 22.1386 | 20.7866 | 20.2059 | 20.5943 | 20.2325 | 21.2223 | 22.9439
TSO | - | 5 | 55 | 1 | 2025 | Winter | S, [%] | 0 | 1 | 16.71% | 18.23% | 18.51% | 18.31% | 18.71% | 18.44% | 22.11% | 18.45% | 16.35% | 16.09% | 16.95% | 21.14% | 17.63% | 19.73% | 17.35% | 16.53% | 17.16% | 18% | 16.9% | 16.43% | 16.74% | 16.45% | 17.25% | 18.65%
TSO | - | 6 | 3 | 9 | 2025 | Winter | P, [MW] | 0 | 1 | -19.3878 | -16.7947 | -13.2923 | -13.775 | -13.3995 | -18.9954 | -33.6418 | -41.9953 | -43.9036 | -41.8588 | -38.2319 | -40.3748 | -41.3811 | -37.6476 | -36.2165 | -34.6914 | -34.5659 | -40.9389 | -40.0856 | -38.8938 | -37.2643 | -31.0301 | -27.8746 | -22.4233
TSO | - | 6 | 3 | 9 | 2025 | Winter | P, [%] | 0 | 1 | 21.54% | 18.66% | 14.77% | 15.31% | 14.89% | 21.11% | 37.38% | 46.66% | 48.78% | 46.51% | 42.48% | 44.86% | 45.98% | 41.83% | 40.24% | 38.55% | 38.41% | 45.49% | 44.54% | 43.22% | 41.4% | 34.48% | 30.97% | 24.91%
TSO | - | 6 | 9 | 3 | 2025 | Winter | P, [MW] | 0 | 1 | 19.4579 | 16.8476 | 13.3257 | 13.8109 | 13.4336 | 19.0631 | 33.8493 | 42.3178 | 44.2562 | 42.1793 | 38.4986 | 40.6725 | 41.6941 | 37.9065 | 36.4561 | 34.9115 | 34.7855 | 41.2455 | 40.3797 | 39.1706 | 37.519 | 31.2076 | 28.0186 | 22.517
TSO | - | 6 | 9 | 3 | 2025 | Winter | P, [%] | 0 | 1 | 21.62% | 18.72% | 14.81% | 15.35% | 14.93% | 21.18% | 37.61% | 47.02% | 49.17% | 46.87% | 42.78% | 45.19% | 46.33% | 42.12% | 40.51% | 38.79% | 38.65% | 45.83% | 44.87% | 43.52% | 41.69% | 34.68% | 31.13% | 25.02%
TSO | - | 6 | 3 | 9 | 2025 | Winter | Q, [MVAr] | 0 | 1 | -1.5315 | -1.6794 | -1.66 | -1.8723 | -2.0715 | -2.1905 | -1.9006 | 0.27256 | 1.4916 | 0.77833 | 0.055053 | 0.1991 | 0.94022 | 0.21562 | -0.11514 | -0.97015 | -2.2178 | -0.51047 | -0.6522 | -0.58677 | -1.6054 | -2.1256 | -2.2326 | -1.7678
TSO | - | 6 | 3 | 9 | 2025 | Winter | Q, [%] | 0 | 1 | 1.702% | 1.866% | 1.844% | 2.08% | 2.302% | 2.434% | 2.112% | 0.3028% | 1.657% | 0.8648% | 0.06117% | 0.2212% | 1.045% | 0.2396% | 0.1279% | 1.078% | 2.464% | 0.5672% | 0.7247% | 0.652% | 1.784% | 2.362% | 2.481% | 1.964%
TSO | - | 6 | 9 | 3 | 2025 | Winter | Q, [MVAr] | 0 | 1 | 1.164 | 1.2764 | 1.2146 | 1.4326 | 1.6279 | 1.8178 | 1.8274 | -0.092166 | -1.2452 | -0.60237 | 0.0016019 | -0.073877 | -0.78103 | -0.17572 | 0.11227 | 0.9248 | 2.1725 | 0.65611 | 0.77022 | 0.66688 | 1.6371 | 1.9889 | 2.0241 | 1.4514
TSO | - | 6 | 9 | 3 | 2025 | Winter | Q, [%] | 0 | 1 | 1.293% | 1.418% | 1.35% | 1.592% | 1.809% | 2.02% | 2.03% | 0.1024% | 1.384% | 0.6693% | 0.00178% | 0.08209% | 0.8678% | 0.1952% | 0.1247% | 1.028% | 2.414% | 0.729% | 0.8558% | 0.741% | 1.819% | 2.21% | 2.249% | 1.613%
TSO | - | 6 | 3 | 9 | 2025 | Winter | S, [MVA] | 0 | 1 | 19.4482 | 16.8784 | 13.3956 | 13.9017 | 13.5586 | 19.1212 | 33.6955 | 41.9962 | 43.929 | 41.8661 | 38.2319 | 40.3753 | 41.3917 | 37.6482 | 36.2167 | 34.705 | 34.6369 | 40.942 | 40.0909 | 38.8982 | 37.2989 | 31.1028 | 27.9639 | 22.4929
TSO | - | 6 | 3 | 9 | 2025 | Winter | S, [%] | 0 | 1 | 21.61% | 18.75% | 14.88% | 15.45% | 15.07% | 21.25% | 37.44% | 46.66% | 48.81% | 46.52% | 42.48% | 44.86% | 45.99% | 41.83% | 40.24% | 38.56% | 38.49% | 45.49% | 44.55% | 43.22% | 41.44% | 34.56% | 31.07% | 24.99%
TSO | - | 6 | 9 | 3 | 2025 | Winter | S, [MVA] | 0 | 1 | 19.4927 | 16.8959 | 13.3809 | 13.885 | 13.5319 | 19.1495 | 33.8986 | 42.3179 | 44.2737 | 42.1836 | 38.4986 | 40.6726 | 41.7014 | 37.9069 | 36.4562 | 34.9238 | 34.8533 | 41.2507 | 40.387 | 39.1763 | 37.5547 | 31.2709 | 28.0916 | 22.5637
TSO | - | 6 | 9 | 3 | 2025 | Winter | S, [%] | 0 | 1 | 21.66% | 18.77% | 14.87% | 15.43% | 15.04% | 21.28% | 37.67% | 47.02% | 49.19% | 46.87% | 42.78% | 45.19% | 46.33% | 42.12% | 40.51% | 38.8% | 38.73% | 45.83% | 44.87% | 43.53% | 41.73% | 34.75% | 31.21% | 25.07%
TSO | - | 7 | 3 | 34 | 2025 | Winter | P, [MW] | 0 | 1 | -4.1295 | -5.4559 | -6.8061 | -7.3913 | -7.1002 | -1.8435 | 3.2432 | 10.8142 | 9.8251 | 7.5635 | 6.0619 | 5.1191 | 7.8283 | 5.565 | 4.9744 | 5.4275 | 5.9214 | 9.8181 | 9.6443 | 8.2928 | 7.1202 | 4.0857 | 2.7234 | -2.6049
TSO | - | 7 | 3 | 34 | 2025 | Winter | P, [%] | 0 | 1 | 3.357% | 4.436% | 5.533% | 6.009% | 5.772% | 1.499% | 2.637% | 8.792% | 7.988% | 6.149% | 4.928% | 4.162% | 6.364% | 4.524% | 4.044% | 4.413% | 4.814% | 7.982% | 7.841% | 6.742% | 5.789% | 3.322% | 2.214% | 2.118%
TSO | - | 7 | 34 | 3 | 2025 | Winter | P, [MW] | 0 | 1 | 4.1316 | 5.4598 | 6.8117 | 7.3977 | 7.106 | 1.844 | -3.2421 | -10.802 | -9.8151 | -7.5575 | -6.058 | -5.1162 | -7.8219 | -5.5617 | -4.9718 | -5.4245 | -5.9175 | -9.808 | -9.6347 | -8.2857 | -7.1149 | -4.0839 | -2.7225 | 2.6058
TSO | - | 7 | 34 | 3 | 2025 | Winter | P, [%] | 0 | 1 | 3.359% | 4.439% | 5.538% | 6.014% | 5.777% | 1.499% | 2.636% | 8.782% | 7.98% | 6.144% | 4.925% | 4.16% | 6.359% | 4.522% | 4.042% | 4.41% | 4.811% | 7.974% | 7.833% | 6.736% | 5.784% | 3.32% | 2.213% | 2.119%
TSO | - | 7 | 3 | 34 | 2025 | Winter | Q, [MVAr] | 0 | 1 | -2.092 | -2.8101 | -2.8296 | -2.6172 | -2.418 | -1.446 | 0.25314 | -0.48189 | -0.24397 | 0.46929 | 0.055581 | 1.1015 | 0.36044 | 0.79203 | 0.24378 | 0.21975 | 1.1744 | -0.53289 | -0.39131 | -0.45684 | 0.56187 | -0.054866 | -1.1019 | -1.5667
TSO | - | 7 | 3 | 34 | 2025 | Winter | Q, [%] | 0 | 1 | 1.701% | 2.285% | 2.3% | 2.128% | 1.966% | 1.176% | 0.2058% | 0.3918% | 0.1984% | 0.3815% | 0.04519% | 0.8956% | 0.293% | 0.6439% | 0.1982% | 0.1787% | 0.9548% | 0.4332% | 0.3181% | 0.3714% | 0.4568% | 0.04461% | 0.8958% | 1.274%
TSO | - | 7 | 34 | 3 | 2025 | Winter | Q, [MVAr] | 0 | 1 | 1.6298 | 2.3555 | 2.3817 | 2.1721 | 1.9711 | 0.97837 | -0.72538 | 0.048243 | -0.19769 | -0.92456 | -0.51933 | -1.568 | -0.81467 | -1.257 | -0.71144 | -0.6852 | -1.6357 | 0.092081 | -0.050639 | 0.006046 | -1.0184 | -0.41301 | 0.63242 | 1.0996
TSO | - | 7 | 34 | 3 | 2025 | Winter | Q, [%] | 0 | 1 | 1.325% | 1.915% | 1.936% | 1.766% | 1.603% | 0.7954% | 0.5897% | 0.03922% | 0.1607% | 0.7517% | 0.4222% | 1.275% | 0.6623% | 1.022% | 0.5784% | 0.5571% | 1.33% | 0.07486% | 0.04117% | 0.004915% | 0.8279% | 0.3358% | 0.5142% | 0.894%
TSO | - | 7 | 3 | 34 | 2025 | Winter | S, [MVA] | 0 | 1 | 4.6292 | 6.1371 | 7.3708 | 7.841 | 7.5006 | 2.343 | 3.2531 | 10.8249 | 9.8282 | 7.578 | 6.0621 | 5.2363 | 7.8366 | 5.6211 | 4.9804 | 5.432 | 6.0367 | 9.8325 | 9.6523 | 8.3054 | 7.1423 | 4.086 | 2.9378 | 3.0397
TSO | - | 7 | 3 | 34 | 2025 | Winter | S, [%] | 0 | 1 | 3.764% | 4.99% | 5.993% | 6.375% | 6.098% | 1.905% | 2.645% | 8.801% | 7.99% | 6.161% | 4.929% | 4.257% | 6.371% | 4.57% | 4.049% | 4.416% | 4.908% | 7.994% | 7.847% | 6.752% | 5.807% | 3.322% | 2.388% | 2.471%
TSO | - | 7 | 34 | 3 | 2025 | Winter | S, [MVA] | 0 | 1 | 4.4415 | 5.9462 | 7.216 | 7.71 | 7.3743 | 2.0875 | 3.3222 | 10.8021 | 9.8171 | 7.6138 | 6.0803 | 5.3511 | 7.8643 | 5.702 | 5.0224 | 5.4676 | 6.1394 | 9.8085 | 9.6348 | 8.2857 | 7.1874 | 4.1048 | 2.795 | 2.8283
TSO | - | 7 | 34 | 3 | 2025 | Winter | S, [%] | 0 | 1 | 3.611% | 4.834% | 5.867% | 6.268% | 5.995% | 1.697% | 2.701% | 8.782% | 7.981% | 6.19% | 4.943% | 4.35% | 6.394% | 4.636% | 4.083% | 4.445% | 4.991% | 7.974% | 7.833% | 6.736% | 5.843% | 3.337% | 2.272% | 2.299%
TSO | - | 8 | 4 | 15 | 2025 | Winter | P, [MW] | 0 | 1 | -71.5937 | -62.9228 | -59.316 | -56.9336 | -57.0334 | -62.8398 | -81.3214 | -90.5111 | -98.4546 | -101.7435 | -100.6345 | -100.19 | -98.8396 | -97.9482 | -94.4154 | -89.1981 | -89.5198 | -105.6896 | -106.1392 | -104.485 | -100.9385 | -95.8522 | -90.0793 | -80.3154
TSO | - | 8 | 4 | 15 | 2025 | Winter | P, [%] | 0 | 1 | 11.93% | 10.49% | 9.886% | 9.489% | 9.506% | 10.47% | 13.55% | 15.09% | 16.41% | 16.96% | 16.77% | 16.7% | 16.47% | 16.32% | 15.74% | 14.87% | 14.92% | 17.61% | 17.69% | 17.41% | 16.82% | 15.98% | 15.01% | 13.39%
TSO | - | 8 | 15 | 4 | 2025 | Winter | P, [MW] | 0 | 1 | 71.6696 | 62.9826 | 59.3695 | 56.9828 | 57.083 | 62.8992 | 81.4167 | 90.6297 | 98.5941 | 101.8981 | 100.7819 | 100.3372 | 98.9838 | 98.0906 | 94.547 | 89.3152 | 89.64 | 105.8532 | 106.3068 | 104.6469 | 101.0911 | 95.9908 | 90.2006 | 80.4125
TSO | - | 8 | 15 | 4 | 2025 | Winter | P, [%] | 0 | 1 | 11.94% | 10.5% | 9.895% | 9.497% | 9.514% | 10.48% | 13.57% | 15.1% | 16.43% | 16.98% | 16.8% | 16.72% | 16.5% | 16.35% | 15.76% | 14.89% | 14.94% | 17.64% | 17.72% | 17.44% | 16.85% | 16% | 15.03% | 13.4%
TSO | - | 8 | 4 | 15 | 2025 | Winter | Q, [MVAr] | 0 | 1 | -0.93068 | 2.2301 | 2.6652 | 2.3534 | 1.9186 | 0.59613 | -10.7782 | -17.5564 | -21.1475 | -25.1555 | -22.9754 | -22.5849 | -22.3878 | -22.7 | -19.596 | -15.48 | -15.3969 | -22.905 | -23.7753 | -22.1069 | -20.3366 | -18.0929 | -11.8143 | -8.6129
TSO | - | 8 | 4 | 15 | 2025 | Winter | Q, [%] | 0 | 1 | 0.1551% | 0.3717% | 0.4442% | 0.3922% | 0.3198% | 0.09936% | 1.796% | 2.926% | 3.525% | 4.193% | 3.829% | 3.764% | 3.731% | 3.783% | 3.266% | 2.58% | 2.566% | 3.818% | 3.963% | 3.684% | 3.389% | 3.015% | 1.969% | 1.435%
TSO | - | 8 | 15 | 4 | 2025 | Winter | Q, [MVAr] | 0 | 1 | 0.67592 | -2.5874 | -3.0632 | -2.7835 | -2.3431 | -0.9568 | 10.6264 | 17.5621 | 21.2916 | 25.4273 | 23.1811 | 22.7962 | 22.5837 | 22.8848 | 19.7074 | 15.4947 | 15.4489 | 23.2374 | 24.1475 | 22.4395 | 20.6137 | 18.2782 | 11.882 | 8.5157
TSO | - | 8 | 15 | 4 | 2025 | Winter | Q, [%] | 0 | 1 | 0.1127% | 0.4312% | 0.5105% | 0.4639% | 0.3905% | 0.1595% | 1.771% | 2.927% | 3.549% | 4.238% | 3.864% | 3.799% | 3.764% | 3.814% | 3.285% | 2.582% | 2.575% | 3.873% | 4.025% | 3.74% | 3.436% | 3.046% | 1.98% | 1.419%
TSO | - | 8 | 4 | 15 | 2025 | Winter | S, [MVA] | 0 | 1 | 71.5997 | 62.9623 | 59.3758 | 56.9822 | 57.0657 | 62.8426 | 82.0326 | 92.198 | 100.7002 | 104.8072 | 103.2239 | 102.704 | 101.3434 | 100.5442 | 96.4275 | 90.5314 | 90.8342 | 108.1431 | 108.7694 | 106.7981 | 102.9667 | 97.5449 | 90.8508 | 80.7759
TSO | - | 8 | 4 | 15 | 2025 | Winter | S, [%] | 0 | 1 | 11.93% | 10.49% | 9.896% | 9.497% | 9.511% | 10.47% | 13.67% | 15.37% | 16.78% | 17.47% | 17.2% | 17.12% | 16.89% | 16.76% | 16.07% | 15.09% | 15.14% | 18.02% | 18.13% | 17.8% | 17.16% | 16.26% | 15.14% | 13.46%
TSO | - | 8 | 15 | 4 | 2025 | Winter | S, [MVA] | 0 | 1 | 71.6728 | 63.0357 | 59.4484 | 57.0508 | 57.131 | 62.9065 | 82.1072 | 92.3156 | 100.8669 | 105.0227 | 103.4135 | 102.8942 | 101.5274 | 100.7247 | 96.5791 | 90.6493 | 90.9615 | 108.3737 | 109.0148 | 107.0257 | 103.1714 | 97.7155 | 90.9799 | 80.8622
TSO | - | 8 | 15 | 4 | 2025 | Winter | S, [%] | 0 | 1 | 11.95% | 10.51% | 9.908% | 9.508% | 9.522% | 10.48% | 13.68% | 15.39% | 16.81% | 17.5% | 17.24% | 17.15% | 16.92% | 16.79% | 16.1% | 15.11% | 15.16% | 18.06% | 18.17% | 17.84% | 17.2% | 16.29% | 15.16% | 13.48%
TSO | - | 10 | 4 | 103 | 2025 | Winter | P, [MW] | 0 | 1 | -0.24231 | -1.8564 | -1.1832 | -2.4638 | -3.0939 | -0.37794 | 4.9346 | 12.3369 | 15.9517 | 15.9389 | 14.7608 | 14.9521 | 13.3342 | 12.4819 | 11.307 | 7.5889 | 6.838 | 10.1126 | 10.5966 | 9.1575 | 7.4493 | 7.5654 | 3.3367 | 1.1369
TSO | - | 10 | 4 | 103 | 2025 | Winter | P, [%] | 0 | 1 | 0.0985% | 0.7546% | 0.481% | 1.002% | 1.258% | 0.1536% | 2.006% | 5.015% | 6.484% | 6.479% | 6% | 6.078% | 5.42% | 5.074% | 4.596% | 3.085% | 2.78% | 4.111% | 4.308% | 3.723% | 3.028% | 3.075% | 1.356% | 0.4622%
TSO | - | 10 | 103 | 4 | 2025 | Winter | P, [MW] | 0 | 1 | 0.24305 | 1.8576 | 1.1843 | 2.4648 | 3.0951 | 0.37889 | -4.9342 | -12.3342 | -15.9472 | -15.9338 | -14.7568 | -14.948 | -13.3309 | -12.4788 | -11.3046 | -7.5879 | -6.8372 | -10.1108 | -10.5945 | -9.156 | -7.4483 | -7.5644 | -3.3365 | -1.1369
TSO | - | 10 | 103 | 4 | 2025 | Winter | P, [%] | 0 | 1 | 0.0988% | 0.7551% | 0.4814% | 1.002% | 1.258% | 0.154% | 2.006% | 5.014% | 6.483% | 6.477% | 5.999% | 6.076% | 5.419% | 5.073% | 4.595% | 3.085% | 2.779% | 4.11% | 4.307% | 3.722% | 3.028% | 3.075% | 1.356% | 0.4621%
TSO | - | 10 | 4 | 103 | 2025 | Winter | Q, [MVAr] | 0 | 1 | -6.7495 | -8.1555 | -7.7376 | -7.3167 | -7.5599 | -7.6004 | -0.087565 | 4.2931 | 5.8235 | 8.2805 | 5.9574 | 5.8727 | 5.6047 | 6.0878 | 4.6097 | 1.2404 | 0.70315 | 2.8779 | 3.7773 | 2.7188 | 2.3912 | 2.1334 | -1.2025 | -1.3741
TSO | - | 10 | 4 | 103 | 2025 | Winter | Q, [%] | 0 | 1 | 2.744% | 3.315% | 3.145% | 2.974% | 3.073% | 3.09% | 0.0356% | 1.745% | 2.367% | 3.366% | 2.422% | 2.387% | 2.278% | 2.475% | 1.874% | 0.5042% | 0.2858% | 1.17% | 1.535% | 1.105% | 0.972% | 0.8672% | 0.4888% | 0.5586%
TSO | - | 10 | 103 | 4 | 2025 | Winter | Q, [MVAr] | 0 | 1 | 6.5255 | 7.9368 | 7.5198 | 7.0986 | 7.3431 | 7.3808 | -0.14773 | -4.5236 | -6.0512 | -8.5005 | -6.1856 | -6.0986 | -5.8315 | -6.3147 | -4.8379 | -1.4714 | -0.9304 | -3.1112 | -4.0065 | -2.9496 | -2.6204 | -2.3598 | 0.97525 | 1.1491
TSO | - | 10 | 103 | 4 | 2025 | Winter | Q, [%] | 0 | 1 | 2.653% | 3.226% | 3.057% | 2.886% | 2.985% | 3% | 0.06005% | 1.839% | 2.46% | 3.456% | 2.514% | 2.479% | 2.371% | 2.567% | 1.967% | 0.5981% | 0.3782% | 1.265% | 1.629% | 1.199% | 1.065% | 0.9593% | 0.3964% | 0.4671%
TSO | - | 10 | 4 | 103 | 2025 | Winter | S, [MVA] | 0 | 1 | 6.7538 | 8.3641 | 7.8275 | 7.7204 | 8.1686 | 7.6098 | 4.9354 | 13.0625 | 16.9814 | 17.9615 | 15.9177 | 16.0641 | 14.4642 | 13.8873 | 12.2106 | 7.6896 | 6.8741 | 10.5141 | 11.2497 | 9.5525 | 7.8237 | 7.8605 | 3.5468 | 1.7834
TSO | - | 10 | 4 | 103 | 2025 | Winter | S, [%] | 0 | 1 | 2.745% | 3.4% | 3.182% | 3.138% | 3.321% | 3.093% | 2.006% | 5.31% | 6.903% | 7.301% | 6.471% | 6.53% | 5.88% | 5.645% | 4.964% | 3.126% | 2.794% | 4.274% | 4.573% | 3.883% | 3.18% | 3.195% | 1.442% | 0.725%
TSO | - | 10 | 103 | 4 | 2025 | Winter | S, [MVA] | 0 | 1 | 6.53 | 8.1513 | 7.6125 | 7.5144 | 7.9688 | 7.3905 | 4.9364 | 13.1376 | 17.0567 | 18.0595 | 16.0008 | 16.1442 | 14.5505 | 13.9855 | 12.2963 | 7.7293 | 6.9002 | 10.5787 | 11.3268 | 9.6194 | 7.8958 | 7.9239 | 3.4761 | 1.6164
TSO | - | 10 | 103 | 4 | 2025 | Winter | S, [%] | 0 | 1 | 2.654% | 3.314% | 3.095% | 3.055% | 3.239% | 3.004% | 2.007% | 5.34% | 6.934% | 7.341% | 6.504% | 6.563% | 5.915% | 5.685% | 4.998% | 3.142% | 2.805% | 4.3% | 4.604% | 3.91% | 3.21% | 3.221% | 1.413% | 0.6571%
TSO | - | 12 | 5 | 42 | 2025 | Winter | P, [MW] | 0 | 1 | 0.24652 | 1.7756 | 3.0545 | 2.9008 | 3.0719 | -3.8043 | -15.5304 | -14.2202 | -11.8083 | -7.5543 | -9.6307 | -12.3028 | -8.6953 | -10.2224 | -7.4492 | -5.1588 | -3.4286 | -9.1119 | -6.5881 | -5.9723 | -4.4647 | -2.4673 | -2.2242 | -1.7897
TSO | - | 12 | 5 | 42 | 2025 | Winter | P, [%] | 0 | 1 | 0.2739% | 1.973% | 3.394% | 3.223% | 3.413% | 4.227% | 17.26% | 15.8% | 13.12% | 8.394% | 10.7% | 13.67% | 9.661% | 11.36% | 8.277% | 5.732% | 3.81% | 10.12% | 7.32% | 6.636% | 4.961% | 2.741% | 2.471% | 1.989%
TSO | - | 12 | 42 | 5 | 2025 | Winter | P, [MW] | 0 | 1 | -0.11755 | -1.6136 | -2.8784 | -2.7277 | -2.8906 | 3.9784 | 15.7745 | 14.3965 | 11.9256 | 7.656 | 9.7334 | 12.4672 | 8.8108 | 10.3711 | 7.5692 | 5.2676 | 3.5546 | 9.2248 | 6.6908 | 6.0719 | 4.5776 | 2.5825 | 2.3567 | 1.9518
TSO | - | 12 | 42 | 5 | 2025 | Winter | P, [%] | 0 | 1 | 0.1306% | 1.793% | 3.198% | 3.031% | 3.212% | 4.42% | 17.53% | 16% | 13.25% | 8.507% | 10.81% | 13.85% | 9.79% | 11.52% | 8.41% | 5.853% | 3.95% | 10.25% | 7.434% | 6.747% | 5.086% | 2.869% | 2.619% | 2.169%
TSO | - | 12 | 5 | 42 | 2025 | Winter | Q, [MVAr] | 0 | 1 | 14.8245 | 16.5541 | 17.1208 | 16.9925 | 17.3708 | 16.7954 | 13.9816 | 10.6443 | 8.4117 | 10.9279 | 9.4442 | 11.9478 | 11.2582 | 12.5838 | 12.4012 | 12.6849 | 14.2811 | 10.7541 | 11.5785 | 11.6492 | 13.1661 | 13.7866 | 14.8685 | 16.5684
TSO | - | 12 | 5 | 42 | 2025 | Winter | Q, [%] | 0 | 1 | 16.47% | 18.39% | 19.02% | 18.88% | 19.3% | 18.66% | 15.54% | 11.83% | 9.346% | 12.14% | 10.49% | 13.28% | 12.51% | 13.98% | 13.78% | 14.09% | 15.87% | 11.95% | 12.86% | 12.94% | 14.63% | 15.32% | 16.52% | 18.41%
TSO | - | 12 | 42 | 5 | 2025 | Winter | Q, [MVAr] | 0 | 1 | -15.7924 | -17.438 | -17.9715 | -17.8502 | -18.2072 | -17.644 | -14.7139 | -11.535 | -9.4477 | -11.984 | -10.5143 | -12.8718 | -12.2856 | -13.5363 | -13.4161 | -13.7203 | -15.2633 | -11.7918 | -12.6311 | -12.7065 | -14.1831 | -14.7909 | -15.8285 | -17.4563
TSO | - | 12 | 42 | 5 | 2025 | Winter | Q, [%] | 0 | 1 | 17.55% | 19.38% | 19.97% | 19.83% | 20.23% | 19.6% | 16.35% | 12.82% | 10.5% | 13.32% | 11.68% | 14.3% | 13.65% | 15.04% | 14.91% | 15.24% | 16.96% | 13.1% | 14.03% | 14.12% | 15.76% | 16.43% | 17.59% | 19.4%
TSO | - | 12 | 5 | 42 | 2025 | Winter | S, [MVA] | 0 | 1 | 14.8265 | 16.6491 | 17.3912 | 17.2383 | 17.6403 | 17.2208 | 20.8968 | 17.7628 | 14.498 | 13.2848 | 13.4887 | 17.1496 | 14.2252 | 16.2126 | 14.4666 | 13.6938 | 14.6869 | 14.0953 | 13.3216 | 13.0909 | 13.9026 | 14.0056 | 15.034 | 16.6647
TSO | - | 12 | 5 | 42 | 2025 | Winter | S, [%] | 0 | 1 | 16.47% | 18.5% | 19.32% | 19.15% | 19.6% | 19.13% | 23.22% | 19.74% | 16.11% | 14.76% | 14.99% | 19.06% | 15.81% | 18.01% | 16.07% | 15.22% | 16.32% | 15.66% | 14.8% | 14.55% | 15.45% | 15.56% | 16.7% | 18.52%
TSO | - | 12 | 42 | 5 | 2025 | Winter | S, [MVA] | 0 | 1 | 15.7928 | 17.5125 | 18.2006 | 18.0574 | 18.4352 | 18.087 | 21.5716 | 18.4476 | 15.2144 | 14.2208 | 14.3279 | 17.9197 | 15.1185 | 17.0526 | 15.404 | 14.6968 | 15.6718 | 14.9715 | 14.2937 | 14.0827 | 14.9035 | 15.0146 | 16.0029 | 17.5651
TSO | - | 12 | 42 | 5 | 2025 | Winter | S, [%] | 0 | 1 | 17.55% | 19.46% | 20.22% | 20.06% | 20.48% | 20.1% | 23.97% | 20.5% | 16.9% | 15.8% | 15.92% | 19.91% | 16.8% | 18.95% | 17.12% | 16.33% | 17.41% | 16.63% | 15.88% | 15.65% | 16.56% | 16.68% | 17.78% | 19.52%
TSO | - | 13 | 5 | 68 | 2025 | Winter | P, [MW] | 0 | 1 | 6.4139 | 6.1963 | 5.8965 | 6.396 | 6.0738 | 5.9907 | 6.764 | 6.6281 | 6.4149 | 6.991 | 7.0399 | 6.9074 | 6.846 | 6.9043 | 6.8886 | 6.2553 | 6.5061 | 6.8577 | 6.0846 | 6.6646 | 6.3167 | 5.8189 | 6.2726 | 6.392
TSO | - | 13 | 5 | 68 | 2025 | Winter | P, [%] | 0 | 1 | 5.215% | 5.038% | 4.794% | 5.2% | 4.938% | 4.87% | 5.499% | 5.389% | 5.215% | 5.684% | 5.724% | 5.616% | 5.566% | 5.613% | 5.6% | 5.086% | 5.289% | 5.575% | 4.947% | 5.418% | 5.136% | 4.731% | 5.1% | 5.197%
TSO | - | 13 | 68 | 5 | 2025 | Winter | P, [MW] | 0 | 1 | -6.4119 | -6.1945 | -5.8949 | -6.394 | -6.072 | -5.9889 | -6.7618 | -6.6259 | -6.4129 | -6.9887 | -7.0376 | -6.9052 | -6.8437 | -6.902 | -6.8863 | -6.2534 | -6.5041 | -6.8555 | -6.0828 | -6.6626 | -6.3149 | -5.8173 | -6.2707 | -6.3901
TSO | - | 13 | 68 | 5 | 2025 | Winter | P, [%] | 0 | 1 | 5.213% | 5.036% | 4.793% | 5.198% | 4.937% | 4.869% | 5.497% | 5.387% | 5.214% | 5.682% | 5.722% | 5.614% | 5.564% | 5.611% | 5.599% | 5.084% | 5.288% | 5.574% | 4.945% | 5.417% | 5.134% | 4.729% | 5.098% | 5.195%
TSO | - | 13 | 5 | 68 | 2025 | Winter | Q, [MVAr] | 0 | 1 | 1.5018 | 1.4024 | 1.1377 | 1.3567 | 1.3354 | 1.4866 | 1.5976 | 1.8819 | 1.7796 | 1.8859 | 1.8803 | 1.9021 | 2.1115 | 2.1077 | 1.7014 | 1.6083 | 1.3463 | 1.3826 | 1.3818 | 1.6013 | 1.3835 | 1.5173 | 1.2376 | 1.2344
TSO | - | 13 | 5 | 68 | 2025 | Winter | Q, [%] | 0 | 1 | 1.221% | 1.14% | 0.925% | 1.103% | 1.086% | 1.209% | 1.299% | 1.53% | 1.447% | 1.533% | 1.529% | 1.546% | 1.717% | 1.714% | 1.383% | 1.308% | 1.095% | 1.124% | 1.123% | 1.302% | 1.125% | 1.234% | 1.006% | 1.004%
TSO | - | 13 | 68 | 5 | 2025 | Winter | Q, [MVAr] | 0 | 1 | -1.6619 | -1.5619 | -1.2979 | -1.5159 | -1.4949 | -1.6449 | -1.7579 | -2.0429 | -1.9428 | -2.0469 | -2.0428 | -2.0639 | -2.2729 | -2.2689 | -1.8629 | -1.7709 | -1.5069 | -1.5449 | -1.5449 | -1.7629 | -1.5449 | -1.6789 | -1.3979 | -1.3939
TSO | - | 13 | 68 | 5 | 2025 | Winter | Q, [%] | 0 | 1 | 1.351% | 1.27% | 1.055% | 1.232% | 1.215% | 1.337% | 1.429% | 1.661% | 1.58% | 1.664% | 1.661% | 1.678% | 1.848% | 1.845% | 1.515% | 1.44% | 1.225% | 1.256% | 1.256% | 1.433% | 1.256% | 1.365% | 1.137% | 1.133%
TSO | - | 13 | 5 | 68 | 2025 | Winter | S, [MVA] | 0 | 1 | 6.5874 | 6.353 | 6.0053 | 6.5383 | 6.2188 | 6.1724 | 6.9501 | 6.8901 | 6.6571 | 7.2409 | 7.2867 | 7.1645 | 7.1642 | 7.2189 | 7.0956 | 6.4588 | 6.6439 | 6.9957 | 6.2395 | 6.8543 | 6.4665 | 6.0135 | 6.3935 | 6.5101
TSO | - | 13 | 5 | 68 | 2025 | Winter | S, [%] | 0 | 1 | 5.356% | 5.165% | 4.882% | 5.316% | 5.056% | 5.018% | 5.651% | 5.602% | 5.412% | 5.887% | 5.924% | 5.825% | 5.825% | 5.869% | 5.769% | 5.251% | 5.402% | 5.688% | 5.073% | 5.573% | 5.257% | 4.889% | 5.198% | 5.293%
TSO | - | 13 | 68 | 5 | 2025 | Winter | S, [MVA] | 0 | 1 | 6.6238 | 6.3884 | 6.0361 | 6.5713 | 6.2533 | 6.2107 | 6.9866 | 6.9337 | 6.7007 | 7.2823 | 7.3281 | 7.207 | 7.2112 | 7.2654 | 7.1339 | 6.4993 | 6.6764 | 7.0274 | 6.276 | 6.8918 | 6.5011 | 6.0547 | 6.4247 | 6.5404
TSO | - | 13 | 68 | 5 | 2025 | Winter | S, [%] | 0 | 1 | 5.385% | 5.194% | 4.907% | 5.342% | 5.084% | 5.049% | 5.68% | 5.637% | 5.448% | 5.921% | 5.958% | 5.859% | 5.863% | 5.907% | 5.8% | 5.284% | 5.428% | 5.713% | 5.102% | 5.603% | 5.285% | 4.923% | 5.223% | 5.317%
TSO | - | 14 | 7 | 9 | 2025 | Winter | P, [MW] | 0 | 1 | 94.2543 | 91.2928 | 85.2823 | 88.8901 | 89.6962 | 90.1311 | 95.0028 | 95.0016 | 88.0809 | 94.1473 | 95.0024 | 95.0028 | 95.0012 | 95.0027 | 95.0021 | 93.4738 | 91.2179 | 95.0021 | 91.1916 | 86.4011 | 84.5217 | 80.0891 | 94.2019 | 95.0023
TSO | - | 14 | 7 | 9 | 2025 | Winter | P, [%] | 0 | 1 | 38.31% | 37.11% | 34.67% | 36.13% | 36.46% | 36.64% | 38.62% | 38.62% | 35.81% | 38.27% | 38.62% | 38.62% | 38.62% | 38.62% | 38.62% | 38% | 37.08% | 38.62% | 37.07% | 35.12% | 34.36% | 32.56% | 38.29% | 38.62%
TSO | - | 14 | 9 | 7 | 2025 | Winter | P, [MW] | 0 | 1 | -93.9158 | -90.9691 | -84.9894 | -88.5785 | -89.3802 | -89.8152 | -94.6835 | -94.7026 | -87.8233 | -93.85 | -94.7083 | -94.7092 | -94.7041 | -94.6961 | -94.6933 | -93.1618 | -90.9021 | -94.6986 | -90.9019 | -86.1325 | -84.2437 | -79.8276 | -93.8672 | -94.6606
TSO | - | 14 | 9 | 7 | 2025 | Winter | P, [%] | 0 | 1 | 38.18% | 36.98% | 34.55% | 36.01% | 36.33% | 36.51% | 38.49% | 38.5% | 35.7% | 38.15% | 38.5% | 38.5% | 38.5% | 38.49% | 38.49% | 37.87% | 36.95% | 38.5% | 36.95% | 35.01% | 34.25% | 32.45% | 38.16% | 38.48%
TSO | - | 14 | 7 | 9 | 2025 | Winter | Q, [MVAr] | 0 | 1 | 49.9998 | 50.0002 | 50.0002 | 50.0009 | 50.0005 | 50.0004 | 43.8443 | 35.0908 | 32.7905 | 36.5353 | 32.6085 | 32.3148 | 34.1404 | 38.5751 | 39.5487 | 44.2576 | 50.0009 | 37.1839 | 40.2265 | 41.6803 | 48.8321 | 49.9989 | 49.9992 | 49.9995
TSO | - | 14 | 7 | 9 | 2025 | Winter | Q, [%] | 0 | 1 | 20.33% | 20.33% | 20.33% | 20.33% | 20.33% | 20.33% | 17.82% | 14.26% | 13.33% | 14.85% | 13.26% | 13.14% | 13.88% | 15.68% | 16.08% | 17.99% | 20.33% | 15.12% | 16.35% | 16.94% | 19.85% | 20.32% | 20.32% | 20.32%
TSO | - | 14 | 9 | 7 | 2025 | Winter | Q, [MVAr] | 0 | 1 | -49.3665 | -49.4156 | -49.5218 | -49.4574 | -49.4417 | -49.4458 | -43.289 | -34.607 | -32.452 | -36.0572 | -32.142 | -31.8503 | -33.6634 | -38.0647 | -39.0305 | -43.7279 | -49.4572 | -36.6844 | -39.775 | -41.3024 | -48.421 | -49.6431 | -49.3847 | -49.3561
TSO | - | 14 | 9 | 7 | 2025 | Winter | Q, [%] | 0 | 1 | 20.07% | 20.09% | 20.13% | 20.1% | 20.1% | 20.1% | 17.6% | 14.07% | 13.19% | 14.66% | 13.07% | 12.95% | 13.68% | 15.47% | 15.87% | 17.78% | 20.1% | 14.91% | 16.17% | 16.79% | 19.68% | 20.18% | 20.08% | 20.06%
TSO | - | 14 | 7 | 9 | 2025 | Winter | S, [MVA] | 0 | 1 | 106.6951 | 104.0885 | 98.859 | 101.988 | 102.6911 | 103.0712 | 104.632 | 101.2752 | 93.9865 | 100.9879 | 100.4428 | 100.3483 | 100.9495 | 102.5356 | 102.9053 | 103.4218 | 104.0231 | 102.0198 | 99.6699 | 95.9291 | 97.614 | 94.4148 | 106.6486 | 107.3564
TSO | - | 14 | 7 | 9 | 2025 | Winter | S, [%] | 0 | 1 | 43.37% | 42.31% | 40.19% | 41.46% | 41.74% | 41.9% | 42.53% | 41.17% | 38.21% | 41.05% | 40.83% | 40.79% | 41.04% | 41.68% | 41.83% | 42.04% | 42.29% | 41.47% | 40.52% | 39% | 39.68% | 38.38% | 43.35% | 43.64%
TSO | - | 14 | 9 | 7 | 2025 | Winter | S, [MVA] | 0 | 1 | 106.1001 | 103.5243 | 98.3647 | 101.4504 | 102.1436 | 102.5264 | 104.1101 | 100.8277 | 93.6273 | 100.5383 | 100.0138 | 99.9214 | 100.5092 | 102.0602 | 102.4217 | 102.9138 | 103.4853 | 101.5558 | 99.223 | 95.5233 | 97.1678 | 94.0047 | 106.0656 | 106.7552
TSO | - | 14 | 9 | 7 | 2025 | Winter | S, [%] | 0 | 1 | 43.13% | 42.08% | 39.99% | 41.24% | 41.52% | 41.68% | 42.32% | 40.99% | 38.06% | 40.87% | 40.66% | 40.62% | 40.86% | 41.49% | 41.63% | 41.83% | 42.07% | 41.28% | 40.33% | 38.83% | 39.5% | 38.21% | 43.12% | 43.4%
TSO | - | 16 | 8 | 14 | 2025 | Winter | P, [MW] | 0 | 1 | -1.9043 | -1.9686 | -1.8862 | -1.8 | -1.693 | -1.7678 | -2.2185 | -2.0202 | -2.1723 | -2.1727 | -2.4793 | -2.7923 | -2.558 | -2.5804 | -2.4059 | -2.3086 | -2.4127 | -2.6101 | -2.6261 | -2.5474 | -2.629 | -2.526 | -2.4851 | -2.2321
TSO | - | 16 | 8 | 14 | 2025 | Winter | P, [%] | 0 | 1 | 0.6123% | 0.633% | 0.6065% | 0.5788% | 0.5444% | 0.5684% | 0.7134% | 0.6496% | 0.6985% | 0.6986% | 0.7972% | 0.8979% | 0.8225% | 0.8297% | 0.7736% | 0.7423% | 0.7758% | 0.8392% | 0.8444% | 0.8191% | 0.8453% | 0.8122% | 0.7991% | 0.7177%
TSO | - | 16 | 14 | 8 | 2025 | Winter | P, [MW] | 0 | 1 | 1.9045 | 1.9688 | 1.8864 | 1.8002 | 1.6932 | 1.768 | 2.2188 | 2.0204 | 2.1726 | 2.173 | 2.4796 | 2.7928 | 2.5583 | 2.5808 | 2.4063 | 2.3089 | 2.413 | 2.6104 | 2.6265 | 2.5478 | 2.6294 | 2.5264 | 2.4854 | 2.2323
TSO | - | 16 | 14 | 8 | 2025 | Winter | P, [%] | 0 | 1 | 0.6124% | 0.6331% | 0.6066% | 0.5788% | 0.5444% | 0.5685% | 0.7134% | 0.6497% | 0.6986% | 0.6987% | 0.7973% | 0.898% | 0.8226% | 0.8298% | 0.7737% | 0.7424% | 0.7759% | 0.8394% | 0.8445% | 0.8192% | 0.8455% | 0.8123% | 0.7992% | 0.7178%
TSO | - | 16 | 8 | 14 | 2025 | Winter | Q, [MVAr] | 0 | 1 | -1.0548 | -1.0413 | -1.0586 | -1.0767 | -1.0991 | -1.0834 | -0.98859 | -1.0303 | -0.9982 | -0.99817 | -0.9332 | -0.86633 | -0.91648 | -0.9117 | -0.94886 | -0.96953 | -0.94743 | -0.90535 | -0.90195 | -0.91873 | -0.90134 | -0.92331 | -0.93204 | -0.98574
TSO | - | 16 | 8 | 14 | 2025 | Winter | Q, [%] | 0 | 1 | 0.3392% | 0.3348% | 0.3404% | 0.3462% | 0.3534% | 0.3484% | 0.3179% | 0.3313% | 0.321% | 0.321% | 0.3001% | 0.2786% | 0.2947% | 0.2931% | 0.3051% | 0.3117% | 0.3046% | 0.2911% | 0.29% | 0.2954% | 0.2898% | 0.2969% | 0.2997% | 0.317%
TSO | - | 16 | 14 | 8 | 2025 | Winter | Q, [MVAr] | 0 | 1 | -1.823 | -1.8364 | -1.8193 | -1.8016 | -1.7796 | -1.7949 | -1.8884 | -1.847 | -1.8786 | -1.8787 | -1.9431 | -2.0093 | -1.9597 | -1.9644 | -1.9277 | -1.9072 | -1.929 | -1.9706 | -1.9739 | -1.9572 | -1.9745 | -1.9528 | -1.9442 | -1.8912
TSO | - | 16 | 14 | 8 | 2025 | Winter | Q, [%] | 0 | 1 | 0.5862% | 0.5905% | 0.585% | 0.5793% | 0.5722% | 0.5772% | 0.6072% | 0.5939% | 0.6041% | 0.6041% | 0.6248% | 0.6461% | 0.6301% | 0.6316% | 0.6198% | 0.6133% | 0.6203% | 0.6336% | 0.6347% | 0.6293% | 0.6349% | 0.6279% | 0.6252% | 0.6081%
TSO | - | 16 | 8 | 14 | 2025 | Winter | S, [MVA] | 0 | 1 | 2.1769 | 2.2271 | 2.163 | 2.0975 | 2.0185 | 2.0734 | 2.4288 | 2.2678 | 2.3907 | 2.391 | 2.6491 | 2.9236 | 2.7172 | 2.7367 | 2.5863 | 2.5039 | 2.5921 | 2.7626 | 2.7767 | 2.708 | 2.7792 | 2.6895 | 2.6541 | 2.44
TSO | - | 16 | 8 | 14 | 2025 | Winter | S, [%] | 0 | 1 | 0.7% | 0.7161% | 0.6955% | 0.6744% | 0.649% | 0.6667% | 0.781% | 0.7292% | 0.7687% | 0.7688% | 0.8518% | 0.9401% | 0.8737% | 0.88% | 0.8316% | 0.8051% | 0.8335% | 0.8883% | 0.8928% | 0.8708% | 0.8936% | 0.8648% | 0.8534% | 0.7846%
TSO | - | 16 | 14 | 8 | 2025 | Winter | S, [MVA] | 0 | 1 | 2.6364 | 2.6923 | 2.6208 | 2.5469 | 2.4564 | 2.5194 | 2.9136 | 2.7374 | 2.8722 | 2.8725 | 3.1502 | 3.4405 | 3.2226 | 3.2434 | 3.0832 | 2.9947 | 3.0893 | 3.2707 | 3.2855 | 3.2128 | 3.2882 | 3.1931 | 3.1555 | 2.9257
TSO | - | 16 | 14 | 8 | 2025 | Winter | S, [%] | 0 | 1 | 0.8477% | 0.8657% | 0.8427% | 0.8189% | 0.7898% | 0.8101% | 0.9368% | 0.8802% | 0.9235% | 0.9236% | 1.013% | 1.106% | 1.036% | 1.043% | 0.9914% | 0.9629% | 0.9933% | 1.052% | 1.056% | 1.033% | 1.057% | 1.027% | 1.015% | 0.9407%
TSO | - | 17 | 9 | 10 | 2025 | Winter | P, [MW] | 0 | 1 | 13.2319 | 13.5198 | 13.3928 | 13.0483 | 12.7352 | 13.4669 | -0.52563 | 9.4622 | 13.1361 | 15.5581 | 10.3563 | 4.228 | 13.3151 | 7.4031 | 12.6095 | 15.5067 | 17.4135 | 13.3782 | 14.4065 | 14.6727 | 15.7891 | 15.8691 | 14.8017 | 10.3596
TSO | - | 17 | 9 | 10 | 2025 | Winter | P, [%] | 0 | 1 | 10.76% | 10.99% | 10.89% | 10.61% | 10.35% | 10.95% | 0.4273% | 7.693% | 10.68% | 12.65% | 8.42% | 3.437% | 10.83% | 6.019% | 10.25% | 12.61% | 14.16% | 10.88% | 11.71% | 11.93% | 12.84% | 12.9% | 12.03% | 8.422%
TSO | - | 17 | 10 | 9 | 2025 | Winter | P, [MW] | 0 | 1 | -12.8204 | -13.0405 | -12.8972 | -12.5791 | -12.2341 | -12.9766 | 0.83691 | -9.2448 | -12.9482 | -15.2691 | -10.1582 | -3.9922 | -13.0531 | -7.1402 | -12.3139 | -15.1491 | -16.9742 | -13.1237 | -14.0879 | -14.3403 | -15.386 | -15.4473 | -14.3616 | -9.9047
TSO | - | 17 | 10 | 9 | 2025 | Winter | P, [%] | 0 | 1 | 10.42% | 10.6% | 10.49% | 10.23% | 9.946% | 10.55% | 0.6804% | 7.516% | 10.53% | 12.41% | 8.259% | 3.246% | 10.61% | 5.805% | 10.01% | 12.32% | 13.8% | 10.67% | 11.45% | 11.66% | 12.51% | 12.56% | 11.68% | 8.053%
TSO | - | 17 | 9 | 10 | 2025 | Winter | Q, [MVAr] | 0 | 1 | 33.3664 | 36.2517 | 36.9512 | 35.9311 | 37.4183 | 36.8563 | 31.3979 | 24.4255 | 20.5361 | 26.0672 | 22.7578 | 26.9494 | 25.6002 | 27.8723 | 27.9471 | 30.0169 | 33.1989 | 25.0798 | 28.4283 | 29.0601 | 32.2381 | 33.0276 | 34.2842 | 36.3537
TSO | - | 17 | 9 | 10 | 2025 | Winter | Q, [%] | 0 | 1 | 27.13% | 29.47% | 30.04% | 29.21% | 30.42% | 29.96% | 25.53% | 19.86% | 16.7% | 21.19% | 18.5% | 21.91% | 20.81% | 22.66% | 22.72% | 24.4% | 26.99% | 20.39% | 23.11% | 23.63% | 26.21% | 26.85% | 27.87% | 29.56%
TSO | - | 17 | 10 | 9 | 2025 | Winter | Q, [MVAr] | 0 | 1 | -33.3108 | -35.9558 | -36.5955 | -35.6665 | -37.0432 | -36.5287 | -31.7185 | -25.0719 | -21.2876 | -26.4659 | -23.4718 | -27.5329 | -26.0927 | -28.3597 | -28.3211 | -30.176 | -33.0743 | -25.5976 | -28.7232 | -29.3068 | -32.2394 | -32.9577 | -34.1442 | -36.1518
TSO | - | 17 | 10 | 9 | 2025 | Winter | Q, [%] | 0 | 1 | 27.08% | 29.23% | 29.75% | 29% | 30.12% | 29.7% | 25.79% | 20.38% | 17.31% | 21.52% | 19.08% | 22.38% | 21.21% | 23.06% | 23.03% | 24.53% | 26.89% | 20.81% | 23.35% | 23.83% | 26.21% | 26.79% | 27.76% | 29.39%
TSO | - | 17 | 9 | 10 | 2025 | Winter | S, [MVA] | 0 | 1 | 35.8943 | 38.6907 | 39.3034 | 38.2269 | 39.5261 | 39.2396 | 31.4023 | 26.1942 | 24.378 | 30.3572 | 25.0034 | 27.2791 | 28.8559 | 28.8387 | 30.6601 | 33.7857 | 37.4886 | 28.4249 | 31.8703 | 32.5542 | 35.897 | 36.6422 | 37.343 | 37.801
TSO | - | 17 | 9 | 10 | 2025 | Winter | S, [%] | 0 | 1 | 29.18% | 31.46% | 31.95% | 31.08% | 32.14% | 31.9% | 25.53% | 21.3% | 19.82% | 24.68% | 20.33% | 22.18% | 23.46% | 23.45% | 24.93% | 27.47% | 30.48% | 23.11% | 25.91% | 26.47% | 29.18% | 29.79% | 30.36% | 30.73%
TSO | - | 17 | 10 | 9 | 2025 | Winter | S, [MVA] | 0 | 1 | 35.6927 | 38.2476 | 38.8017 | 37.8198 | 39.0112 | 38.7652 | 31.7295 | 26.722 | 24.9162 | 30.5547 | 25.5756 | 27.8208 | 29.1756 | 29.2448 | 30.8823 | 33.7652 | 37.1757 | 28.7657 | 31.9921 | 32.6272 | 35.7226 | 36.3982 | 37.0416 | 37.4841
TSO | - | 17 | 10 | 9 | 2025 | Winter | S, [%] | 0 | 1 | 29.02% | 31.1% | 31.55% | 30.75% | 31.72% | 31.52% | 25.8% | 21.73% | 20.26% | 24.84% | 20.79% | 22.62% | 23.72% | 23.78% | 25.11% | 27.45% | 30.22% | 23.39% | 26.01% | 26.53% | 29.04% | 29.59% | 30.12% | 30.47%
TSO | - | 18 | 9 | 16 | 2025 | Winter | P, [MW] | 0 | 1 | 32.2226 | 29.86 | 26.5846 | 26.6076 | 26.7978 | 34.2974 | 51.9228 | 62.3474 | 63.967 | 60.1544 | 57.1073 | 58.161 | 58.0851 | 55.8419 | 53.1657 | 52.2703 | 52.6669 | 60.4027 | 58.4033 | 56.6175 | 54.9162 | 46.4587 | 43.1506 | 35.944
TSO | - | 18 | 9 | 16 | 2025 | Winter | P, [%] | 0 | 1 | 26.2% | 24.28% | 21.61% | 21.63% | 21.79% | 27.88% | 42.21% | 50.69% | 52.01% | 48.91% | 46.43% | 47.29% | 47.22% | 45.4% | 43.22% | 42.5% | 42.82% | 49.11% | 47.48% | 46.03% | 44.65% | 37.77% | 35.08% | 29.22%
TSO | - | 18 | 16 | 9 | 2025 | Winter | P, [MW] | 0 | 1 | -32.1307 | -29.7809 | -26.5215 | -26.5446 | -26.7338 | -34.1934 | -51.6865 | -62.0066 | -63.6083 | -59.8369 | -56.8212 | -57.8635 | -57.7899 | -55.5683 | -52.9189 | -52.0313 | -52.4231 | -60.084 | -58.1053 | -56.3378 | -54.6522 | -46.2695 | -42.9873 | -35.8302
TSO | - | 18 | 16 | 9 | 2025 | Winter | P, [%] | 0 | 1 | 26.12% | 24.21% | 21.56% | 21.58% | 21.73% | 27.8% | 42.02% | 50.41% | 51.71% | 48.65% | 46.2% | 47.04% | 46.98% | 45.18% | 43.02% | 42.3% | 42.62% | 48.85% | 47.24% | 45.8% | 44.43% | 37.62% | 34.95% | 29.13%
TSO | - | 18 | 9 | 16 | 2025 | Winter | Q, [MVAr] | 0 | 1 | 1.6179 | -1.0696 | -1.9531 | -0.90321 | -1.1225 | 0.73665 | 5.7604 | 7.5966 | 7.989 | 7.4232 | 7.2005 | 7.9066 | 6.6312 | 6.735 | 5.269 | 5.411 | 6.18 | 6.2794 | 5.9979 | 5.3147 | 5.8242 | 4.0825 | 2.4213 | 0.41289
TSO | - | 18 | 9 | 16 | 2025 | Winter | Q, [%] | 0 | 1 | 1.315% | 0.8696% | 1.588% | 0.7343% | 0.9126% | 0.5989% | 4.683% | 6.176% | 6.495% | 6.035% | 5.854% | 6.428% | 5.391% | 5.476% | 4.284% | 4.399% | 5.024% | 5.105% | 4.876% | 4.321% | 4.735% | 3.319% | 1.969% | 0.3357%
TSO | - | 18 | 16 | 9 | 2025 | Winter | Q, [MVAr] | 0 | 1 | -1.7039 | 0.94188 | 1.772 | 0.72173 | 0.94424 | -0.78219 | -5.3653 | -6.8478 | -7.1799 | -6.7534 | -6.6373 | -7.3047 | -6.037 | -6.2139 | -4.8385 | -5.0066 | -5.7587 | -5.6054 | -5.3939 | -4.7725 | -5.3347 | -3.8445 | -2.2696 | -0.42605
TSO | - | 18 | 16 | 9 | 2025 | Winter | Q, [%] | 0 | 1 | 1.385% | 0.7658% | 1.441% | 0.5868% | 0.7677% | 0.6359% | 4.362% | 5.567% | 5.837% | 5.491% | 5.396% | 5.939% | 4.908% | 5.052% | 3.934% | 4.07% | 4.682% | 4.557% | 4.385% | 3.88% | 4.337% | 3.126% | 1.845% | 0.3464%
TSO | - | 18 | 9 | 16 | 2025 | Winter | S, [MVA] | 0 | 1 | 32.2632 | 29.8792 | 26.6562 | 26.623 | 26.8213 | 34.3053 | 52.2413 | 62.8085 | 64.464 | 60.6107 | 57.5595 | 58.696 | 58.4624 | 56.2466 | 53.4262 | 52.5496 | 53.0282 | 60.7282 | 58.7105 | 56.8664 | 55.2242 | 46.6378 | 43.2185 | 35.9464
TSO | - | 18 | 9 | 16 | 2025 | Winter | S, [%] | 0 | 1 | 26.23% | 24.29% | 21.67% | 21.64% | 21.81% | 27.89% | 42.47% | 51.06% | 52.41% | 49.28% | 46.8% | 47.72% | 47.53% | 45.73% | 43.44% | 42.72% | 43.11% | 49.37% | 47.73% | 46.23% | 44.9% | 37.92% | 35.14% | 29.22%
TSO | - | 18 | 16 | 9 | 2025 | Winter | S, [MVA] | 0 | 1 | 32.1758 | 29.7958 | 26.5806 | 26.5544 | 26.7505 | 34.2024 | 51.9643 | 62.3836 | 64.0122 | 60.2168 | 57.2075 | 58.3227 | 58.1043 | 55.9147 | 53.1396 | 52.2716 | 52.7384 | 60.3449 | 58.3551 | 56.5396 | 54.9119 | 46.4289 | 43.0472 | 35.8327
TSO | - | 18 | 16 | 9 | 2025 | Winter | S, [%] | 0 | 1 | 26.16% | 24.22% | 21.61% | 21.59% | 21.75% | 27.81% | 42.25% | 50.72% | 52.04% | 48.96% | 46.51% | 47.42% | 47.24% | 45.46% | 43.2% | 42.5% | 42.88% | 49.06% | 47.44% | 45.97% | 44.64% | 37.75% | 35% | 29.13%
TSO | - | 19 | 10 | 15 | 2025 | Winter | P, [MW] | 0 | 1 | -7.1658 | -4.9415 | -3.348 | -2.9222 | -2.1269 | -2.2369 | -22.8692 | -13.9028 | -16.9441 | -18.0967 | -22.876 | -29.9912 | -19.7722 | -25.6302 | -20.1267 | -15.6787 | -13.1472 | -23.0772 | -15.0039 | -14.0933 | -13.6402 | -11.1106 | -10.1543 | -11.5674
TSO | - | 19 | 10 | 15 | 2025 | Winter | P, [%] | 0 | 1 | 5.826% | 4.017% | 2.722% | 2.376% | 1.729% | 1.819% | 18.59% | 11.3% | 13.78% | 14.71% | 18.6% | 24.38% | 16.07% | 20.84% | 16.36% | 12.75% | 10.69% | 18.76% | 12.2% | 11.46% | 11.09% | 9.033% | 8.256% | 9.404%
TSO | - | 19 | 15 | 10 | 2025 | Winter | P, [MW] | 0 | 1 | 7.5278 | 5.3631 | 3.7811 | 3.3709 | 2.5792 | 2.6732 | 23.2852 | 14.1644 | 17.1615 | 18.3883 | 23.175 | 30.428 | 20.0994 | 26.044 | 20.4871 | 16.0208 | 13.5638 | 23.4063 | 15.2796 | 14.3616 | 13.9632 | 11.4641 | 10.53 | 11.9951
TSO | - | 19 | 15 | 10 | 2025 | Winter | P, [%] | 0 | 1 | 6.12% | 4.36% | 3.074% | 2.741% | 2.097% | 2.173% | 18.93% | 11.52% | 13.95% | 14.95% | 18.84% | 24.74% | 16.34% | 21.17% | 16.66% | 13.03% | 11.03% | 19.03% | 12.42% | 11.68% | 11.35% | 9.32% | 8.561% | 9.752%
TSO | - | 19 | 10 | 15 | 2025 | Winter | Q, [MVAr] | 0 | 1 | 40.9896 | 44.3969 | 45.0626 | 45.9619 | 46.1203 | 45.4837 | 39.2948 | 33.3607 | 28.3741 | 33.4778 | 31.3126 | 35.9844 | 35.2279 | 37.5199 | 37.1889 | 37.912 | 43.1262 | 33.3362 | 33.7002 | 33.4994 | 37.3288 | 39.9262 | 41.3458 | 43.7322
TSO | - | 19 | 10 | 15 | 2025 | Winter | Q, [%] | 0 | 1 | 33.32% | 36.1% | 36.64% | 37.37% | 37.5% | 36.98% | 31.95% | 27.12% | 23.07% | 27.22% | 25.46% | 29.26% | 28.64% | 30.5% | 30.23% | 30.82% | 35.06% | 27.1% | 27.4% | 27.24% | 30.35% | 32.46% | 33.61% | 35.55%
TSO | - | 19 | 15 | 10 | 2025 | Winter | Q, [MVAr] | 0 | 1 | -40.4885 | -43.6758 | -44.2971 | -45.1436 | -45.2867 | -44.7135 | -38.6365 | -33.2528 | -28.4299 | -33.2595 | -31.0794 | -35.2634 | -34.8863 | -36.8737 | -36.7258 | -37.506 | -42.4485 | -32.9899 | -33.5329 | -33.3564 | -36.9853 | -39.4683 | -40.8039 | -42.9987
TSO | - | 19 | 15 | 10 | 2025 | Winter | Q, [%] | 0 | 1 | 32.92% | 35.51% | 36.01% | 36.7% | 36.82% | 36.35% | 31.41% | 27.03% | 23.11% | 27.04% | 25.27% | 28.67% | 28.36% | 29.98% | 29.86% | 30.49% | 34.51% | 26.82% | 27.26% | 27.12% | 30.07% | 32.09% | 33.17% | 34.96%
TSO | - | 19 | 10 | 15 | 2025 | Winter | S, [MVA] | 0 | 1 | 41.6112 | 44.671 | 45.1868 | 46.0547 | 46.1693 | 45.5387 | 45.4652 | 36.1417 | 33.0483 | 38.0559 | 38.7787 | 46.8439 | 40.3973 | 45.4384 | 42.2859 | 41.0261 | 45.0857 | 40.5445 | 36.8893 | 36.3433 | 39.7428 | 41.4432 | 42.5745 | 45.2361
TSO | - | 19 | 10 | 15 | 2025 | Winter | S, [%] | 0 | 1 | 33.83% | 36.32% | 36.74% | 37.44% | 37.54% | 37.02% | 36.96% | 29.38% | 26.87% | 30.94% | 31.53% | 38.08% | 32.84% | 36.94% | 34.38% | 33.35% | 36.66% | 32.96% | 29.99% | 29.55% | 32.31% | 33.69% | 34.61% | 36.78%
TSO | - | 19 | 15 | 10 | 2025 | Winter | S, [MVA] | 0 | 1 | 41.1824 | 44.0038 | 44.4582 | 45.2693 | 45.3601 | 44.7933 | 45.1108 | 36.1439 | 33.2081 | 38.0042 | 38.7687 | 46.5765 | 40.2622 | 45.1437 | 42.0536 | 40.7844 | 44.5629 | 40.4498 | 36.85 | 36.3167 | 39.5333 | 41.0995 | 42.1407 | 44.6404
TSO | - | 19 | 15 | 10 | 2025 | Winter | S, [%] | 0 | 1 | 33.48% | 35.78% | 36.14% | 36.8% | 36.88% | 36.42% | 36.68% | 29.39% | 27% | 30.9% | 31.52% | 37.87% | 32.73% | 36.7% | 34.19% | 33.16% | 36.23% | 32.89% | 29.96% | 29.53% | 32.14% | 33.41% | 34.26% | 36.29%
TSO | - | 20 | 11 | 13 | 2025 | Winter | P, [MW] | 0 | 1 | 21.0143 | 20.6574 | 20.0154 | 19.8384 | 17.9356 | 17.7847 | 16.3667 | 21.0704 | 22.0651 | 20.9535 | 23.0679 | 22.7859 | 24.5589 | 23.3225 | 22.5616 | 24.5983 | 27.1659 | 29.0638 | 29.7044 | 30.1217 | 33.2118 | 31.5147 | 29.9468 | 25.7916
TSO | - | 20 | 11 | 13 | 2025 | Winter | P, [%] | 0 | 1 | 1.58% | 1.553% | 1.505% | 1.492% | 1.349% | 1.337% | 1.231% | 1.584% | 1.659% | 1.575% | 1.734% | 1.713% | 1.847% | 1.754% | 1.696% | 1.849% | 2.043% | 2.185% | 2.233% | 2.265% | 2.497% | 2.37% | 2.252% | 1.939%
TSO | - | 20 | 13 | 11 | 2025 | Winter | P, [MW] | 0 | 1 | -21.008 | -20.6513 | -20.0097 | -19.8328 | -17.9311 | -17.7802 | -16.3629 | -21.0641 | -22.0582 | -20.9473 | -23.0603 | -22.7785 | -24.5503 | -23.3147 | -22.5543 | -24.5897 | -27.1554 | -29.0518 | -29.6918 | -30.1088 | -33.1961 | -31.5005 | -29.934 | -25.7822
TSO | - | 20 | 13 | 11 | 2025 | Winter | P, [%] | 0 | 1 | 1.58% | 1.553% | 1.504% | 1.491% | 1.348% | 1.337% | 1.23% | 1.584% | 1.659% | 1.575% | 1.734% | 1.713% | 1.846% | 1.753% | 1.696% | 1.849% | 2.042% | 2.184% | 2.232% | 2.264% | 2.496% | 2.368% | 2.251% | 1.939%
TSO | - | 20 | 11 | 13 | 2025 | Winter | Q, [MVAr] | 0 | 1 | -15.6709 | -15.6381 | -15.579 | -15.5628 | -15.3869 | -15.3728 | -15.2411 | -15.6754 | -15.767 | -15.664 | -15.8599 | -15.8341 | -15.9977 | -15.8838 | -15.8137 | -16.0014 | -16.2373 | -16.4112 | -16.4695 | -16.5077 | -16.7899 | -16.6353 | -16.4922 | -16.1112
TSO | - | 20 | 11 | 13 | 2025 | Winter | Q, [%] | 0 | 1 | 1.178% | 1.176% | 1.171% | 1.17% | 1.157% | 1.156% | 1.146% | 1.179% | 1.185% | 1.178% | 1.192% | 1.191% | 1.203% | 1.194% | 1.189% | 1.203% | 1.221% | 1.234% | 1.238% | 1.241% | 1.262% | 1.251% | 1.24% | 1.211%
TSO | - | 20 | 13 | 11 | 2025 | Winter | Q, [MVAr] | 0 | 1 | -11.6303 | -11.6661 | -11.7304 | -11.7482 | -11.9382 | -11.9531 | -12.094 | -11.6239 | -11.524 | -11.6351 | -11.4245 | -11.4529 | -11.2757 | -11.3994 | -11.4756 | -11.2718 | -11.0141 | -10.8232 | -10.7584 | -10.7163 | -10.4045 | -10.5762 | -10.7344 | -11.1522
TSO | - | 20 | 13 | 11 | 2025 | Winter | Q, [%] | 0 | 1 | 0.8745% | 0.8772% | 0.882% | 0.8833% | 0.8976% | 0.8987% | 0.9093% | 0.874% | 0.8665% | 0.8748% | 0.859% | 0.8611% | 0.8478% | 0.8571% | 0.8628% | 0.8475% | 0.8281% | 0.8138% | 0.8089% | 0.8057% | 0.7823% | 0.7952% | 0.8071% | 0.8385%
TSO | - | 20 | 11 | 13 | 2025 | Winter | S, [MVA] | 0 | 1 | 26.2141 | 25.909 | 25.3637 | 25.2143 | 23.6314 | 23.5079 | 22.3642 | 26.2618 | 27.1195 | 26.1612 | 27.994 | 27.7473 | 29.3098 | 28.2176 | 27.5518 | 29.3449 | 31.6486 | 33.3771 | 33.9646 | 34.3485 | 37.2146 | 35.6358 | 34.1878 | 30.4102
TSO | - | 20 | 11 | 13 | 2025 | Winter | S, [%] | 0 | 1 | 1.971% | 1.948% | 1.907% | 1.896% | 1.777% | 1.768% | 1.682% | 1.975% | 2.039% | 1.967% | 2.105% | 2.086% | 2.204% | 2.122% | 2.072% | 2.206% | 2.38% | 2.51% | 2.554% | 2.583% | 2.798% | 2.679% | 2.571% | 2.286%
TSO | - | 20 | 13 | 11 | 2025 | Winter | S, [MVA] | 0 | 1 | 24.0125 | 23.7186 | 23.1946 | 23.0513 | 21.5417 | 21.4246 | 20.3472 | 24.0585 | 24.8871 | 23.9617 | 25.7351 | 25.4957 | 27.0159 | 25.9523 | 25.3059 | 27.0501 | 29.304 | 31.0024 | 31.5808 | 31.959 | 34.7884 | 33.2286 | 31.8005 | 28.0908
TSO | - | 20 | 13 | 11 | 2025 | Winter | S, [%] | 0 | 1 | 1.805% | 1.783% | 1.744% | 1.733% | 1.62% | 1.611% | 1.53% | 1.809% | 1.871% | 1.802% | 1.935% | 1.917% | 2.031% | 1.951% | 1.903% | 2.034% | 2.203% | 2.331% | 2.374% | 2.403% | 2.616% | 2.498% | 2.391% | 2.112%
TSO | - | 21 | 12 | 72 | 2025 | Winter | P, [MW] | 0 | 1 | -14.3332 | -14.5427 | -14.1187 | -13.8895 | -12.5807 | -12.4548 | -11.9451 | -13.996 | -14.731 | -13.9708 | -15.9225 | -16.3773 | -16.9947 | -16.2538 | -15.6125 | -16.7016 | -18.3594 | -19.3679 | -19.8432 | -19.9301 | -21.875 | -20.8647 | -20.0552 | -17.3821
TSO | - | 21 | 12 | 72 | 2025 | Winter | P, [%] | 0 | 1 | 5.827% | 5.912% | 5.739% | 5.646% | 5.114% | 5.063% | 4.856% | 5.689% | 5.988% | 5.679% | 6.473% | 6.657% | 6.908% | 6.607% | 6.347% | 6.789% | 7.463% | 7.873% | 8.066% | 8.102% | 8.892% | 8.482% | 8.153% | 7.066%
TSO | - | 21 | 72 | 12 | 2025 | Winter | P, [MW] | 0 | 1 | 14.3548 | 14.5652 | 14.14 | 13.9101 | 12.5976 | 12.4712 | 11.9593 | 14.0153 | 14.7521 | 13.9901 | 15.9473 | 16.4037 | 17.0233 | 16.2801 | 15.6368 | 16.7298 | 18.3942 | 19.4051 | 19.8826 | 19.9699 | 21.924 | 20.9099 | 20.0974 | 17.4139
TSO | - | 21 | 72 | 12 | 2025 | Winter | P, [%] | 0 | 1 | 5.835% | 5.921% | 5.748% | 5.654% | 5.121% | 5.07% | 4.861% | 5.697% | 5.997% | 5.687% | 6.483% | 6.668% | 6.92% | 6.618% | 6.356% | 6.801% | 7.477% | 7.888% | 8.082% | 8.118% | 8.912% | 8.5% | 8.17% | 7.079%
TSO | - | 21 | 12 | 72 | 2025 | Winter | Q, [MVAr] | 0 | 1 | 1.2713 | 0.82184 | 0.50949 | 0.43383 | 0.1391 | 0.32465 | 0.3837 | 1.1301 | 1.6063 | 1.061 | 1.6915 | 1.4464 | 1.4265 | 1.4112 | 1.2332 | 1.617 | 1.7422 | 2.2206 | 2.2759 | 2.2535 | 2.8458 | 2.7034 | 2.4763 | 1.4282
TSO | - | 21 | 12 | 72 | 2025 | Winter | Q, [%] | 0 | 1 | 0.5168% | 0.3341% | 0.2071% | 0.1764% | 0.05654% | 0.132% | 0.156% | 0.4594% | 0.653% | 0.4313% | 0.6876% | 0.588% | 0.5799% | 0.5737% | 0.5013% | 0.6573% | 0.7082% | 0.9027% | 0.9252% | 0.9161% | 1.157% | 1.099% | 1.007% | 0.5806%
TSO | - | 21 | 72 | 12 | 2025 | Winter | Q, [MVAr] | 0 | 1 | -2.5634 | -2.0841 | -1.7671 | -1.6951 | -1.4074 | -1.6089 | -1.767 | -2.5204 | -3.0152 | -2.4416 | -3.0787 | -2.8134 | -2.7766 | -2.7638 | -2.5843 | -2.9397 | -3.0133 | -3.5491 | -3.578 | -3.551 | -4.0898 | -3.9417 | -3.7105 | -2.678
TSO | - | 21 | 72 | 12 | 2025 | Winter | Q, [%] | 0 | 1 | 1.042% | 0.8472% | 0.7183% | 0.6891% | 0.5721% | 0.654% | 0.7183% | 1.025% | 1.226% | 0.9925% | 1.251% | 1.144% | 1.129% | 1.123% | 1.051% | 1.195% | 1.225% | 1.443% | 1.454% | 1.444% | 1.663% | 1.602% | 1.508% | 1.089%
TSO | - | 21 | 12 | 72 | 2025 | Winter | S, [MVA] | 0 | 1 | 14.3895 | 14.5659 | 14.1279 | 13.8963 | 12.5815 | 12.459 | 11.9513 | 14.0416 | 14.8183 | 14.0111 | 16.0121 | 16.4411 | 17.0545 | 16.315 | 15.6611 | 16.7797 | 18.4419 | 19.4948 | 19.9732 | 20.0571 | 22.0593 | 21.0391 | 20.2075 | 17.4407
TSO | - | 21 | 12 | 72 | 2025 | Winter | S, [%] | 0 | 1 | 5.849% | 5.921% | 5.743% | 5.649% | 5.114% | 5.065% | 4.858% | 5.708% | 6.024% | 5.696% | 6.509% | 6.683% | 6.933% | 6.632% | 6.366% | 6.821% | 7.497% | 7.925% | 8.119% | 8.153% | 8.967% | 8.552% | 8.214% | 7.09%
TSO | - | 21 | 72 | 12 | 2025 | Winter | S, [MVA] | 0 | 1 | 14.5819 | 14.7135 | 14.25 | 14.013 | 12.676 | 12.5746 | 12.0891 | 14.2401 | 15.0571 | 14.2016 | 16.2418 | 16.6432 | 17.2482 | 16.513 | 15.8489 | 16.9861 | 18.6393 | 19.727 | 20.202 | 20.2832 | 22.3022 | 21.2781 | 20.437 | 17.6186
TSO | - | 21 | 72 | 12 | 2025 | Winter | S, [%] | 0 | 1 | 5.928% | 5.981% | 5.793% | 5.696% | 5.153% | 5.112% | 4.914% | 5.789% | 6.121% | 5.773% | 6.602% | 6.766% | 7.011% | 6.713% | 6.443% | 6.905% | 7.577% | 8.019% | 8.212% | 8.245% | 9.066% | 8.65% | 8.308% | 7.162%
TSO | - | 23 | 15 | 18 | 2025 | Winter | P, [MW] | 0 | 1 | 17.3987 | 15.0117 | 14.2168 | 13.4864 | 13.4544 | 15.2012 | 20.9012 | 24.2826 | 26.7811 | 27.8031 | 27.4487 | 27.2883 | 26.8316 | 26.5334 | 25.379 | 23.4854 | 23.4937 | 28.0991 | 28.2869 | 27.6364 | 26.5095 | 24.9682 | 22.7496 | 19.9548
TSO | - | 23 | 15 | 18 | 2025 | Winter | P, [%] | 0 | 1 | 14.15% | 12.2% | 11.56% | 10.96% | 10.94% | 12.36% | 16.99% | 19.74% | 21.77% | 22.6% | 22.32% | 22.19% | 21.81% | 21.57% | 20.63% | 19.09% | 19.1% | 22.84% | 23% | 22.47% | 21.55% | 20.3% | 18.5% | 16.22%
TSO | - | 23 | 18 | 15 | 2025 | Winter | P, [MW] | 0 | 1 | -17.3786 | -14.9959 | -14.2025 | -13.4735 | -13.4416 | -15.1853 | -20.8747 | -24.2475 | -26.7388 | -27.7562 | -27.404 | -27.2437 | -26.7882 | -26.4908 | -25.3399 | -23.4518 | -23.4594 | -28.0519 | -28.2384 | -27.5901 | -26.4663 | -24.9295 | -22.7171 | -19.9293
TSO | - | 23 | 18 | 15 | 2025 | Winter | P, [%] | 0 | 1 | 14.13% | 12.19% | 11.55% | 10.95% | 10.93% | 12.35% | 16.97% | 19.71% | 21.74% | 22.57% | 22.28% | 22.15% | 21.78% | 21.54% | 20.6% | 19.07% | 19.07% | 22.81% | 22.96% | 22.43% | 21.52% | 20.27% | 18.47% | 16.2%
TSO | - | 23 | 15 | 18 | 2025 | Winter | Q, [MVAr] | 0 | 1 | -3.8863 | -4.5386 | -4.4674 | -4.2622 | -4.1664 | -4.0629 | -0.93148 | 0.99021 | 1.8001 | 2.9461 | 2.1788 | 2.1054 | 2.063 | 2.2044 | 1.3916 | 0.12785 | 0.023168 | 1.5878 | 1.9092 | 1.435 | 1.0848 | 0.63655 | -1.1226 | -1.5997
TSO | - | 23 | 15 | 18 | 2025 | Winter | Q, [%] | 0 | 1 | 3.16% | 3.69% | 3.632% | 3.465% | 3.387% | 3.303% | 0.7573% | 0.805% | 1.464% | 2.395% | 1.771% | 1.712% | 1.677% | 1.792% | 1.131% | 0.1039% | 0.01884% | 1.291% | 1.552% | 1.167% | 0.882% | 0.5175% | 0.9127% | 1.301%
TSO | - | 23 | 18 | 15 | 2025 | Winter | Q, [MVAr] | 0 | 1 | 3.7351 | 4.3767 | 4.302 | 4.0916 | 3.9964 | 3.9011 | 0.79187 | -1.1034 | -1.8926 | -3.0177 | -2.2616 | -2.1869 | -2.147 | -2.2904 | -1.4885 | -0.24081 | -0.12969 | -1.6596 | -1.9738 | -1.5065 | -1.1638 | -0.72799 | 1.0121 | 1.4679
TSO | - | 23 | 18 | 15 | 2025 | Winter | Q, [%] | 0 | 1 | 3.037% | 3.558% | 3.498% | 3.326% | 3.249% | 3.172% | 0.6438% | 0.897% | 1.539% | 2.453% | 1.839% | 1.778% | 1.745% | 1.862% | 1.21% | 0.1958% | 0.1054% | 1.349% | 1.605% | 1.225% | 0.9462% | 0.5919% | 0.8228% | 1.193%
TSO | - | 23 | 15 | 18 | 2025 | Winter | S, [MVA] | 0 | 1 | 17.8275 | 15.6828 | 14.9022 | 14.1439 | 14.0848 | 15.7348 | 20.922 | 24.3028 | 26.8415 | 27.9587 | 27.535 | 27.3694 | 26.9108 | 26.6248 | 25.4171 | 23.4858 | 23.4937 | 28.144 | 28.3512 | 27.6736 | 26.5317 | 24.9763 | 22.7773 | 20.0188
TSO | - | 23 | 15 | 18 | 2025 | Winter | S, [%] | 0 | 1 | 14.49% | 12.75% | 12.12% | 11.5% | 11.45% | 12.79% | 17.01% | 19.76% | 21.82% | 22.73% | 22.39% | 22.25% | 21.88% | 21.65% | 20.66% | 19.09% | 19.1% | 22.88% | 23.05% | 22.5% | 21.57% | 20.31% | 18.52% | 16.28%
TSO | - | 23 | 18 | 15 | 2025 | Winter | S, [MVA] | 0 | 1 | 17.7755 | 15.6216 | 14.8397 | 14.081 | 14.0231 | 15.6784 | 20.8898 | 24.2725 | 26.8057 | 27.9197 | 27.4971 | 27.3313 | 26.8741 | 26.5896 | 25.3836 | 23.453 | 23.4598 | 28.101 | 28.3073 | 27.6312 | 26.4919 | 24.9401 | 22.7396 | 19.9833
TSO | - | 23 | 18 | 15 | 2025 | Winter | S, [%] | 0 | 1 | 14.45% | 12.7% | 12.06% | 11.45% | 11.4% | 12.75% | 16.98% | 19.73% | 21.79% | 22.7% | 22.36% | 22.22% | 21.85% | 21.62% | 20.64% | 19.07% | 19.07% | 22.85% | 23.01% | 22.46% | 21.54% | 20.28% | 18.49% | 16.25%
TSO | - | 24 | 15 | 26 | 2025 | Winter | P, [MW] | 0 | 1 | 25.085 | 22.0343 | 20.28 | 19.7419 | 19.3863 | 22.1047 | 35.4678 | 36.7852 | 38.9791 | 38.6008 | 39.6191 | 41.8768 | 38.8943 | 39.9325 | 36.851 | 34.3349 | 32.8146 | 40.1556 | 39.1794 | 38.2221 | 37.0262 | 34.1029 | 32.3509 | 29.5075
TSO | - | 24 | 15 | 26 | 2025 | Winter | P, [%] | 0 | 1 | 20.39% | 17.91% | 16.49% | 16.05% | 15.76% | 17.97% | 28.84% | 29.91% | 31.69% | 31.38% | 32.21% | 34.05% | 31.62% | 32.47% | 29.96% | 27.91% | 26.68% | 32.65% | 31.85% | 31.07% | 30.1% | 27.73% | 26.3% | 23.99%
TSO | - | 24 | 26 | 15 | 2025 | Winter | P, [MW] | 0 | 1 | -24.9837 | -21.9461 | -20.2002 | -19.666 | -19.3104 | -22.0164 | -35.2974 | -36.6098 | -38.7869 | -38.4079 | -39.4196 | -41.6513 | -38.6983 | -39.7249 | -36.6723 | -34.1758 | -32.6642 | -39.9473 | -38.9782 | -38.0296 | -36.8412 | -33.9417 | -32.2001 | -29.3747
TSO | - | 24 | 26 | 15 | 2025 | Winter | P, [%] | 0 | 1 | 20.31% | 17.84% | 16.42% | 15.99% | 15.7% | 17.9% | 28.7% | 29.76% | 31.53% | 31.23% | 32.05% | 33.86% | 31.46% | 32.3% | 29.81% | 27.79% | 26.56% | 32.48% | 31.69% | 30.92% | 29.95% | 27.59% | 26.18% | 23.88%
TSO | - | 24 | 15 | 26 | 2025 | Winter | Q, [MVAr] | 0 | 1 | -10.8871 | -12.4612 | -12.8543 | -12.6417 | -13.0899 | -12.3855 | -7.323 | -4.0404 | -1.6672 | -2.343 | -1.7275 | -2.8604 | -3.0014 | -3.5833 | -4.3592 | -5.9127 | -7.0907 | -3.4005 | -3.9558 | -4.402 | -5.6551 | -6.7255 | -8.5789 | -10.1492
TSO | - | 24 | 15 | 26 | 2025 | Winter | Q, [%] | 0 | 1 | 8.851% | 10.13% | 10.45% | 10.28% | 10.64% | 10.07% | 5.954% | 3.285% | 1.355% | 1.905% | 1.405% | 2.326% | 2.44% | 2.913% | 3.544% | 4.807% | 5.765% | 2.765% | 3.216% | 3.579% | 4.598% | 5.468% | 6.975% | 8.251%
TSO | - | 24 | 26 | 15 | 2025 | Winter | Q, [MVAr] | 0 | 1 | 10.7632 | 12.3008 | 12.6678 | 12.4415 | 12.8911 | 12.2246 | 7.4143 | 4.1423 | 1.8194 | 2.5081 | 1.9075 | 3.1328 | 3.1763 | 3.7993 | 4.4791 | 5.97 | 7.127 | 3.615 | 4.1525 | 4.5698 | 5.804 | 6.7983 | 8.6207 | 10.1349
TSO | - | 24 | 26 | 15 | 2025 | Winter | Q, [%] | 0 | 1 | 8.751% | 10% | 10.3% | 10.12% | 10.48% | 9.939% | 6.028% | 3.368% | 1.479% | 2.039% | 1.551% | 2.547% | 2.582% | 3.089% | 3.642% | 4.854% | 5.794% | 2.939% | 3.376% | 3.715% | 4.719% | 5.527% | 7.009% | 8.24%
TSO | - | 24 | 15 | 26 | 2025 | Winter | S, [MVA] | 0 | 1 | 27.3456 | 25.3139 | 24.0107 | 23.4426 | 23.3918 | 25.3381 | 36.2159 | 37.0065 | 39.0148 | 38.6718 | 39.6568 | 41.9743 | 39.0099 | 40.0929 | 37.108 | 34.8403 | 33.572 | 40.2993 | 39.3786 | 38.4748 | 37.4555 | 34.7597 | 33.4691 | 31.2041
TSO | - | 24 | 15 | 26 | 2025 | Winter | S, [%] | 0 | 1 | 22.23% | 20.58% | 19.52% | 19.06% | 19.02% | 20.6% | 29.44% | 30.09% | 31.72% | 31.44% | 32.24% | 34.13% | 31.72% | 32.6% | 30.17% | 28.33% | 27.29% | 32.76% | 32.02% | 31.28% | 30.45% | 28.26% | 27.21% | 25.37%
TSO | - | 24 | 26 | 15 | 2025 | Winter | S, [MVA] | 0 | 1 | 27.2035 | 25.1583 | 23.8437 | 23.271 | 23.218 | 25.1826 | 36.0677 | 36.8434 | 38.8296 | 38.4897 | 39.4657 | 41.769 | 38.8284 | 39.9061 | 36.9448 | 34.6933 | 33.4327 | 40.1106 | 39.1987 | 38.3032 | 37.2955 | 34.6158 | 33.3341 | 31.074
TSO | - | 24 | 26 | 15 | 2025 | Winter | S, [%] | 0 | 1 | 22.12% | 20.45% | 19.39% | 18.92% | 18.88% | 20.47% | 29.32% | 29.95% | 31.57% | 31.29% | 32.09% | 33.96% | 31.57% | 32.44% | 30.04% | 28.21% | 27.18% | 32.61% | 31.87% | 31.14% | 30.32% | 28.14% | 27.1% | 25.26%
TSO | - | 25 | 16 | 17 | 2025 | Winter | P, [MW] | 0 | 1 | 0.18744 | -1.5421 | -3.9836 | -3.8692 | -4.0966 | 0.12151 | 6.1553 | 12.825 | 12.8795 | 12.0729 | 8.9413 | 9.7177 | 12.0661 | 8.6942 | 8.8041 | 8.5626 | 9.0315 | 13.1228 | 12.8926 | 12.4608 | 11.3245 | 7.9583 | 5.9205 | 2.17
TSO | - | 25 | 16 | 17 | 2025 | Winter | P, [%] | 0 | 1 | 0.1524% | 1.254% | 3.239% | 3.146% | 3.331% | 0.09879% | 5.004% | 10.43% | 10.47% | 9.815% | 7.269% | 7.901% | 9.81% | 7.068% | 7.158% | 6.961% | 7.343% | 10.67% | 10.48% | 10.13% | 9.207% | 6.47% | 4.813% | 1.764%
TSO | - | 25 | 17 | 16 | 2025 | Winter | P, [MW] | 0 | 1 | -0.18743 | 1.5422 | 3.9844 | 3.87 | 4.0974 | -0.12144 | -6.1534 | -12.8171 | -12.8716 | -12.0659 | -8.9375 | -9.7132 | -12.0592 | -8.6906 | -8.8004 | -8.559 | -9.0273 | -13.1145 | -12.8846 | -12.4533 | -11.3182 | -7.955 | -5.9187 | -2.1697
TSO | - | 25 | 17 | 16 | 2025 | Winter | P, [%] | 0 | 1 | 0.1524% | 1.254% | 3.239% | 3.146% | 3.331% | 0.09874% | 5.003% | 10.42% | 10.46% | 9.81% | 7.266% | 7.897% | 9.804% | 7.066% | 7.155% | 6.959% | 7.339% | 10.66% | 10.48% | 10.12% | 9.202% | 6.468% | 4.812% | 1.764%
TSO | - | 25 | 16 | 17 | 2025 | Winter | Q, [MVAr] | 0 | 1 | -0.41979 | 0.35846 | 0.30835 | 0.19268 | 0.54811 | 1.0276 | 1.3098 | -0.44756 | -1.0795 | -0.10809 | -0.33418 | 0.26123 | -0.027402 | 0.27644 | 0.66104 | 1.0241 | 2.2772 | 0.68393 | 0.84826 | 0.91977 | 1.931 | 1.9339 | 1.659 | 1.3354
TSO | - | 25 | 16 | 17 | 2025 | Winter | Q, [%] | 0 | 1 | 0.3413% | 0.2914% | 0.2507% | 0.1566% | 0.4456% | 0.8354% | 1.065% | 0.3639% | 0.8777% | 0.08787% | 0.2717% | 0.2124% | 0.02228% | 0.2247% | 0.5374% | 0.8326% | 1.851% | 0.556% | 0.6896% | 0.7478% | 1.57% | 1.572% | 1.349% | 1.086%
TSO | - | 25 | 17 | 16 | 2025 | Winter | Q, [MVAr] | 0 | 1 | 0.20394 | -0.57325 | -0.52056 | -0.40495 | -0.76001 | -1.2432 | -1.5222 | 0.25621 | 0.88844 | -0.086448 | 0.12833 | -0.46451 | -0.16746 | -0.4828 | -0.86725 | -1.2307 | -2.4812 | -0.87402 | -1.0393 | -1.1127 | -2.1277 | -2.1408 | -1.8701 | -1.5506
TSO | - | 25 | 17 | 16 | 2025 | Winter | Q, [%] | 0 | 1 | 0.1658% | 0.4661% | 0.4232% | 0.3292% | 0.6179% | 1.011% | 1.238% | 0.2083% | 0.7223% | 0.07028% | 0.1043% | 0.3777% | 0.1361% | 0.3925% | 0.7051% | 1.001% | 2.017% | 0.7106% | 0.845% | 0.9046% | 1.73% | 1.74% | 1.52% | 1.261%
TSO | - | 25 | 16 | 17 | 2025 | Winter | S, [MVA] | 0 | 1 | 0.45973 | 1.5832 | 3.9956 | 3.874 | 4.1331 | 1.0347 | 6.2931 | 12.8328 | 12.9247 | 12.0734 | 8.9475 | 9.7212 | 12.0661 | 8.6986 | 8.8289 | 8.6236 | 9.3141 | 13.1406 | 12.9204 | 12.4947 | 11.488 | 8.1899 | 6.1486 | 2.548
TSO | - | 25 | 16 | 17 | 2025 | Winter | S, [%] | 0 | 1 | 0.3738% | 1.287% | 3.248% | 3.15% | 3.36% | 0.8412% | 5.116% | 10.43% | 10.51% | 9.816% | 7.274% | 7.903% | 9.81% | 7.072% | 7.178% | 7.011% | 7.572% | 10.68% | 10.5% | 10.16% | 9.34% | 6.658% | 4.999% | 2.072%
TSO | - | 25 | 17 | 16 | 2025 | Winter | S, [MVA] | 0 | 1 | 0.27699 | 1.6453 | 4.0183 | 3.8911 | 4.1673 | 1.2491 | 6.3389 | 12.8197 | 12.9022 | 12.0663 | 8.9384 | 9.7243 | 12.0603 | 8.704 | 8.843 | 8.647 | 9.3621 | 13.1436 | 12.9265 | 12.5029 | 11.5165 | 8.2381 | 6.2071 | 2.6668
TSO | - | 25 | 17 | 16 | 2025 | Winter | S, [%] | 0 | 1 | 0.2252% | 1.338% | 3.267% | 3.163% | 3.388% | 1.016% | 5.154% | 10.42% | 10.49% | 9.81% | 7.267% | 7.906% | 9.805% | 7.076% | 7.189% | 7.03% | 7.611% | 10.69% | 10.51% | 10.16% | 9.363% | 6.698% | 5.046% | 2.168%
TSO | - | 26 | 17 | 34 | 2025 | Winter | P, [MW] | 0 | 1 | -7.7174 | -9.2852 | -10.8358 | -10.9528 | -11.1695 | -7.6563 | -2.8407 | 2.9153 | 2.9872 | 1.7815 | -0.041009 | 0.3054 | 3.1231 | -0.048723 | -0.21506 | -0.79894 | -1.1562 | 2.0786 | 2.5888 | 1.5704 | 0.31942 | -1.5362 | -2.8881 | -6.6912
TSO | - | 26 | 17 | 34 | 2025 | Winter | P, [%] | 0 | 1 | 6.274% | 7.549% | 8.81% | 8.905% | 9.081% | 6.225% | 2.309% | 2.37% | 2.429% | 1.448% | 0.03334% | 0.2483% | 2.539% | 0.03961% | 0.1748% | 0.6495% | 0.94% | 1.69% | 2.105% | 1.277% | 0.2597% | 1.249% | 2.348% | 5.44%
TSO | - | 26 | 34 | 17 | 2025 | Winter | P, [MW] | 0 | 1 | 7.7243 | 9.2954 | 10.8496 | 10.9667 | 11.1842 | 7.6637 | 2.8424 | -2.9144 | -2.9862 | -1.7811 | 0.04108 | -0.30523 | -3.1219 | 0.04891 | 0.21544 | 0.79955 | 1.1575 | -2.0778 | -2.5877 | -1.5697 | -0.31843 | 1.5375 | 2.8901 | 6.6972
TSO | - | 26 | 34 | 17 | 2025 | Winter | P, [%] | 0 | 1 | 6.28% | 7.557% | 8.821% | 8.916% | 9.093% | 6.231% | 2.311% | 2.369% | 2.428% | 1.448% | 0.0334% | 0.2482% | 2.538% | 0.03976% | 0.1752% | 0.65% | 0.9411% | 1.689% | 2.104% | 1.276% | 0.2589% | 1.25% | 2.35% | 5.445%
TSO | - | 26 | 17 | 34 | 2025 | Winter | Q, [MVAr] | 0 | 1 | 1.2475 | 2.0337 | 2.116 | 1.8685 | 2.2285 | 2.5657 | 2.4247 | 0.25248 | -0.51679 | 0.55409 | 0.54832 | 0.97217 | 0.74815 | 1.0505 | 1.5849 | 1.9533 | 3.0627 | 1.3767 | 1.6448 | 1.7841 | 2.7291 | 2.9213 | 2.8916 | 2.6891
TSO | - | 26 | 17 | 34 | 2025 | Winter | Q, [%] | 0 | 1 | 1.014% | 1.653% | 1.72% | 1.519% | 1.812% | 2.086% | 1.971% | 0.2053% | 0.4202% | 0.4505% | 0.4458% | 0.7904% | 0.6082% | 0.854% | 1.289% | 1.588% | 2.49% | 1.119% | 1.337% | 1.45% | 2.219% | 2.375% | 2.351% | 2.186%
TSO | - | 26 | 34 | 17 | 2025 | Winter | Q, [MVAr] | 0 | 1 | -1.7226 | -2.4956 | -2.5649 | -2.3166 | -2.674 | -3.0385 | -2.9245 | -0.75434 | 0.014575 | -1.0579 | -1.0544 | -1.4774 | -1.2498 | -1.5556 | -2.0897 | -2.4568 | -3.5622 | -1.8792 | -2.146 | -2.2868 | -3.2303 | -3.42 | -3.3866 | -3.1681
TSO | - | 26 | 34 | 17 | 2025 | Winter | Q, [%] | 0 | 1 | 1.4% | 2.029% | 2.085% | 1.883% | 2.174% | 2.47% | 2.378% | 0.6133% | 0.01185% | 0.8601% | 0.8572% | 1.201% | 1.016% | 1.265% | 1.699% | 1.997% | 2.896% | 1.528% | 1.745% | 1.859% | 2.626% | 2.781% | 2.753% | 2.576%
TSO | - | 26 | 17 | 34 | 2025 | Winter | S, [MVA] | 0 | 1 | 7.8176 | 9.5053 | 11.0405 | 11.111 | 11.3897 | 8.0747 | 3.7348 | 2.9263 | 3.0315 | 1.8657 | 0.54986 | 1.019 | 3.2114 | 1.0516 | 1.5994 | 2.1103 | 3.2737 | 2.4931 | 3.0672 | 2.3768 | 2.7478 | 3.3006 | 4.0868 | 7.2114
TSO | - | 26 | 17 | 34 | 2025 | Winter | S, [%] | 0 | 1 | 6.356% | 7.728% | 8.976% | 9.033% | 9.26% | 6.565% | 3.036% | 2.379% | 2.465% | 1.517% | 0.447% | 0.8285% | 2.611% | 0.855% | 1.3% | 1.716% | 2.662% | 2.027% | 2.494% | 1.932% | 2.234% | 2.683% | 3.323% | 5.863%
TSO | - | 26 | 34 | 17 | 2025 | Winter | S, [MVA] | 0 | 1 | 7.9141 | 9.6246 | 11.1486 | 11.2087 | 11.4994 | 8.2441 | 4.0782 | 3.0104 | 2.9862 | 2.0716 | 1.0552 | 1.5086 | 3.3628 | 1.5563 | 2.1008 | 2.5836 | 3.7455 | 2.8015 | 3.3618 | 2.7737 | 3.2459 | 3.7497 | 4.4521 | 7.4087
TSO | - | 26 | 34 | 17 | 2025 | Winter | S, [%] | 0 | 1 | 6.434% | 7.825% | 9.064% | 9.113% | 9.349% | 6.702% | 3.316% | 2.447% | 2.428% | 1.684% | 0.8579% | 1.226% | 2.734% | 1.265% | 1.708% | 2.1% | 3.045% | 2.278% | 2.733% | 2.255% | 2.639% | 3.049% | 3.62% | 6.023%
TSO | - | 27 | 18 | 103 | 2025 | Winter | P, [MW] | 0 | 1 | 16.6138 | 14.2254 | 13.4503 | 12.7295 | 12.6735 | 14.5017 | 19.7951 | 23.2225 | 25.7165 | 26.5431 | 25.9034 | 25.876 | 25.2482 | 24.9179 | 23.86 | 21.998 | 21.9417 | 26.4339 | 26.6507 | 26.0149 | 24.8755 | 23.8662 | 21.7759 | 19.1117
TSO | - | 27 | 18 | 103 | 2025 | Winter | P, [%] | 0 | 1 | 13.51% | 11.57% | 10.94% | 10.35% | 10.3% | 11.79% | 16.09% | 18.88% | 20.91% | 21.58% | 21.06% | 21.04% | 20.53% | 20.26% | 19.4% | 17.88% | 17.84% | 21.49% | 21.67% | 21.15% | 20.22% | 19.4% | 17.7% | 15.54%
TSO | - | 27 | 103 | 18 | 2025 | Winter | P, [MW] | 0 | 1 | -16.5959 | -14.2117 | -13.4379 | -12.7185 | -12.6625 | -14.4876 | -19.7713 | -23.19 | -25.6771 | -26.4996 | -25.8631 | -25.8354 | -25.2093 | -24.8798 | -23.8251 | -21.9683 | -21.9116 | -26.3917 | -26.6071 | -25.9735 | -24.8371 | -23.8305 | -21.7461 | -19.0884
TSO | - | 27 | 103 | 18 | 2025 | Winter | P, [%] | 0 | 1 | 13.49% | 11.55% | 10.93% | 10.34% | 10.29% | 11.78% | 16.07% | 18.85% | 20.88% | 21.54% | 21.03% | 21% | 20.5% | 20.23% | 19.37% | 17.86% | 17.81% | 21.46% | 21.63% | 21.12% | 20.19% | 19.37% | 17.68% | 15.52%
TSO | - | 27 | 18 | 103 | 2025 | Winter | Q, [MVAr] | 0 | 1 | -2.7022 | -3.344 | -3.2693 | -3.0588 | -3.0177 | -2.8923 | 0.12739 | 1.9929 | 2.7824 | 4.0055 | 3.1744 | 3.0745 | 3.0417 | 3.235 | 2.4061 | 1.1562 | 1.0709 | 2.6013 | 2.9155 | 2.4192 | 2.0733 | 1.7164 | -0.023912 | -0.47988
TSO | - | 27 | 18 | 103 | 2025 | Winter | Q, [%] | 0 | 1 | 2.197% | 2.719% | 2.658% | 2.487% | 2.453% | 2.351% | 0.1036% | 1.62% | 2.262% | 3.257% | 2.581% | 2.5% | 2.473% | 2.63% | 1.956% | 0.94% | 0.8707% | 2.115% | 2.37% | 1.967% | 1.686% | 1.395% | 0.01944% | 0.3901%
TSO | - | 27 | 103 | 18 | 2025 | Winter | Q, [MVAr] | 0 | 1 | 2.5438 | 3.1751 | 3.0972 | 2.8819 | 2.8414 | 2.7243 | -0.27571 | -2.1145 | -2.8836 | -4.0879 | -3.2712 | -3.1686 | -3.1399 | -3.3354 | -2.5163 | -1.282 | -1.1911 | -2.6892 | -2.9958 | -2.5063 | -2.1678 | -1.8175 | -0.095329 | 0.34109
TSO | - | 27 | 103 | 18 | 2025 | Winter | Q, [%] | 0 | 1 | 2.068% | 2.581% | 2.518% | 2.343% | 2.31% | 2.215% | 0.2242% | 1.719% | 2.344% | 3.323% | 2.66% | 2.576% | 2.553% | 2.712% | 2.046% | 1.042% | 0.9684% | 2.186% | 2.436% | 2.038% | 1.762% | 1.478% | 0.0775% | 0.2773%
TSO | - | 27 | 18 | 103 | 2025 | Winter | S, [MVA] | 0 | 1 | 16.8321 | 14.6131 | 13.8419 | 13.0919 | 13.0278 | 14.7873 | 19.7955 | 23.3078 | 25.8666 | 26.8436 | 26.0972 | 26.058 | 25.4308 | 25.127 | 23.981 | 22.0283 | 21.9678 | 26.5616 | 26.8097 | 26.1272 | 24.9618 | 23.9278 | 21.776 | 19.1177
TSO | - | 27 | 18 | 103 | 2025 | Winter | S, [%] | 0 | 1 | 13.68% | 11.88% | 11.25% | 10.64% | 10.59% | 12.02% | 16.09% | 18.95% | 21.03% | 21.82% | 21.22% | 21.19% | 20.68% | 20.43% | 19.5% | 17.91% | 17.86% | 21.59% | 21.8% | 21.24% | 20.29% | 19.45% | 17.7% | 15.54%
TSO | - | 27 | 103 | 18 | 2025 | Winter | S, [MVA] | 0 | 1 | 16.7897 | 14.562 | 13.7902 | 13.0409 | 12.9774 | 14.7416 | 19.7732 | 23.2862 | 25.8385 | 26.8131 | 26.0691 | 26.029 | 25.4041 | 25.1024 | 23.9576 | 22.0056 | 21.9439 | 26.5283 | 26.7753 | 26.0941 | 24.9316 | 23.8997 | 21.7463 | 19.0914
TSO | - | 27 | 103 | 18 | 2025 | Winter | S, [%] | 0 | 1 | 13.65% | 11.84% | 11.21% | 10.6% | 10.55% | 11.99% | 16.08% | 18.93% | 21.01% | 21.8% | 21.19% | 21.16% | 20.65% | 20.41% | 19.48% | 17.89% | 17.84% | 21.57% | 21.77% | 21.21% | 20.27% | 19.43% | 17.68% | 15.52%
TSO | - | 28 | 26 | 55 | 2025 | Winter | P, [MW] | 0 | 1 | 9.7002 | 8.0354 | 6.5004 | 6.4971 | 6.3491 | 9.4657 | 26.0788 | 24.2118 | 23.1746 | 20.5976 | 23.4899 | 28.0153 | 22.8662 | 25.2473 | 20.8464 | 18.1382 | 16.2745 | 24.0585 | 20.9793 | 19.9318 | 18.2803 | 15.427 | 14.3166 | 13.5466
TSO | - | 28 | 26 | 55 | 2025 | Winter | P, [%] | 0 | 1 | 7.886% | 6.533% | 5.285% | 5.282% | 5.162% | 7.696% | 21.2% | 19.68% | 18.84% | 16.75% | 19.1% | 22.78% | 18.59% | 20.53% | 16.95% | 14.75% | 13.23% | 19.56% | 17.06% | 16.2% | 14.86% | 12.54% | 11.64% | 11.01%
TSO | - | 28 | 55 | 26 | 2025 | Winter | P, [MW] | 0 | 1 | -9.5417 | -7.8519 | -6.3145 | -6.3151 | -6.1597 | -9.2763 | -25.766 | -23.9663 | -22.9676 | -20.3999 | -23.2688 | -27.696 | -22.6335 | -24.9645 | -20.6286 | -17.9449 | -16.0762 | -23.8146 | -20.7655 | -19.7303 | -18.0784 | -15.2418 | -14.1262 | -13.335
TSO | - | 28 | 55 | 26 | 2025 | Winter | P, [%] | 0 | 1 | 7.757% | 6.384% | 5.134% | 5.134% | 5.008% | 7.542% | 20.95% | 19.48% | 18.67% | 16.59% | 18.92% | 22.52% | 18.4% | 20.3% | 16.77% | 14.59% | 13.07% | 19.36% | 16.88% | 16.04% | 14.7% | 12.39% | 11.48% | 10.84%
TSO | - | 28 | 26 | 55 | 2025 | Winter | Q, [MVAr] | 0 | 1 | -19.4582 | -21.7581 | -22.3625 | -22.1259 | -22.6026 | -21.5752 | -16.2512 | -12.7924 | -10.1008 | -13.3577 | -11.3195 | -13.6446 | -13.6008 | -14.7857 | -15.0525 | -16.0014 | -18.0805 | -12.844 | -14.4216 | -14.6187 | -16.5111 | -17.7747 | -19.0044 | -20.9362
TSO | - | 28 | 26 | 55 | 2025 | Winter | Q, [%] | 0 | 1 | 15.82% | 17.69% | 18.18% | 17.99% | 18.38% | 17.54% | 13.21% | 10.4% | 8.212% | 10.86% | 9.203% | 11.09% | 11.06% | 12.02% | 12.24% | 13.01% | 14.7% | 10.44% | 11.72% | 11.89% | 13.42% | 14.45% | 15.45% | 17.02%
TSO | - | 28 | 55 | 26 | 2025 | Winter | Q, [MVAr] | 0 | 1 | 18.7555 | 21.1557 | 21.773 | 21.522 | 22.0273 | 20.9921 | 16.0324 | 12.3348 | 9.4997 | 12.7464 | 10.7711 | 13.4374 | 13.106 | 14.4631 | 14.5135 | 15.3874 | 17.5007 | 12.3832 | 13.8702 | 14.0269 | 15.9337 | 17.1508 | 18.4059 | 20.4199
TSO | - | 28 | 55 | 26 | 2025 | Winter | Q, [%] | 0 | 1 | 15.25% | 17.2% | 17.7% | 17.5% | 17.91% | 17.07% | 13.03% | 10.03% | 7.723% | 10.36% | 8.757% | 10.92% | 10.66% | 11.76% | 11.8% | 12.51% | 14.23% | 10.07% | 11.28% | 11.4% | 12.95% | 13.94% | 14.96% | 16.6%
TSO | - | 28 | 26 | 55 | 2025 | Winter | S, [MVA] | 0 | 1 | 21.742 | 23.1944 | 23.2881 | 23.0601 | 23.4774 | 23.5604 | 30.728 | 27.3836 | 25.2802 | 24.5497 | 26.075 | 31.1614 | 26.6053 | 29.2582 | 25.7129 | 24.1876 | 24.3262 | 27.2723 | 25.4581 | 24.718 | 24.6331 | 23.5358 | 23.7936 | 24.9366
TSO | - | 28 | 26 | 55 | 2025 | Winter | S, [%] | 0 | 1 | 17.68% | 18.86% | 18.93% | 18.75% | 19.09% | 19.15% | 24.98% | 22.26% | 20.55% | 19.96% | 21.2% | 25.33% | 21.63% | 23.79% | 20.9% | 19.66% | 19.78% | 22.17% | 20.7% | 20.1% | 20.03% | 19.13% | 19.34% | 20.27%
TSO | - | 28 | 55 | 26 | 2025 | Winter | S, [MVA] | 0 | 1 | 21.0431 | 22.5658 | 22.6702 | 22.4294 | 22.8724 | 22.9503 | 30.3467 | 26.9543 | 24.8547 | 24.0546 | 25.6409 | 30.7836 | 26.1542 | 28.8515 | 25.2226 | 23.6388 | 23.7639 | 26.8417 | 24.9718 | 24.2083 | 24.098 | 22.9448 | 23.2019 | 24.3884
TSO | - | 28 | 55 | 26 | 2025 | Winter | S, [%] | 0 | 1 | 17.11% | 18.35% | 18.43% | 18.24% | 18.6% | 18.66% | 24.67% | 21.91% | 20.21% | 19.56% | 20.85% | 25.03% | 21.26% | 23.46% | 20.51% | 19.22% | 19.32% | 21.82% | 20.3% | 19.68% | 19.59% | 18.65% | 18.86% | 19.83%
TSO | - | 29 | 26 | 103 | 2025 | Winter | P, [MW] | 0 | 1 | -9.4367 | -8.5793 | -7.5225 | -7.6663 | -7.335 | -8.4218 | -16.8855 | -14.9956 | -14.881 | -13.5722 | -15.1177 | -17.4943 | -14.9621 | -16.3087 | -14.2189 | -13.4374 | -11.8833 | -15.0841 | -13.874 | -13.5117 | -13.3538 | -11.5699 | -11.8392 | -11.5209
TSO | - | 29 | 26 | 103 | 2025 | Winter | P, [%] | 0 | 1 | 7.672% | 6.975% | 6.116% | 6.233% | 5.963% | 6.847% | 13.73% | 12.19% | 12.1% | 11.03% | 12.29% | 14.22% | 12.16% | 13.26% | 11.56% | 10.92% | 9.661% | 12.26% | 11.28% | 10.99% | 10.86% | 9.406% | 9.625% | 9.367%
TSO | - | 29 | 103 | 26 | 2025 | Winter | P, [MW] | 0 | 1 | 9.4576 | 8.6008 | 7.5429 | 7.6869 | 7.3564 | 8.4437 | 16.9293 | 15.0285 | 14.911 | 13.6004 | 15.1492 | 17.5376 | 14.9951 | 16.3484 | 14.2505 | 13.4671 | 11.9105 | 15.1174 | 13.9045 | 13.541 | 13.3846 | 11.5966 | 11.8675 | 11.5513
TSO | - | 29 | 103 | 26 | 2025 | Winter | P, [%] | 0 | 1 | 7.689% | 6.992% | 6.132% | 6.25% | 5.981% | 6.865% | 13.76% | 12.22% | 12.12% | 11.06% | 12.32% | 14.26% | 12.19% | 13.29% | 11.59% | 10.95% | 9.683% | 12.29% | 11.3% | 11.01% | 10.88% | 9.428% | 9.648% | 9.391%
TSO | - | 29 | 26 | 103 | 2025 | Winter | Q, [MVAr] | 0 | 1 | 7.9197 | 8.9099 | 9.3664 | 9.3431 | 9.8702 | 9.2733 | 7.1838 | 5.5732 | 3.9027 | 5.7167 | 4.3473 | 5.5079 | 5.5406 | 6.3385 | 6.2875 | 6.6583 | 7.7563 | 5.5291 | 6.3811 | 6.3628 | 7.318 | 7.9871 | 8.2255 | 9.383
TSO | - | 29 | 26 | 103 | 2025 | Winter | Q, [%] | 0 | 1 | 6.439% | 7.244% | 7.615% | 7.596% | 8.025% | 7.539% | 5.841% | 4.531% | 3.173% | 4.648% | 3.534% | 4.478% | 4.505% | 5.153% | 5.112% | 5.413% | 6.306% | 4.495% | 5.188% | 5.173% | 5.95% | 6.494% | 6.687% | 7.628%
TSO | - | 29 | 103 | 26 | 2025 | Winter | Q, [MVAr] | 0 | 1 | -8.3041 | -9.2848 | -9.7422 | -9.7188 | -10.2415 | -9.6471 | -7.5105 | -5.9423 | -4.2882 | -6.0978 | -4.725 | -5.8426 | -5.9066 | -6.6805 | -6.6547 | -7.0278 | -8.1259 | -5.8962 | -6.7517 | -6.7368 | -7.6803 | -8.3583 | -8.5877 | -9.7326
TSO | - | 29 | 103 | 26 | 2025 | Winter | Q, [%] | 0 | 1 | 6.751% | 7.549% | 7.921% | 7.901% | 8.326% | 7.843% | 6.106% | 4.831% | 3.486% | 4.958% | 3.841% | 4.75% | 4.802% | 5.431% | 5.41% | 5.714% | 6.606% | 4.794% | 5.489% | 5.477% | 6.244% | 6.795% | 6.982% | 7.913%
TSO | - | 29 | 26 | 103 | 2025 | Winter | S, [MVA] | 0 | 1 | 12.3197 | 12.369 | 12.0132 | 12.0858 | 12.2973 | 12.5268 | 18.3501 | 15.9977 | 15.3843 | 14.7271 | 15.7303 | 18.3409 | 15.9551 | 17.4971 | 15.547 | 14.9966 | 14.1906 | 16.0655 | 15.2711 | 14.9349 | 15.2275 | 14.059 | 14.4162 | 14.8584
TSO | - | 29 | 26 | 103 | 2025 | Winter | S, [%] | 0 | 1 | 10.02% | 10.06% | 9.767% | 9.826% | 9.998% | 10.18% | 14.92% | 13.01% | 12.51% | 11.97% | 12.79% | 14.91% | 12.97% | 14.23% | 12.64% | 12.19% | 11.54% | 13.06% | 12.42% | 12.14% | 12.38% | 11.43% | 11.72% | 12.08%
TSO | - | 29 | 103 | 26 | 2025 | Winter | S, [MVA] | 0 | 1 | 12.5859 | 12.6563 | 12.321 | 12.3913 | 12.6097 | 12.8204 | 18.5205 | 16.1607 | 15.5154 | 14.9049 | 15.869 | 18.4852 | 16.1165 | 17.6607 | 15.7277 | 15.1906 | 14.4184 | 16.2266 | 15.4571 | 15.1242 | 15.4317 | 14.2948 | 14.6487 | 15.1049
TSO | - | 29 | 103 | 26 | 2025 | Winter | S, [%] | 0 | 1 | 10.23% | 10.29% | 10.02% | 10.07% | 10.25% | 10.42% | 15.06% | 13.14% | 12.61% | 12.12% | 12.9% | 15.03% | 13.1% | 14.36% | 12.79% | 12.35% | 11.72% | 13.19% | 12.57% | 12.3% | 12.55% | 11.62% | 11.91% | 12.28%
TSO | - | 30 | 29 | 34 | 2025 | Winter | P, [MW] | 0 | 1 | -44.8932 | -42.9495 | -41.6747 | -41.3262 | -41.1791 | -45.9802 | -49.1705 | -55.7299 | -54.8699 | -52.4546 | -51.8344 | -50.9721 | -54.3368 | -51.8295 | -52.2329 | -52.2267 | -52.0714 | -54.6759 | -55.6788 | -53.9244 | -52.794 | -50.5632 | -49.7447 | -45.4028
TSO | - | 30 | 29 | 34 | 2025 | Winter | P, [%] | 0 | 1 | 36.5% | 34.92% | 33.88% | 33.6% | 33.48% | 37.38% | 39.98% | 45.31% | 44.61% | 42.65% | 42.14% | 41.44% | 44.18% | 42.14% | 42.47% | 42.46% | 42.33% | 44.45% | 45.27% | 43.84% | 42.92% | 41.11% | 40.44% | 36.91%
TSO | - | 30 | 34 | 29 | 2025 | Winter | P, [MW] | 0 | 1 | 45.1478 | 43.1855 | 41.8988 | 41.547 | 41.4001 | 46.2488 | 49.4768 | 56.1072 | 55.2349 | 52.7987 | 52.1691 | 51.3034 | 54.7034 | 52.1705 | 52.5757 | 52.5689 | 52.4171 | 55.0415 | 56.0569 | 54.2804 | 53.1416 | 50.8859 | 50.0539 | 45.667
TSO | - | 30 | 34 | 29 | 2025 | Winter | P, [%] | 0 | 1 | 36.71% | 35.11% | 34.06% | 33.78% | 33.66% | 37.6% | 40.23% | 45.62% | 44.91% | 42.93% | 42.41% | 41.71% | 44.47% | 42.42% | 42.74% | 42.74% | 42.62% | 44.75% | 45.57% | 44.13% | 43.2% | 41.37% | 40.69% | 37.13%
TSO | - | 30 | 29 | 34 | 2025 | Winter | Q, [MVAr] | 0 | 1 | -18.9491 | -18.7411 | -18.6525 | -18.6085 | -18.939 | -19.6464 | -21.5786 | -20.9263 | -20.5753 | -21.9545 | -21.6068 | -22.746 | -22.1965 | -22.8067 | -22.3023 | -22.1127 | -22.9227 | -21.069 | -21.1564 | -20.8823 | -21.7247 | -21.5802 | -20.4027 | -20.0734
TSO | - | 30 | 29 | 34 | 2025 | Winter | Q, [%] | 0 | 1 | 15.41% | 15.24% | 15.16% | 15.13% | 15.4% | 15.97% | 17.54% | 17.01% | 16.73% | 17.85% | 17.57% | 18.49% | 18.05% | 18.54% | 18.13% | 17.98% | 18.64% | 17.13% | 17.2% | 16.98% | 17.66% | 17.54% | 16.59% | 16.32%
TSO | - | 30 | 34 | 29 | 2025 | Winter | Q, [MVAr] | 0 | 1 | 19.3774 | 19.1058 | 18.9761 | 18.9208 | 19.252 | 20.1247 | 22.1832 | 21.7801 | 21.3855 | 22.6919 | 22.3103 | 23.438 | 23.0126 | 23.5331 | 23.0346 | 22.8433 | 23.6672 | 21.8821 | 22.0133 | 21.6616 | 22.4754 | 22.2446 | 21.0209 | 20.5356
TSO | - | 30 | 34 | 29 | 2025 | Winter | Q, [%] | 0 | 1 | 15.75% | 15.53% | 15.43% | 15.38% | 15.65% | 16.36% | 18.04% | 17.71% | 17.39% | 18.45% | 18.14% | 19.06% | 18.71% | 19.13% | 18.73% | 18.57% | 19.24% | 17.79% | 17.9% | 17.61% | 18.27% | 18.09% | 17.09% | 16.7%
TSO | - | 30 | 29 | 34 | 2025 | Winter | S, [MVA] | 0 | 1 | 48.7285 | 46.8603 | 45.6585 | 45.3225 | 45.3256 | 50.0016 | 53.697 | 59.5292 | 58.6008 | 56.8637 | 56.1574 | 55.817 | 58.6956 | 56.6254 | 56.795 | 56.7151 | 56.8936 | 58.5948 | 59.5627 | 57.8265 | 57.0891 | 54.9758 | 53.7662 | 49.6423
TSO | - | 30 | 29 | 34 | 2025 | Winter | S, [%] | 0 | 1 | 39.62% | 38.1% | 37.12% | 36.85% | 36.85% | 40.65% | 43.66% | 48.4% | 47.64% | 46.23% | 45.66% | 45.38% | 47.72% | 46.04% | 46.17% | 46.11% | 46.25% | 47.64% | 48.42% | 47.01% | 46.41% | 44.7% | 43.71% | 40.36%
TSO | - | 30 | 34 | 29 | 2025 | Winter | S, [MVA] | 0 | 1 | 49.1305 | 47.223 | 45.9957 | 45.6525 | 45.6575 | 50.4376 | 54.2222 | 60.1863 | 59.2304 | 57.4685 | 56.7394 | 56.4037 | 59.3468 | 57.2326 | 57.4004 | 57.3176 | 57.5125 | 59.2317 | 60.2242 | 58.443 | 57.699 | 55.5356 | 54.2888 | 50.0718
TSO | - | 30 | 34 | 29 | 2025 | Winter | S, [%] | 0 | 1 | 39.94% | 38.39% | 37.39% | 37.12% | 37.12% | 41.01% | 44.08% | 48.93% | 48.15% | 46.72% | 46.13% | 45.86% | 48.25% | 46.53% | 46.67% | 46.6% | 46.76% | 48.16% | 48.96% | 47.51% | 46.91% | 45.15% | 44.14% | 40.71%
TSO | - | 31 | 34 | 35 | 2025 | Winter | P, [MW] | 0 | 1 | 22.9991 | 22.0621 | 20.4427 | 20.0913 | 20.3124 | 24.2463 | 30.9259 | 37.6121 | 37.5693 | 36.5428 | 33.8508 | 34.121 | 36.2433 | 33.3452 | 32.1835 | 32.0589 | 32.3458 | 36.8473 | 36.1684 | 35.5778 | 34.2946 | 31.6633 | 29.7813 | 25.0328
TSO | - | 31 | 34 | 35 | 2025 | Winter | P, [%] | 0 | 1 | 18.7% | 17.94% | 16.62% | 16.33% | 16.51% | 19.71% | 25.14% | 30.58% | 30.54% | 29.71% | 27.52% | 27.74% | 29.47% | 27.11% | 26.17% | 26.06% | 26.3% | 29.96% | 29.41% | 28.93% | 27.88% | 25.74% | 24.21% | 20.35%
TSO | - | 31 | 35 | 34 | 2025 | Winter | P, [MW] | 0 | 1 | -22.8973 | -21.9626 | -20.349 | -19.9989 | -20.2181 | -24.1331 | -30.7811 | -37.4344 | -37.3926 | -36.3712 | -33.6978 | -33.9646 | -36.075 | -33.1952 | -32.0388 | -31.9125 | -32.1917 | -36.6709 | -35.9956 | -35.4072 | -34.1271 | -31.513 | -29.641 | -24.918
TSO | - | 31 | 35 | 34 | 2025 | Winter | P, [%] | 0 | 1 | 18.62% | 17.86% | 16.54% | 16.26% | 16.44% | 19.62% | 25.03% | 30.43% | 30.4% | 29.57% | 27.4% | 27.61% | 29.33% | 26.99% | 26.05% | 25.95% | 26.17% | 29.81% | 29.26% | 28.79% | 27.75% | 25.62% | 24.1% | 20.26%
TSO | - | 31 | 34 | 35 | 2025 | Winter | Q, [MVAr] | 0 | 1 | 22.718 | 23.0369 | 23.2096 | 23.2263 | 23.4533 | 23.9381 | 23.4693 | 20.9287 | 20.8004 | 21.2933 | 21.2661 | 21.6101 | 21.0547 | 21.2821 | 21.7693 | 22.3014 | 23.5333 | 21.9077 | 22.186 | 22.6216 | 23.7758 | 23.591 | 23.7358 | 23.5355
TSO | - | 31 | 34 | 35 | 2025 | Winter | Q, [%] | 0 | 1 | 18.47% | 18.73% | 18.87% | 18.88% | 19.07% | 19.46% | 19.08% | 17.02% | 16.91% | 17.31% | 17.29% | 17.57% | 17.12% | 17.3% | 17.7% | 18.13% | 19.13% | 17.81% | 18.04% | 18.39% | 19.33% | 19.18% | 19.3% | 19.13%
TSO | - | 31 | 35 | 34 | 2025 | Winter | Q, [MVAr] | 0 | 1 | -22.8002 | -23.1256 | -23.3176 | -23.3385 | -23.5588 | -23.9811 | -23.4111 | -20.7588 | -20.6344 | -21.1441 | -21.1807 | -21.5127 | -20.9167 | -21.2062 | -21.7116 | -22.2375 | -23.4418 | -21.7419 | -22.0319 | -22.4752 | -23.6391 | -23.5116 | -23.6893 | -23.5737
TSO | - | 31 | 35 | 34 | 2025 | Winter | Q, [%] | 0 | 1 | 18.54% | 18.8% | 18.96% | 18.97% | 19.15% | 19.5% | 19.03% | 16.88% | 16.78% | 17.19% | 17.22% | 17.49% | 17.01% | 17.24% | 17.65% | 18.08% | 19.06% | 17.68% | 17.91% | 18.27% | 19.22% | 19.12% | 19.26% | 19.17%
TSO | - | 31 | 34 | 35 | 2025 | Winter | S, [MVA] | 0 | 1 | 32.3275 | 31.8972 | 30.9288 | 30.7103 | 31.0267 | 34.0722 | 38.8229 | 43.0428 | 42.9431 | 42.2939 | 39.9766 | 40.3886 | 41.9151 | 39.558 | 38.8546 | 39.0528 | 40.0008 | 42.868 | 42.4308 | 42.1607 | 41.7302 | 39.4855 | 38.083 | 34.3593
TSO | - | 31 | 34 | 35 | 2025 | Winter | S, [%] | 0 | 1 | 26.28% | 25.93% | 25.15% | 24.97% | 25.22% | 27.7% | 31.56% | 34.99% | 34.91% | 34.39% | 32.5% | 32.84% | 34.08% | 32.16% | 31.59% | 31.75% | 32.52% | 34.85% | 34.5% | 34.28% | 33.93% | 32.1% | 30.96% | 27.93%
TSO | - | 31 | 35 | 34 | 2025 | Winter | S, [MVA] | 0 | 1 | 32.3131 | 31.8928 | 30.9482 | 30.7351 | 31.045 | 34.022 | 38.6724 | 42.8049 | 42.7082 | 42.0706 | 39.8015 | 40.2044 | 41.7002 | 39.3906 | 38.7024 | 38.8962 | 39.8224 | 42.6318 | 42.2029 | 41.9381 | 41.5146 | 39.3175 | 37.9443 | 34.302
TSO | - | 31 | 35 | 34 | 2025 | Winter | S, [%] | 0 | 1 | 26.27% | 25.93% | 25.16% | 24.99% | 25.24% | 27.66% | 31.44% | 34.8% | 34.72% | 34.2% | 32.36% | 32.69% | 33.9% | 32.02% | 31.47% | 31.62% | 32.38% | 34.66% | 34.31% | 34.1% | 33.75% | 31.97% | 30.85% | 27.89%
TSO | - | 32 | 35 | 36 | 2025 | Winter | P, [MW] | 0 | 1 | 3.3579 | 3.2961 | 2.8898 | 2.8459 | 3.2866 | 4.8621 | 3.9267 | 8.1344 | 7.3561 | 5.7569 | 6.1755 | 4.6402 | 7.379 | 5.2823 | 6.1669 | 6.4056 | 6 | 7.5558 | 8.4148 | 8.2251 | 7.0545 | 6.5818 | 6.2684 | 3.4042
TSO | - | 32 | 35 | 36 | 2025 | Winter | P, [%] | 0 | 1 | 2.73% | 2.68% | 2.349% | 2.314% | 2.672% | 3.953% | 3.192% | 6.613% | 5.981% | 4.68% | 5.021% | 3.773% | 5.999% | 4.295% | 5.014% | 5.208% | 4.878% | 6.143% | 6.841% | 6.687% | 5.735% | 5.351% | 5.096% | 2.768%
TSO | - | 32 | 36 | 35 | 2025 | Winter | P, [MW] | 0 | 1 | -3.3234 | -3.2631 | -2.8564 | -2.8124 | -3.252 | -4.825 | -3.8851 | -8.0912 | -7.3136 | -5.7102 | -6.1314 | -4.5941 | -7.3313 | -5.2358 | -6.1217 | -6.3612 | -5.9523 | -7.5128 | -8.3695 | -8.1795 | -7.009 | -6.5372 | -6.2274 | -3.366
TSO | - | 32 | 36 | 35 | 2025 | Winter | P, [%] | 0 | 1 | 2.702% | 2.653% | 2.322% | 2.286% | 2.644% | 3.923% | 3.159% | 6.578% | 5.946% | 4.642% | 4.985% | 3.735% | 5.96% | 4.257% | 4.977% | 5.172% | 4.839% | 6.108% | 6.804% | 6.65% | 5.698% | 5.315% | 5.063% | 2.737%
TSO | - | 32 | 35 | 36 | 2025 | Winter | Q, [MVAr] | 0 | 1 | 19.3511 | 18.8724 | 19.0644 | 19.0854 | 19.3056 | 19.7279 | 21.3051 | 20.5326 | 20.677 | 22.2566 | 21.4914 | 22.3588 | 22.0316 | 22.3204 | 21.7538 | 21.4618 | 22.3908 | 20.6957 | 20.9809 | 21.1559 | 21.5148 | 21.3874 | 20.4931 | 20.3774
TSO | - | 32 | 35 | 36 | 2025 | Winter | Q, [%] | 0 | 1 | 15.73% | 15.34% | 15.5% | 15.52% | 15.7% | 16.04% | 17.32% | 16.69% | 16.81% | 18.09% | 17.47% | 18.18% | 17.91% | 18.15% | 17.69% | 17.45% | 18.2% | 16.83% | 17.06% | 17.2% | 17.49% | 17.39% | 16.66% | 16.57%
TSO | - | 32 | 36 | 35 | 2025 | Winter | Q, [MVAr] | 0 | 1 | -19.6058 | -19.1313 | -19.3214 | -19.3422 | -19.5587 | -19.973 | -21.5389 | -20.7607 | -20.9077 | -22.4721 | -21.7171 | -22.5771 | -22.2441 | -22.5374 | -21.9757 | -21.6859 | -22.6015 | -20.924 | -21.2011 | -21.3748 | -21.7334 | -21.6089 | -20.7262 | -20.6191
TSO | - | 32 | 36 | 35 | 2025 | Winter | Q, [%] | 0 | 1 | 15.94% | 15.55% | 15.71% | 15.73% | 15.9% | 16.24% | 17.51% | 16.88% | 17% | 18.27% | 17.66% | 18.36% | 18.08% | 18.32% | 17.87% | 17.63% | 18.38% | 17.01% | 17.24% | 17.38% | 17.67% | 17.57% | 16.85% | 16.76%
TSO | - | 32 | 35 | 36 | 2025 | Winter | S, [MVA] | 0 | 1 | 19.6403 | 19.158 | 19.2822 | 19.2964 | 19.5834 | 20.3182 | 21.6639 | 22.0852 | 21.9466 | 22.9891 | 22.361 | 22.8352 | 23.2345 | 22.937 | 22.611 | 22.3974 | 23.1808 | 22.0318 | 22.6055 | 22.6985 | 22.6419 | 22.3773 | 21.4303 | 20.6598
TSO | - | 32 | 35 | 36 | 2025 | Winter | S, [%] | 0 | 1 | 15.97% | 15.58% | 15.68% | 15.69% | 15.92% | 16.52% | 17.61% | 17.96% | 17.84% | 18.69% | 18.18% | 18.57% | 18.89% | 18.65% | 18.38% | 18.21% | 18.85% | 17.91% | 18.38% | 18.45% | 18.41% | 18.19% | 17.42% | 16.8%
TSO | - | 32 | 36 | 35 | 2025 | Winter | S, [MVA] | 0 | 1 | 19.8855 | 19.4076 | 19.5314 | 19.5456 | 19.8272 | 20.5475 | 21.8864 | 22.2817 | 22.1499 | 23.1862 | 22.5661 | 23.0397 | 23.4211 | 23.1376 | 22.8124 | 22.5996 | 23.3722 | 22.2319 | 22.7933 | 22.8864 | 22.8357 | 22.5761 | 21.6415 | 20.892
TSO | - | 32 | 36 | 35 | 2025 | Winter | S, [%] | 0 | 1 | 16.17% | 15.78% | 15.88% | 15.89% | 16.12% | 16.71% | 17.79% | 18.12% | 18.01% | 18.85% | 18.35% | 18.73% | 19.04% | 18.81% | 18.55% | 18.37% | 19% | 18.07% | 18.53% | 18.61% | 18.57% | 18.35% | 17.59% | 16.99%
TSO | - | 33 | 42 | 72 | 2025 | Winter | P, [MW] | 0 | 1 | -16.5129 | -13.9221 | -11.7581 | -11.7249 | -11.6187 | -19.2449 | -35.4849 | -35.2695 | -33.7311 | -29.9059 | -31.3791 | -34.75 | -30.9784 | -31.7438 | -28.325 | -24.7757 | -22.8953 | -32.3643 | -29.5805 | -28.971 | -27.0385 | -23.8739 | -22.9304 | -20.2623
TSO | - | 33 | 42 | 72 | 2025 | Winter | P, [%] | 0 | 1 | 18.35% | 15.47% | 13.06% | 13.03% | 12.91% | 21.38% | 39.43% | 39.19% | 37.48% | 33.23% | 34.87% | 38.61% | 34.42% | 35.27% | 31.47% | 27.53% | 25.44% | 35.96% | 32.87% | 32.19% | 30.04% | 26.53% | 25.48% | 22.51%
TSO | - | 33 | 72 | 42 | 2025 | Winter | P, [MW] | 0 | 1 | 16.7888 | 14.208 | 12.0321 | 11.9961 | 11.8966 | 19.6155 | 36.1586 | 35.8795 | 34.2589 | 30.3546 | 31.8568 | 35.353 | 31.4655 | 32.2682 | 28.7623 | 25.1479 | 23.2608 | 32.8894 | 30.0439 | 29.417 | 27.4584 | 24.2429 | 23.3054 | 20.621
TSO | - | 33 | 72 | 42 | 2025 | Winter | P, [%] | 0 | 1 | 18.65% | 15.79% | 13.37% | 13.33% | 13.22% | 21.8% | 40.18% | 39.87% | 38.07% | 33.73% | 35.4% | 39.28% | 34.96% | 35.85% | 31.96% | 27.94% | 25.85% | 36.54% | 33.38% | 32.69% | 30.51% | 26.94% | 25.89% | 22.91%
TSO | - | 33 | 42 | 72 | 2025 | Winter | Q, [MVAr] | 0 | 1 | 17.9796 | 20.3602 | 21.0197 | 20.8985 | 21.2554 | 20.5232 | 16.1702 | 12.2063 | 9.1881 | 11.1513 | 10.8537 | 13.1291 | 12.167 | 13.4946 | 13.6084 | 14.8116 | 16.7195 | 12.3601 | 13.1443 | 12.9148 | 14.2663 | 15.5501 | 17.1107 | 19.0655
TSO | - | 33 | 42 | 72 | 2025 | Winter | Q, [%] | 0 | 1 | 19.98% | 22.62% | 23.36% | 23.22% | 23.62% | 22.8% | 17.97% | 13.56% | 10.21% | 12.39% | 12.06% | 14.59% | 13.52% | 14.99% | 15.12% | 16.46% | 18.58% | 13.73% | 14.6% | 14.35% | 15.85% | 17.28% | 19.01% | 21.18%
TSO | - | 33 | 72 | 42 | 2025 | Winter | Q, [MVAr] | 0 | 1 | -18.3432 | -20.6866 | -21.3677 | -21.2535 | -21.5921 | -20.6607 | -15.6903 | -11.8806 | -9.0595 | -11.1769 | -10.8322 | -12.821 | -12.1092 | -13.3514 | -13.6539 | -14.9931 | -16.8981 | -12.2234 | -13.1331 | -12.9398 | -14.3353 | -15.7212 | -17.26 | -19.2405
TSO | - | 33 | 72 | 42 | 2025 | Winter | Q, [%] | 0 | 1 | 20.38% | 22.99% | 23.74% | 23.61% | 23.99% | 22.96% | 17.43% | 13.2% | 10.07% | 12.42% | 12.04% | 14.25% | 13.45% | 14.83% | 15.17% | 16.66% | 18.78% | 13.58% | 14.59% | 14.38% | 15.93% | 17.47% | 19.18% | 21.38%
TSO | - | 33 | 42 | 72 | 2025 | Winter | S, [MVA] | 0 | 1 | 24.4119 | 24.665 | 24.0849 | 23.9629 | 24.2237 | 28.1348 | 38.9956 | 37.322 | 34.9601 | 31.9173 | 33.2032 | 37.1475 | 33.2821 | 34.4931 | 31.4244 | 28.8655 | 28.3503 | 34.6442 | 32.3694 | 31.7192 | 30.5713 | 28.4915 | 28.6108 | 27.8219
TSO | - | 33 | 42 | 72 | 2025 | Winter | S, [%] | 0 | 1 | 27.12% | 27.41% | 26.76% | 26.63% | 26.92% | 31.26% | 43.33% | 41.47% | 38.84% | 35.46% | 36.89% | 41.28% | 36.98% | 38.33% | 34.92% | 32.07% | 31.5% | 38.49% | 35.97% | 35.24% | 33.97% | 31.66% | 31.79% | 30.91%
TSO | - | 33 | 72 | 42 | 2025 | Winter | S, [MVA] | 0 | 1 | 24.8663 | 25.0958 | 24.5224 | 24.4053 | 24.6525 | 28.4891 | 39.4161 | 37.7954 | 35.4365 | 32.3469 | 33.6481 | 37.606 | 33.7151 | 34.9213 | 31.8386 | 29.2781 | 28.7508 | 35.0874 | 32.7889 | 32.1371 | 30.9753 | 28.8942 | 29.0009 | 28.2032
TSO | - | 33 | 72 | 42 | 2025 | Winter | S, [%] | 0 | 1 | 27.63% | 27.88% | 27.25% | 27.12% | 27.39% | 31.65% | 43.8% | 41.99% | 39.37% | 35.94% | 37.39% | 41.78% | 37.46% | 38.8% | 35.38% | 32.53% | 31.95% | 38.99% | 36.43% | 35.71% | 34.42% | 32.1% | 32.22% | 31.34%
TSO | - | 34 | 72 | 103 | 2025 | Winter | P, [MW] | 0 | 1 | -1.0974 | -2.0725 | -2.0468 | -2.9396 | -2.1513 | -2.7604 | 0.74036 | 1.0964 | 4.0262 | 5.9436 | 5.0999 | 5.0865 | 3.9674 | 3.7997 | 3.7175 | 1.3021 | -0.17484 | 1.7519 | 2.1908 | 1.1686 | -1.2621 | -1.078 | -2.0329 | -2.207
TSO | - | 34 | 72 | 103 | 2025 | Winter | P, [%] | 0 | 1 | 0.4461% | 0.8425% | 0.832% | 1.195% | 0.8745% | 1.122% | 0.301% | 0.4457% | 1.637% | 2.416% | 2.073% | 2.068% | 1.613% | 1.545% | 1.511% | 0.5293% | 0.07107% | 0.7122% | 0.8906% | 0.475% | 0.513% | 0.4382% | 0.8264% | 0.8971%
TSO | - | 34 | 103 | 72 | 2025 | Winter | P, [MW] | 0 | 1 | 1.1347 | 2.1205 | 2.0967 | 2.9915 | 2.204 | 2.8092 | -0.71903 | -1.0883 | -4.0213 | -5.9346 | -5.0922 | -5.0754 | -3.9581 | -3.7883 | -3.7039 | -1.2861 | 0.19695 | -1.7466 | -2.1854 | -1.163 | 1.2707 | 1.0915 | 2.0545 | 2.2361
TSO | - | 34 | 103 | 72 | 2025 | Winter | P, [%] | 0 | 1 | 0.4613% | 0.862% | 0.8523% | 1.216% | 0.8959% | 1.142% | 0.2923% | 0.4424% | 1.635% | 2.412% | 2.07% | 2.063% | 1.609% | 1.54% | 1.506% | 0.5228% | 0.08006% | 0.71% | 0.8884% | 0.4728% | 0.5165% | 0.4437% | 0.8352% | 0.909%
TSO | - | 34 | 72 | 103 | 2025 | Winter | Q, [MVAr] | 0 | 1 | -19.4844 | -21.7248 | -22.0669 | -22.3877 | -22.6058 | -21.8385 | -15.2802 | -9.7229 | -6.6424 | -8.1704 | -7.9989 | -10.0774 | -9.5783 | -10.7067 | -11.7713 | -13.2076 | -15.3295 | -7.9102 | -7.7007 | -8.0746 | -9.8237 | -12.0963 | -14.9217 | -17.1455
TSO | - | 34 | 72 | 103 | 2025 | Winter | Q, [%] | 0 | 1 | 7.921% | 8.831% | 8.97% | 9.101% | 9.189% | 8.877% | 6.211% | 3.952% | 2.7% | 3.321% | 3.252% | 4.097% | 3.894% | 4.352% | 4.785% | 5.369% | 6.231% | 3.216% | 3.13% | 3.282% | 3.993% | 4.917% | 6.066% | 6.97%
TSO | - | 34 | 103 | 72 | 2025 | Winter | Q, [MVAr] | 0 | 1 | 18.2001 | 20.5039 | 20.8613 | 21.1875 | 21.4141 | 20.6192 | 13.8747 | 8.2488 | 5.1338 | 6.7109 | 6.5087 | 8.6133 | 8.1176 | 9.2581 | 10.3383 | 11.7972 | 13.9692 | 6.4283 | 6.2376 | 6.6152 | 8.3967 | 10.7046 | 13.5714 | 15.841
TSO | - | 34 | 103 | 72 | 2025 | Winter | Q, [%] | 0 | 1 | 7.398% | 8.335% | 8.48% | 8.613% | 8.705% | 8.382% | 5.64% | 3.353% | 2.087% | 2.728% | 2.646% | 3.501% | 3.3% | 3.763% | 4.203% | 4.796% | 5.679% | 2.613% | 2.536% | 2.689% | 3.413% | 4.351% | 5.517% | 6.439%
TSO | - | 34 | 72 | 103 | 2025 | Winter | S, [MVA] | 0 | 1 | 19.5153 | 21.8235 | 22.1616 | 22.5799 | 22.7079 | 22.0123 | 15.2982 | 9.7845 | 7.7674 | 10.1036 | 9.4863 | 11.2884 | 10.3674 | 11.3609 | 12.3443 | 13.2717 | 15.3305 | 8.1019 | 8.0062 | 8.1587 | 9.9044 | 12.1443 | 15.0595 | 17.2869
TSO | - | 34 | 72 | 103 | 2025 | Winter | S, [%] | 0 | 1 | 7.933% | 8.871% | 9.009% | 9.179% | 9.231% | 8.948% | 6.219% | 3.977% | 3.157% | 4.107% | 3.856% | 4.589% | 4.214% | 4.618% | 5.018% | 5.395% | 6.232% | 3.293% | 3.255% | 3.317% | 4.026% | 4.937% | 6.122% | 7.027%
TSO | - | 34 | 103 | 72 | 2025 | Winter | S, [MVA] | 0 | 1 | 18.2354 | 20.6133 | 20.9664 | 21.3976 | 21.5272 | 20.8096 | 13.8933 | 8.3203 | 6.5212 | 8.9586 | 8.264 | 9.9974 | 9.0311 | 10.0032 | 10.9817 | 11.8671 | 13.9706 | 6.6613 | 6.6094 | 6.7166 | 8.4923 | 10.7601 | 13.7261 | 15.998
TSO | - | 34 | 103 | 72 | 2025 | Winter | S, [%] | 0 | 1 | 7.413% | 8.379% | 8.523% | 8.698% | 8.751% | 8.459% | 5.648% | 3.382% | 2.651% | 3.642% | 3.359% | 4.064% | 3.671% | 4.066% | 4.464% | 4.824% | 5.679% | 2.708% | 2.687% | 2.73% | 3.452% | 4.374% | 5.58% | 6.503%
TSO | - | 36 | 1 | 2 | 2025 | Winter | P, [MW] | 0 | 1 | 21.6275 | 20.4904 | 19.2414 | 18.9722 | 18.6636 | 19.9458 | 23.8685 | 26.2936 | 28.5485 | 29.067 | 28.0773 | 28.298 | 28.5065 | 28.5732 | 27.0822 | 26.3186 | 26.8355 | 30.3832 | 29.7023 | 28.8713 | 28.677 | 26.5981 | 25.2191 | 23.597
TSO | - | 36 | 1 | 2 | 2025 | Winter | P, [%] | 0 | 1 | 54.07% | 51.23% | 48.1% | 47.43% | 46.66% | 49.86% | 59.67% | 65.73% | 71.37% | 72.67% | 70.19% | 70.75% | 71.27% | 71.43% | 67.71% | 65.8% | 67.09% | 75.96% | 74.26% | 72.18% | 71.69% | 66.5% | 63.05% | 58.99%
TSO | - | 36 | 2 | 1 | 2025 | Winter | P, [MW] | 0 | 1 | -21.5742 | -20.4422 | -19.1985 | -18.9304 | -18.6229 | -19.9001 | -23.8044 | -26.2167 | -28.4581 | -28.9734 | -27.9899 | -28.2092 | -28.4164 | -28.4826 | -27.0007 | -26.2415 | -26.7553 | -30.2809 | -29.6044 | -28.7787 | -28.5856 | -26.5192 | -25.1477 | -23.5342
TSO | - | 36 | 2 | 1 | 2025 | Winter | P, [%] | 0 | 1 | 53.94% | 51.11% | 48% | 47.33% | 46.56% | 49.75% | 59.51% | 65.54% | 71.15% | 72.43% | 69.97% | 70.52% | 71.04% | 71.21% | 67.5% | 65.6% | 66.89% | 75.7% | 74.01% | 71.95% | 71.46% | 66.3% | 62.87% | 58.84%
TSO | - | 36 | 1 | 2 | 2025 | Winter | Q, [MVAr] | 0 | 1 | -1.8878 | -2.3399 | -2.7866 | -2.7912 | -2.9676 | -2.3577 | -0.86431 | 1.143 | 2.3486 | 2.7303 | 2.1266 | 2.2911 | 2.1973 | 2.2058 | 1.1988 | 0.53129 | 0.81432 | 2.5047 | 2.1287 | 1.7703 | 1.1803 | 0.35071 | -0.55432 | -1.144
TSO | - | 36 | 1 | 2 | 2025 | Winter | Q, [%] | 0 | 1 | 4.719% | 5.85% | 6.966% | 6.978% | 7.419% | 5.894% | 2.161% | 2.858% | 5.872% | 6.826% | 5.316% | 5.728% | 5.493% | 5.514% | 2.997% | 1.328% | 2.036% | 6.262% | 5.322% | 4.426% | 2.951% | 0.8768% | 1.386% | 2.86%
TSO | - | 36 | 2 | 1 | 2025 | Winter | Q, [MVAr] | 0 | 1 | 3.4681 | 3.7701 | 4.0611 | 4.0311 | 4.1731 | 3.7141 | 2.7651 | 1.1361 | 0.33211 | 0.048088 | 0.46711 | 0.34309 | 0.4761 | 0.48009 | 1.2191 | 1.7581 | 1.5631 | 0.53109 | 0.77408 | 0.97408 | 1.5321 | 1.9901 | 2.6711 | 3.0071
TSO | - | 36 | 2 | 1 | 2025 | Winter | Q, [%] | 0 | 1 | 8.67% | 9.425% | 10.15% | 10.08% | 10.43% | 9.285% | 6.913% | 2.84% | 0.8303% | 0.1202% | 1.168% | 0.8577% | 1.19% | 1.2% | 3.048% | 4.395% | 3.908% | 1.328% | 1.935% | 2.435% | 3.83% | 4.975% | 6.678% | 7.518%
TSO | - | 36 | 1 | 2 | 2025 | Winter | S, [MVA] | 0 | 1 | 21.7097 | 20.6236 | 19.4422 | 19.1764 | 18.898 | 20.0847 | 23.8841 | 26.3184 | 28.6449 | 29.195 | 28.1578 | 28.3906 | 28.5911 | 28.6582 | 27.1087 | 26.324 | 26.8478 | 30.4863 | 29.7785 | 28.9255 | 28.7013 | 26.6005 | 25.2252 | 23.6247
TSO | - | 36 | 1 | 2 | 2025 | Winter | S, [%] | 0 | 1 | 54.27% | 51.56% | 48.61% | 47.94% | 47.25% | 50.21% | 59.71% | 65.8% | 71.61% | 72.99% | 70.39% | 70.98% | 71.48% | 71.65% | 67.77% | 65.81% | 67.12% | 76.22% | 74.45% | 72.31% | 71.75% | 66.5% | 63.06% | 59.06%
TSO | - | 36 | 2 | 1 | 2025 | Winter | S, [MVA] | 0 | 1 | 21.8512 | 20.7869 | 19.6233 | 19.3548 | 19.0848 | 20.2437 | 23.9645 | 26.2413 | 28.46 | 28.9734 | 27.9938 | 28.2113 | 28.4204 | 28.4867 | 27.0282 | 26.3003 | 26.801 | 30.2856 | 29.6146 | 28.7952 | 28.6266 | 26.5938 | 25.2892 | 23.7255
TSO | - | 36 | 2 | 1 | 2025 | Winter | S, [%] | 0 | 1 | 54.63% | 51.97% | 49.06% | 48.39% | 47.71% | 50.61% | 59.91% | 65.6% | 71.15% | 72.43% | 69.98% | 70.53% | 71.05% | 71.22% | 67.57% | 65.75% | 67% | 75.71% | 74.04% | 71.99% | 71.57% | 66.48% | 63.22% | 59.31%
TSO | - | 38 | 8 | 72 | 2025 | Winter | P, [MW] | 0 | 1 | 52.1425 | 39.7506 | 35.8654 | 34.9815 | 35.5144 | 42.7723 | 69.01 | 80.2029 | 86.2381 | 88.2639 | 84.1071 | 82.2173 | 79.5307 | 81.8124 | 76.8409 | 71.4079 | 68.7315 | 89.9568 | 85.1369 | 84.9483 | 81.007 | 74.43 | 67.8035 | 61.4704
TSO | - | 38 | 8 | 72 | 2025 | Winter | P, [%] | 0 | 1 | 17.38% | 13.25% | 11.96% | 11.66% | 11.84% | 14.26% | 23% | 26.73% | 28.75% | 29.42% | 28.04% | 27.41% | 26.51% | 27.27% | 25.61% | 23.8% | 22.91% | 29.99% | 28.38% | 28.32% | 27% | 24.81% | 22.6% | 20.49%
TSO | - | 38 | 72 | 8 | 2025 | Winter | P, [MW] | 0 | 1 | -52.1124 | -39.7262 | -35.8426 | -34.9588 | -35.4911 | -42.7457 | -68.9658 | -80.1491 | -86.1793 | -88.2002 | -84.0512 | -82.162 | -79.4782 | -81.7567 | -76.7913 | -71.3635 | -68.6871 | -89.8906 | -85.0765 | -84.888 | -80.9497 | -74.3798 | -67.7598 | -61.4308
TSO | - | 38 | 72 | 8 | 2025 | Winter | P, [%] | 0 | 1 | 17.37% | 13.24% | 11.95% | 11.65% | 11.83% | 14.25% | 22.99% | 26.72% | 28.73% | 29.4% | 28.02% | 27.39% | 26.49% | 27.25% | 25.6% | 23.79% | 22.9% | 29.96% | 28.36% | 28.3% | 26.98% | 24.79% | 22.59% | 20.48%
TSO | - | 38 | 8 | 72 | 2025 | Winter | Q, [MVAr] | 0 | 1 | -29.4558 | -35.5077 | -36.7248 | -37.4578 | -37.6008 | -35.6807 | -27.9015 | -21.2514 | -15.8055 | -18.1683 | -13.7454 | -18.4045 | -19.1495 | -19.5479 | -18.9502 | -21.1427 | -26.1161 | -19.7592 | -19.5328 | -19.6979 | -23.178 | -24.491 | -25.9782 | -30.3744
TSO | - | 38 | 8 | 72 | 2025 | Winter | Q, [%] | 0 | 1 | 9.819% | 11.84% | 12.24% | 12.49% | 12.53% | 11.89% | 9.3% | 7.084% | 5.268% | 6.056% | 4.582% | 6.135% | 6.383% | 6.516% | 6.317% | 7.048% | 8.705% | 6.586% | 6.511% | 6.566% | 7.726% | 8.164% | 8.659% | 10.12%
TSO | - | 38 | 72 | 8 | 2025 | Winter | Q, [MVAr] | 0 | 1 | 30.7338 | 36.5452 | 37.6944 | 38.4241 | 38.5892 | 36.8129 | 29.7812 | 23.5367 | 18.3049 | 20.8766 | 16.1185 | 20.7546 | 21.3808 | 21.9167 | 21.0583 | 23.0322 | 28.0035 | 22.5734 | 22.0964 | 22.259 | 25.6133 | 26.6279 | 27.8348 | 32.0596
TSO | - | 38 | 72 | 8 | 2025 | Winter | Q, [%] | 0 | 1 | 10.24% | 12.18% | 12.56% | 12.81% | 12.86% | 12.27% | 9.927% | 7.846% | 6.102% | 6.959% | 5.373% | 6.918% | 7.127% | 7.306% | 7.019% | 7.677% | 9.335% | 7.524% | 7.365% | 7.42% | 8.538% | 8.876% | 9.278% | 10.69%
TSO | - | 38 | 8 | 72 | 2025 | Winter | S, [MVA] | 0 | 1 | 59.8872 | 53.3002 | 51.3326 | 51.2522 | 51.7213 | 55.7008 | 74.4371 | 82.9707 | 87.6745 | 90.1144 | 85.2228 | 84.2521 | 81.8036 | 84.1154 | 79.1431 | 74.4722 | 73.5259 | 92.1013 | 87.3488 | 87.2022 | 84.2576 | 78.3559 | 72.6098 | 68.5654
TSO | - | 38 | 8 | 72 | 2025 | Winter | S, [%] | 0 | 1 | 19.96% | 17.77% | 17.11% | 17.08% | 17.24% | 18.57% | 24.81% | 27.66% | 29.22% | 30.04% | 28.41% | 28.08% | 27.27% | 28.04% | 26.38% | 24.82% | 24.51% | 30.7% | 29.12% | 29.07% | 28.09% | 26.12% | 24.2% | 22.86%
TSO | - | 38 | 72 | 8 | 2025 | Winter | S, [MVA] | 0 | 1 | 60.5002 | 53.9789 | 52.015 | 51.9473 | 52.4285 | 56.4126 | 75.1213 | 83.5336 | 88.1019 | 90.6373 | 85.5828 | 84.7429 | 82.3038 | 84.6434 | 79.6264 | 74.9882 | 74.1762 | 92.6816 | 87.8992 | 87.7579 | 84.9052 | 79.0025 | 73.2542 | 69.2933
TSO | - | 38 | 72 | 8 | 2025 | Winter | S, [%] | 0 | 1 | 20.17% | 17.99% | 17.34% | 17.32% | 17.48% | 18.8% | 25.04% | 27.84% | 29.37% | 30.21% | 28.53% | 28.25% | 27.43% | 28.21% | 26.54% | 25% | 24.73% | 30.89% | 29.3% | 29.25% | 28.3% | 26.33% | 24.42% | 23.1%
TSO | - | 41 | 11 | 12 | 2025 | Winter | P, [MW] | 0 | 1 | 190.0539 | 169.8033 | 158.9761 | 154.2228 | 147.7696 | 162.7894 | 225.9425 | 247.1074 | 266.5169 | 265.993 | 276.7592 | 284.4035 | 273.4554 | 275.202 | 258.229 | 247.7192 | 249.687 | 301.6088 | 293.9511 | 291.1582 | 291.0434 | 271.1815 | 254.4785 | 225.9758
TSO | - | 41 | 11 | 12 | 2025 | Winter | P, [%] | 0 | 1 | 31.68% | 28.3% | 26.5% | 25.7% | 24.63% | 27.13% | 37.66% | 41.18% | 44.42% | 44.33% | 46.13% | 47.4% | 45.58% | 45.87% | 43.04% | 41.29% | 41.61% | 50.27% | 48.99% | 48.53% | 48.51% | 45.2% | 42.41% | 37.66%
TSO | - | 41 | 12 | 11 | 2025 | Winter | P, [MW] | 0 | 1 | -189.9237 | -169.6953 | -158.8806 | -154.1324 | -147.6858 | -162.69 | -225.7707 | -246.9064 | -266.2869 | -265.7578 | -276.5087 | -284.1366 | -273.2064 | -274.9495 | -258.0054 | -247.5118 | -249.4719 | -301.3075 | -293.661 | -290.8727 | -290.755 | -270.9283 | -254.2532 | -225.7953
TSO | - | 41 | 12 | 11 | 2025 | Winter | P, [%] | 0 | 1 | 31.65% | 28.28% | 26.48% | 25.69% | 24.61% | 27.12% | 37.63% | 41.15% | 44.38% | 44.29% | 46.08% | 47.36% | 45.53% | 45.82% | 43% | 41.25% | 41.58% | 50.22% | 48.94% | 48.48% | 48.46% | 45.15% | 42.38% | 37.63%
TSO | - | 41 | 11 | 12 | 2025 | Winter | Q, [MVAr] | 0 | 1 | -23.1181 | -29.8197 | -28.9202 | -30.5443 | -31.2546 | -29.4527 | -5.2543 | 12.5023 | 20.9166 | 28.0491 | 32.8077 | 32.4536 | 35.1207 | 30.04 | 27.4693 | 16.9724 | 15.4731 | 40.6795 | 40.9603 | 41.9479 | 32.4054 | 18.7633 | 9.4056 | 1.7568
TSO | - | 41 | 11 | 12 | 2025 | Winter | Q, [%] | 0 | 1 | 3.853% | 4.97% | 4.82% | 5.091% | 5.209% | 4.909% | 0.8757% | 2.084% | 3.486% | 4.675% | 5.468% | 5.409% | 5.853% | 5.007% | 4.578% | 2.829% | 2.579% | 6.78% | 6.827% | 6.991% | 5.401% | 3.127% | 1.568% | 0.2928%
TSO | - | 41 | 12 | 11 | 2025 | Winter | Q, [MVAr] | 0 | 1 | 30.8997 | 36.2761 | 34.6276 | 35.9463 | 36.2622 | 35.3906 | 15.5228 | -0.48595 | -7.1672 | -13.9958 | -17.8364 | -16.4952 | -20.2363 | -14.948 | -14.105 | -4.5759 | -2.6152 | -22.6705 | -23.6198 | -24.8824 | -15.1618 | -3.6294 | 4.0647 | 9.0368
TSO | - | 41 | 12 | 11 | 2025 | Winter | Q, [%] | 0 | 1 | 5.15% | 6.046% | 5.771% | 5.991% | 6.044% | 5.898% | 2.587% | 0.08099% | 1.195% | 2.333% | 2.973% | 2.749% | 3.373% | 2.491% | 2.351% | 0.7626% | 0.4359% | 3.778% | 3.937% | 4.147% | 2.527% | 0.6049% | 0.6774% | 1.506%
TSO | - | 41 | 11 | 12 | 2025 | Winter | S, [MVA] | 0 | 1 | 191.4548 | 172.4018 | 161.5852 | 157.2184 | 151.0387 | 165.4323 | 226.0036 | 247.4235 | 267.3365 | 267.4678 | 278.697 | 286.2492 | 275.7015 | 276.8367 | 259.6859 | 248.2999 | 250.166 | 304.3397 | 296.7911 | 294.1645 | 292.8419 | 271.8298 | 254.6523 | 225.9827
TSO | - | 41 | 11 | 12 | 2025 | Winter | S, [%] | 0 | 1 | 31.91% | 28.73% | 26.93% | 26.2% | 25.17% | 27.57% | 37.67% | 41.24% | 44.56% | 44.58% | 46.45% | 47.71% | 45.95% | 46.14% | 43.28% | 41.38% | 41.69% | 50.72% | 49.47% | 49.03% | 48.81% | 45.3% | 42.44% | 37.66%
TSO | - | 41 | 12 | 11 | 2025 | Winter | S, [MVA] | 0 | 1 | 192.4209 | 173.5294 | 162.6103 | 158.2685 | 152.0725 | 166.4949 | 226.3037 | 246.9068 | 266.3833 | 266.1261 | 277.0834 | 284.615 | 273.9548 | 275.3555 | 258.3906 | 247.5541 | 249.4856 | 302.1591 | 294.6093 | 291.9351 | 291.15 | 270.9526 | 254.2856 | 225.976
TSO | - | 41 | 12 | 11 | 2025 | Winter | S, [%] | 0 | 1 | 32.07% | 28.92% | 27.1% | 26.38% | 25.35% | 27.75% | 37.72% | 41.15% | 44.4% | 44.35% | 46.18% | 47.44% | 45.66% | 45.89% | 43.07% | 41.26% | 41.58% | 50.36% | 49.1% | 48.66% | 48.52% | 45.16% | 42.38% | 37.66%
TSO | - | 44 | 13 | 14 | 2025 | Winter | P, [MW] | 0 | 1 | 32.3998 | 33.4959 | 32.0921 | 30.6242 | 28.8012 | 30.0748 | 37.7545 | 34.3751 | 36.9675 | 36.9739 | 42.1989 | 47.5368 | 43.5405 | 43.9233 | 40.9488 | 39.2895 | 41.0639 | 44.4286 | 44.7026 | 43.3609 | 44.7514 | 42.9953 | 42.2975 | 37.9849
TSO | - | 44 | 13 | 14 | 2025 | Winter | P, [%] | 0 | 1 | 8.1% | 8.374% | 8.023% | 7.656% | 7.2% | 7.519% | 9.439% | 8.594% | 9.242% | 9.243% | 10.55% | 11.88% | 10.89% | 10.98% | 10.24% | 9.822% | 10.27% | 11.11% | 11.18% | 10.84% | 11.19% | 10.75% | 10.57% | 9.496%
TSO | - | 44 | 14 | 13 | 2025 | Winter | P, [MW] | 0 | 1 | -32.395 | -33.4908 | -32.0875 | -30.62 | -28.7974 | -30.0707 | -37.7481 | -34.3698 | -36.9613 | -36.9677 | -42.1909 | -47.5267 | -43.532 | -43.9146 | -40.9412 | -39.2825 | -41.0563 | -44.4197 | -44.6936 | -43.3524 | -44.7424 | -42.987 | -42.2895 | -37.9784
TSO | - | 44 | 14 | 13 | 2025 | Winter | P, [%] | 0 | 1 | 8.099% | 8.373% | 8.022% | 7.655% | 7.199% | 7.518% | 9.437% | 8.592% | 9.24% | 9.242% | 10.55% | 11.88% | 10.88% | 10.98% | 10.24% | 9.821% | 10.26% | 11.1% | 11.17% | 10.84% | 11.19% | 10.75% | 10.57% | 9.495%
TSO | - | 44 | 13 | 14 | 2025 | Winter | Q, [MVAr] | 0 | 1 | -0.37201 | -0.38461 | -0.36848 | -0.3516 | -0.33067 | -0.34533 | -0.43366 | -0.39471 | -0.42449 | -0.42457 | -0.48457 | -0.54589 | -0.49998 | -0.50438 | -0.47022 | -0.45115 | -0.47152 | -0.51016 | -0.51331 | -0.4979 | -0.51387 | -0.4937 | -0.48569 | -0.43616
TSO | - | 44 | 13 | 14 | 2025 | Winter | Q, [%] | 0 | 1 | 0.093% | 0.09615% | 0.09212% | 0.0879% | 0.08267% | 0.08633% | 0.1084% | 0.09868% | 0.1061% | 0.1061% | 0.1211% | 0.1365% | 0.125% | 0.1261% | 0.1176% | 0.1128% | 0.1179% | 0.1275% | 0.1283% | 0.1245% | 0.1285% | 0.1234% | 0.1214% | 0.109%
TSO | - | 44 | 14 | 13 | 2025 | Winter | Q, [MVAr] | 0 | 1 | 0.78333 | 0.82425 | 0.77201 | 0.71903 | 0.65561 | 0.69968 | 0.9923 | 0.85779 | 0.96011 | 0.96038 | 1.1826 | 1.4318 | 1.2431 | 1.2606 | 1.1275 | 1.0562 | 1.1325 | 1.284 | 1.2967 | 1.235 | 1.299 | 1.2184 | 1.187 | 1.0017
TSO | - | 44 | 14 | 13 | 2025 | Winter | Q, [%] | 0 | 1 | 0.1958% | 0.2061% | 0.193% | 0.1798% | 0.1639% | 0.1749% | 0.2481% | 0.2144% | 0.24% | 0.2401% | 0.2957% | 0.3579% | 0.3108% | 0.3152% | 0.2819% | 0.264% | 0.2831% | 0.321% | 0.3242% | 0.3087% | 0.3247% | 0.3046% | 0.2967% | 0.2504%
TSO | - | 44 | 13 | 14 | 2025 | Winter | S, [MVA] | 0 | 1 | 32.4019 | 33.4981 | 32.0942 | 30.6262 | 28.8031 | 30.0768 | 37.757 | 34.3774 | 36.9699 | 36.9763 | 42.2017 | 47.54 | 43.5434 | 43.9262 | 40.9515 | 39.292 | 41.0666 | 44.4315 | 44.7056 | 43.3638 | 44.7544 | 42.9982 | 42.3003 | 37.9874
TSO | - | 44 | 13 | 14 | 2025 | Winter | S, [%] | 0 | 1 | 8.1% | 8.375% | 8.024% | 7.657% | 7.201% | 7.519% | 9.439% | 8.594% | 9.242% | 9.244% | 10.55% | 11.88% | 10.89% | 10.98% | 10.24% | 9.823% | 10.27% | 11.11% | 11.18% | 10.84% | 11.19% | 10.75% | 10.58% | 9.497%
TSO | - | 44 | 14 | 13 | 2025 | Winter | S, [MVA] | 0 | 1 | 32.4045 | 33.5009 | 32.0968 | 30.6284 | 28.8049 | 30.0789 | 37.7611 | 34.3805 | 36.9738 | 36.9802 | 42.2075 | 47.5482 | 43.5497 | 43.9327 | 40.9567 | 39.2967 | 41.072 | 44.4382 | 44.7124 | 43.37 | 44.7613 | 43.0043 | 42.3061 | 37.9916
TSO | - | 44 | 14 | 13 | 2025 | Winter | S, [%] | 0 | 1 | 8.101% | 8.375% | 8.024% | 7.657% | 7.201% | 7.52% | 9.44% | 8.595% | 9.243% | 9.245% | 10.55% | 11.89% | 10.89% | 10.98% | 10.24% | 9.824% | 10.27% | 11.11% | 11.18% | 10.84% | 11.19% | 10.75% | 10.58% | 9.498%
TSO | - | 45 | 13 | 15 | 2025 | Winter | P, [MW] | 0 | 1 | 126.087 | 109.73 | 101.7552 | 97.6989 | 96.4976 | 107.026 | 166.3369 | 171.3615 | 187.4079 | 192.8645 | 196.7515 | 205.8661 | 190.7014 | 196.3921 | 182.7817 | 168.3319 | 164.5956 | 203.4166 | 194.8562 | 190.7441 | 184.3463 | 172.0406 | 161.0673 | 146.6626
TSO | - | 45 | 13 | 15 | 2025 | Winter | P, [%] | 0 | 1 | 21.01% | 18.29% | 16.96% | 16.28% | 16.08% | 17.84% | 27.72% | 28.56% | 31.23% | 32.14% | 32.79% | 34.31% | 31.78% | 32.73% | 30.46% | 28.06% | 27.43% | 33.9% | 32.48% | 31.79% | 30.72% | 28.67% | 26.84% | 24.44%
TSO | - | 45 | 15 | 13 | 2025 | Winter | P, [MW] | 0 | 1 | -126.0365 | -109.686 | -101.7149 | -97.6608 | -96.4599 | -106.984 | -166.2637 | -171.2879 | -187.3224 | -192.7719 | -196.6567 | -205.7612 | -190.6106 | -196.2954 | -182.6969 | -168.2579 | -164.5224 | -203.314 | -194.7609 | -190.6523 | -184.2585 | -171.9621 | -160.9953 | -146.5995
TSO | - | 45 | 15 | 13 | 2025 | Winter | P, [%] | 0 | 1 | 21.01% | 18.28% | 16.95% | 16.28% | 16.08% | 17.83% | 27.71% | 28.55% | 31.22% | 32.13% | 32.78% | 34.29% | 31.77% | 32.72% | 30.45% | 28.04% | 27.42% | 33.89% | 32.46% | 31.78% | 30.71% | 28.66% | 26.83% | 24.43%
TSO | - | 45 | 13 | 15 | 2025 | Winter | Q, [MVAr] | 0 | 1 | -54.1416 | -63.3118 | -65.0165 | -65.331 | -65.4208 | -62.3231 | -33.9766 | -16.1388 | -3.3775 | -2.8964 | -3.0032 | -7.9428 | -9.1008 | -10.9465 | -16.4698 | -25.1088 | -31.6017 | -6.9175 | -7.3363 | -10.0596 | -17.4248 | -24.5349 | -36.5665 | -44.8502
TSO | - | 45 | 13 | 15 | 2025 | Winter | Q, [%] | 0 | 1 | 9.024% | 10.55% | 10.84% | 10.89% | 10.9% | 10.39% | 5.663% | 2.69% | 0.5629% | 0.4827% | 0.5005% | 1.324% | 1.517% | 1.824% | 2.745% | 4.185% | 5.267% | 1.153% | 1.223% | 1.677% | 2.904% | 4.089% | 6.094% | 7.475%
TSO | - | 45 | 15 | 13 | 2025 | Winter | Q, [MVAr] | 0 | 1 | 57.996 | 66.6729 | 68.0921 | 68.2411 | 68.2962 | 65.529 | 39.5611 | 21.753 | 9.9035 | 9.9562 | 10.2311 | 15.9493 | 16.0251 | 18.323 | 22.9411 | 30.7512 | 37.1921 | 14.7462 | 14.6129 | 17.0648 | 24.1228 | 30.5239 | 42.0583 | 49.6667
TSO | - | 45 | 15 | 13 | 2025 | Winter | Q, [%] | 0 | 1 | 9.666% | 11.11% | 11.35% | 11.37% | 11.38% | 10.92% | 6.594% | 3.626% | 1.651% | 1.659% | 1.705% | 2.658% | 2.671% | 3.054% | 3.824% | 5.125% | 6.199% | 2.458% | 2.435% | 2.844% | 4.02% | 5.087% | 7.01% | 8.278%
TSO | - | 45 | 13 | 15 | 2025 | Winter | S, [MVA] | 0 | 1 | 137.2197 | 126.6849 | 120.7529 | 117.5297 | 116.5833 | 123.8497 | 169.7715 | 172.1198 | 187.4384 | 192.8862 | 196.7744 | 206.0193 | 190.9184 | 196.6969 | 183.5222 | 170.1942 | 167.6019 | 203.5342 | 194.9943 | 191.0092 | 185.168 | 173.7813 | 165.1659 | 153.3671
TSO | - | 45 | 13 | 15 | 2025 | Winter | S, [%] | 0 | 1 | 22.87% | 21.11% | 20.13% | 19.59% | 19.43% | 20.64% | 28.3% | 28.69% | 31.24% | 32.15% | 32.8% | 34.34% | 31.82% | 32.78% | 30.59% | 28.37% | 27.93% | 33.92% | 32.5% | 31.83% | 30.86% | 28.96% | 27.53% | 25.56%
TSO | - | 45 | 15 | 13 | 2025 | Winter | S, [MVA] | 0 | 1 | 138.7398 | 128.36 | 122.4028 | 119.1406 | 118.19 | 125.4576 | 170.9055 | 172.6636 | 187.584 | 193.0289 | 196.9227 | 206.3784 | 191.2831 | 197.1487 | 184.1316 | 171.0449 | 168.6738 | 203.8481 | 195.3083 | 191.4145 | 185.8309 | 174.6502 | 166.3983 | 154.7844
TSO | - | 45 | 15 | 13 | 2025 | Winter | S, [%] | 0 | 1 | 23.12% | 21.39% | 20.4% | 19.86% | 19.7% | 20.91% | 28.48% | 28.78% | 31.26% | 32.17% | 32.82% | 34.4% | 31.88% | 32.86% | 30.69% | 28.51% | 28.11% | 33.97% | 32.55% | 31.9% | 30.97% | 29.11% | 27.73% | 25.8%
TSO | - | 47 | 19 | 20 | 2025 | Winter | P, [MW] | 0 | 1 | 4.282 | 4.2978 | 4.2467 | 4.1687 | 4.5338 | 4.2127 | 4.3382 | 3.3753 | 2.89 | 2.5572 | 3.0216 | 3.438 | 3.8021 | 4.2104 | 4.1113 | 3.6132 | 3.5902 | 3.9685 | 3.9395 | 3.794 | 3.9034 | 4.383 | 4.4432 | 4.1322
TSO | - | 47 | 19 | 20 | 2025 | Winter | P, [%] | 0 | 1 | 21.41% | 21.49% | 21.23% | 20.84% | 22.67% | 21.06% | 21.69% | 16.88% | 14.45% | 12.79% | 15.11% | 17.19% | 19.01% | 21.05% | 20.56% | 18.07% | 17.95% | 19.84% | 19.7% | 18.97% | 19.52% | 21.91% | 22.22% | 20.66%
TSO | - | 47 | 20 | 19 | 2025 | Winter | P, [MW] | 0 | 1 | -4.2768 | -4.2926 | -4.2416 | -4.1638 | -4.5281 | -4.2078 | -4.3329 | -3.3721 | -2.8877 | -2.5553 | -3.019 | -3.4346 | -3.7978 | -4.2052 | -4.1065 | -3.6095 | -3.5866 | -3.9638 | -3.9349 | -3.7897 | -3.8991 | -4.3776 | -4.4377 | -4.1274
TSO | - | 47 | 20 | 19 | 2025 | Winter | P, [%] | 0 | 1 | 21.38% | 21.46% | 21.21% | 20.82% | 22.64% | 21.04% | 21.66% | 16.86% | 14.44% | 12.78% | 15.09% | 17.17% | 18.99% | 21.03% | 20.53% | 18.05% | 17.93% | 19.82% | 19.67% | 18.95% | 19.5% | 21.89% | 22.19% | 20.64%
TSO | - | 47 | 19 | 20 | 2025 | Winter | Q, [MVAr] | 0 | 1 | -0.073087 | -0.072061 | -0.073583 | -0.076187 | -0.055768 | -0.068308 | -0.070896 | -0.10479 | -0.11869 | -0.12696 | -0.11515 | -0.66857 | -0.84511 | -0.83018 | -0.079671 | -0.097228 | -0.29251 | -0.86103 | -0.86207 | -0.86721 | -0.10921 | -0.091087 | -0.088662 | -0.10068
TSO | - | 47 | 19 | 20 | 2025 | Winter | Q, [%] | 0 | 1 | 0.3654% | 0.3603% | 0.3679% | 0.3809% | 0.2788% | 0.3415% | 0.3545% | 0.524% | 0.5934% | 0.6348% | 0.5757% | 3.343% | 4.226% | 4.151% | 0.3984% | 0.4861% | 1.463% | 4.305% | 4.31% | 4.336% | 0.5461% | 0.4554% | 0.4433% | 0.5034%
TSO | - | 47 | 20 | 19 | 2025 | Winter | Q, [MVAr] | 0 | 1 | 0.15695 | 0.15655 | 0.15608 | 0.1557 | 0.14977 | 0.1495 | 0.15697 | 0.15697 | 0.15698 | 0.15697 | 0.15699 | 0.72498 | 0.91498 | 0.91498 | 0.15699 | 0.15699 | 0.35197 | 0.93698 | 0.93698 | 0.93698 | 0.17897 | 0.17897 | 0.17897 | 0.17883
TSO | - | 47 | 20 | 19 | 2025 | Winter | Q, [%] | 0 | 1 | 0.7847% | 0.7828% | 0.7804% | 0.7785% | 0.7488% | 0.7475% | 0.7848% | 0.7848% | 0.7849% | 0.7849% | 0.785% | 3.625% | 4.575% | 4.575% | 0.785% | 0.785% | 1.76% | 4.685% | 4.685% | 4.685% | 0.8948% | 0.8949% | 0.8949% | 0.8942%
TSO | - | 47 | 19 | 20 | 2025 | Winter | S, [MVA] | 0 | 1 | 4.2826 | 4.2984 | 4.2473 | 4.1694 | 4.5342 | 4.2133 | 4.3388 | 3.3769 | 2.8925 | 2.5603 | 3.0237 | 3.5024 | 3.8949 | 4.2915 | 4.112 | 3.6145 | 3.6021 | 4.0608 | 4.0327 | 3.8918 | 3.9049 | 4.3839 | 4.4441 | 4.1334
TSO | - | 47 | 19 | 20 | 2025 | Winter | S, [%] | 0 | 1 | 21.41% | 21.49% | 21.24% | 20.85% | 22.67% | 21.07% | 21.69% | 16.88% | 14.46% | 12.8% | 15.12% | 17.51% | 19.47% | 21.46% | 20.56% | 18.07% | 18.01% | 20.3% | 20.16% | 19.46% | 19.52% | 21.92% | 22.22% | 20.67%
TSO | - | 47 | 20 | 19 | 2025 | Winter | S, [MVA] | 0 | 1 | 4.2797 | 4.2954 | 4.2445 | 4.1667 | 4.5305 | 4.2104 | 4.3358 | 3.3758 | 2.8919 | 2.5601 | 3.0231 | 3.5103 | 3.9065 | 4.3036 | 4.1095 | 3.6129 | 3.6038 | 4.0731 | 4.0449 | 3.9038 | 3.9032 | 4.3812 | 4.4413 | 4.1313
TSO | - | 47 | 20 | 19 | 2025 | Winter | S, [%] | 0 | 1 | 21.4% | 21.48% | 21.22% | 20.83% | 22.65% | 21.05% | 21.68% | 16.88% | 14.46% | 12.8% | 15.12% | 17.55% | 19.53% | 21.52% | 20.55% | 18.06% | 18.02% | 20.37% | 20.22% | 19.52% | 19.52% | 21.91% | 22.21% | 20.66%
TSO | - | 48 | 19 | 21 | 2025 | Winter | P, [MW] | 0 | 1 | 7.3101 | 6.9018 | 6.4311 | 6.3293 | 6.1295 | 6.6165 | 9.8521 | 11.0477 | 11.7509 | 11.8681 | 11.2564 | 11.7948 | 11.9499 | 11.9865 | 10.7537 | 10.0827 | 10.4197 | 12.4008 | 11.6103 | 11.3589 | 11.2021 | 10.3286 | 9.3582 | 8.447
TSO | - | 48 | 19 | 21 | 2025 | Winter | P, [%] | 0 | 1 | 36.55% | 34.51% | 32.16% | 31.65% | 30.65% | 33.08% | 49.26% | 55.24% | 58.75% | 59.34% | 56.28% | 58.97% | 59.75% | 59.93% | 53.77% | 50.41% | 52.1% | 62% | 58.05% | 56.79% | 56.01% | 51.64% | 46.79% | 42.23%
TSO | - | 48 | 21 | 19 | 2025 | Winter | P, [MW] | 0 | 1 | -7.2944 | -6.8877 | -6.4188 | -6.3173 | -6.1182 | -6.6035 | -9.8245 | -11.0136 | -11.7124 | -11.8289 | -11.2211 | -11.756 | -11.91 | -11.9464 | -10.7214 | -10.0541 | -10.3892 | -12.3577 | -11.5725 | -11.3227 | -11.1668 | -10.2986 | -9.333 | -8.4263
TSO | - | 48 | 21 | 19 | 2025 | Winter | P, [%] | 0 | 1 | 36.47% | 34.44% | 32.09% | 31.59% | 30.59% | 33.02% | 49.12% | 55.07% | 58.56% | 59.14% | 56.11% | 58.78% | 59.55% | 59.73% | 53.61% | 50.27% | 51.95% | 61.79% | 57.86% | 56.61% | 55.83% | 51.49% | 46.67% | 42.13%
TSO | - | 48 | 19 | 21 | 2025 | Winter | Q, [MVAr] | 0 | 1 | -1.3761 | -1.4028 | -1.4316 | -1.4371 | -1.4431 | -1.4139 | -0.77687 | 0.30078 | 0.56512 | 0.57803 | 0.51213 | 0.56994 | 0.58708 | 0.59116 | 0.2659 | -0.38117 | -0.34893 | -0.13839 | -0.22674 | -0.25364 | -0.27011 | -0.35775 | -1.1951 | -1.2706
TSO | - | 48 | 19 | 21 | 2025 | Winter | Q, [%] | 0 | 1 | 6.881% | 7.014% | 7.158% | 7.186% | 7.216% | 7.069% | 3.884% | 1.504% | 2.826% | 2.89% | 2.561% | 2.85% | 2.935% | 2.956% | 1.329% | 1.906% | 1.745% | 0.6919% | 1.134% | 1.268% | 1.351% | 1.789% | 5.975% | 6.353%
TSO | - | 48 | 21 | 19 | 2025 | Winter | Q, [MVAr] | 0 | 1 | 1.6389 | 1.6385 | 1.6379 | 1.6374 | 1.6317 | 1.6315 | 1.238 | 0.26997 | 0.079982 | 0.079973 | 0.079992 | 0.079982 | 0.079984 | 0.079981 | 0.27499 | 0.85999 | 0.85997 | 0.85998 | 0.85998 | 0.85998 | 0.85997 | 0.85997 | 1.617 | 1.6168
TSO | - | 48 | 21 | 19 | 2025 | Winter | Q, [%] | 0 | 1 | 8.195% | 8.193% | 8.19% | 8.187% | 8.159% | 8.157% | 6.19% | 1.35% | 0.3999% | 0.3999% | 0.4% | 0.3999% | 0.3999% | 0.3999% | 1.375% | 4.3% | 4.3% | 4.3% | 4.3% | 4.3% | 4.3% | 4.3% | 8.085% | 8.084%
TSO | - | 48 | 19 | 21 | 2025 | Winter | S, [MVA] | 0 | 1 | 7.4385 | 7.0429 | 6.5885 | 6.4904 | 6.2971 | 6.7658 | 9.8827 | 11.0518 | 11.7645 | 11.8822 | 11.2681 | 11.8086 | 11.9643 | 12.001 | 10.757 | 10.0899 | 10.4256 | 12.4016 | 11.6125 | 11.3617 | 11.2053 | 10.3348 | 9.4342 | 8.542
TSO | - | 48 | 19 | 21 | 2025 | Winter | S, [%] | 0 | 1 | 37.19% | 35.21% | 32.94% | 32.45% | 31.49% | 33.83% | 49.41% | 55.26% | 58.82% | 59.41% | 56.34% | 59.04% | 59.82% | 60.01% | 53.78% | 50.45% | 52.13% | 62.01% | 58.06% | 56.81% | 56.03% | 51.67% | 47.17% | 42.71%
TSO | - | 48 | 21 | 19 | 2025 | Winter | S, [MVA] | 0 | 1 | 7.4763 | 7.0799 | 6.6245 | 6.5261 | 6.3321 | 6.802 | 9.9022 | 11.017 | 11.7127 | 11.8291 | 11.2214 | 11.7563 | 11.9103 | 11.9467 | 10.7249 | 10.0908 | 10.4247 | 12.3876 | 11.6044 | 11.3553 | 11.1999 | 10.3345 | 9.4721 | 8.58
TSO | - | 48 | 21 | 19 | 2025 | Winter | S, [%] | 0 | 1 | 37.38% | 35.4% | 33.12% | 32.63% | 31.66% | 34.01% | 49.51% | 55.08% | 58.56% | 59.15% | 56.11% | 58.78% | 59.55% | 59.73% | 53.62% | 50.45% | 52.12% | 61.94% | 58.02% | 56.78% | 56% | 51.67% | 47.36% | 42.9%
TSO | - | 50 | 29 | 30 | 2025 | Winter | P, [MW] | 0 | 1 | 11.838 | 11.2495 | 11.0985 | 11.0371 | 10.9424 | 11.3959 | 14.6794 | 15.3515 | 15.8889 | 15.4485 | 15.3491 | 16.1577 | 16.0629 | 16.3387 | 15.7242 | 15.4432 | 15.1461 | 15.8908 | 15.2947 | 14.6858 | 14.9206 | 13.8689 | 12.8542 | 12.5077
TSO | - | 50 | 29 | 30 | 2025 | Winter | P, [%] | 0 | 1 | 53.81% | 51.13% | 50.45% | 50.17% | 49.74% | 51.8% | 66.72% | 69.78% | 72.22% | 70.22% | 69.77% | 73.44% | 73.01% | 74.27% | 71.47% | 70.2% | 68.85% | 72.23% | 69.52% | 66.75% | 67.82% | 63.04% | 58.43% | 56.85%
TSO | - | 50 | 30 | 29 | 2025 | Winter | P, [MW] | 0 | 1 | -11.8078 | -11.222 | -11.0717 | -11.0106 | -10.9164 | -11.3679 | -14.634 | -15.3017 | -15.8354 | -15.3981 | -15.2993 | -16.1024 | -16.0082 | -16.2822 | -15.672 | -15.3928 | -15.0977 | -15.8375 | -15.2454 | -14.6403 | -14.8737 | -13.8283 | -12.8189 | -12.4742
TSO | - | 50 | 30 | 29 | 2025 | Winter | P, [%] | 0 | 1 | 53.67% | 51.01% | 50.33% | 50.05% | 49.62% | 51.67% | 66.52% | 69.55% | 71.98% | 69.99% | 69.54% | 73.19% | 72.76% | 74.01% | 71.24% | 69.97% | 68.63% | 71.99% | 69.3% | 66.55% | 67.61% | 62.86% | 58.27% | 56.7%
TSO | - | 50 | 29 | 30 | 2025 | Winter | Q, [MVAr] | 0 | 1 | -1.0259 | -1.3243 | -1.3823 | -1.3705 | -1.2822 | -1.0115 | 0.69949 | 1.6125 | 2.0993 | 1.6174 | 1.7006 | 2.1882 | 2.3183 | 2.348 | 1.6086 | 1.3196 | 1.2851 | 1.4247 | 0.94547 | 0.4312 | 0.83337 | 0.28991 | -0.7252 | -0.82467
TSO | - | 50 | 29 | 30 | 2025 | Winter | Q, [%] | 0 | 1 | 4.663% | 6.02% | 6.283% | 6.23% | 5.828% | 4.598% | 3.179% | 7.329% | 9.542% | 7.352% | 7.73% | 9.946% | 10.54% | 10.67% | 7.312% | 5.998% | 5.841% | 6.476% | 4.298% | 1.96% | 3.788% | 1.318% | 3.296% | 3.748%
TSO | - | 50 | 30 | 29 | 2025 | Winter | Q, [MVAr] | 0 | 1 | 1.6499 | 1.8929 | 1.9369 | 1.9189 | 1.8199 | 1.5899 | 0.24092 | -0.58306 | -0.99407 | -0.57507 | -0.67107 | -1.0451 | -1.1871 | -1.1781 | -0.52907 | -0.27907 | -0.28408 | -0.32307 | 0.074918 | 0.51091 | 0.13792 | 0.55091 | 1.4559 | 1.5179
TSO | - | 50 | 30 | 29 | 2025 | Winter | Q, [%] | 0 | 1 | 7.5% | 8.604% | 8.804% | 8.722% | 8.272% | 7.227% | 1.095% | 2.65% | 4.519% | 2.614% | 3.05% | 4.75% | 5.396% | 5.355% | 2.405% | 1.269% | 1.291% | 1.468% | 0.3405% | 2.322% | 0.6269% | 2.504% | 6.618% | 6.9%
TSO | - | 50 | 29 | 30 | 2025 | Winter | S, [MVA] | 0 | 1 | 11.8823 | 11.3272 | 11.1842 | 11.1218 | 11.0173 | 11.4407 | 14.6961 | 15.4359 | 16.0269 | 15.533 | 15.443 | 16.3052 | 16.2294 | 16.5066 | 15.8062 | 15.4994 | 15.2005 | 15.9545 | 15.3239 | 14.6921 | 14.9439 | 13.872 | 12.8746 | 12.5348
TSO | - | 50 | 29 | 30 | 2025 | Winter | S, [%] | 0 | 1 | 54.01% | 51.49% | 50.84% | 50.55% | 50.08% | 52% | 66.8% | 70.16% | 72.85% | 70.6% | 70.2% | 74.11% | 73.77% | 75.03% | 71.85% | 70.45% | 69.09% | 72.52% | 69.65% | 66.78% | 67.93% | 63.05% | 58.52% | 56.98%
TSO | - | 50 | 30 | 29 | 2025 | Winter | S, [MVA] | 0 | 1 | 11.9225 | 11.3806 | 11.2398 | 11.1765 | 11.0671 | 11.4786 | 14.6359 | 15.3128 | 15.8666 | 15.4089 | 15.314 | 16.1363 | 16.0522 | 16.3247 | 15.6809 | 15.3954 | 15.1003 | 15.8408 | 15.2456 | 14.6492 | 14.8743 | 13.8393 | 12.9013 | 12.5662
TSO | - | 50 | 30 | 29 | 2025 | Winter | S, [%] | 0 | 1 | 54.19% | 51.73% | 51.09% | 50.8% | 50.3% | 52.18% | 66.53% | 69.6% | 72.12% | 70.04% | 69.61% | 73.35% | 72.96% | 74.2% | 71.28% | 69.98% | 68.64% | 72% | 69.3% | 66.59% | 67.61% | 62.91% | 58.64% | 57.12%
TSO | - | 1 | 1 | 5 | 2025 | Winter | P, [MW] | 0 | 2 | 1.0586 | 1.6385 | 1.7255 | 2.0753 | 1.989 | 11.3985 | 2.2285 | 4.4827 | 0.21394 | -2.3856 | -5.3617 | -8.206 | -4.3605 | -6.6318 | -3.6499 | -3.0376 | -1.2955 | -4.3671 | -3.0906 | -1.7482 | -0.45559 | 0.8472 | 1.9091 | 0.69465
TSO | - | 1 | 1 | 5 | 2025 | Winter | P, [%] | 0 | 2 | 0.8606% | 1.332% | 1.403% | 1.687% | 1.617% | 9.267% | 1.812% | 3.644% | 0.1739% | 1.94% | 4.359% | 6.672% | 3.545% | 5.392% | 2.967% | 2.47% | 1.053% | 3.55% | 2.513% | 1.421% | 0.3704% | 0.6888% | 1.552% | 0.5648%
TSO | - | 1 | 5 | 1 | 2025 | Winter | P, [MW] | 0 | 2 | -0.98036 | -1.5462 | -1.635 | -1.986 | -1.8941 | -11.2576 | -2.1424 | -4.4181 | -0.1764 | 2.4387 | 5.4058 | 8.2807 | 4.4185 | 6.7062 | 3.7116 | 3.0987 | 1.3665 | 4.4147 | 3.1417 | 1.8002 | 0.51798 | -0.77696 | -1.8308 | -0.60562
TSO | - | 1 | 5 | 1 | 2025 | Winter | P, [%] | 0 | 2 | 0.797% | 1.257% | 1.329% | 1.615% | 1.54% | 9.153% | 1.742% | 3.592% | 0.1434% | 1.983% | 4.395% | 6.732% | 3.592% | 5.452% | 3.018% | 2.519% | 1.111% | 3.589% | 2.554% | 1.464% | 0.4211% | 0.6317% | 1.488% | 0.4924%
TSO | - | 1 | 1 | 5 | 2025 | Winter | Q, [MVAr] | 0 | 2 | 15.8204 | 17.1663 | 16.9806 | 16.8241 | 17.3781 | 18.2489 | 16.5773 | 13.7033 | 10.8441 | 12.7791 | 10.5895 | 13.2731 | 12.9198 | 14.0486 | 13.5901 | 13.6605 | 15.0298 | 11.5015 | 12.3499 | 12.7299 | 14.1002 | 14.9704 | 15.7346 | 16.9186
TSO | - | 1 | 1 | 5 | 2025 | Winter | Q, [%] | 0 | 2 | 12.86% | 13.96% | 13.81% | 13.68% | 14.13% | 14.84% | 13.48% | 11.14% | 8.816% | 10.39% | 8.609% | 10.79% | 10.5% | 11.42% | 11.05% | 11.11% | 12.22% | 9.351% | 10.04% | 10.35% | 11.46% | 12.17% | 12.79% | 13.75%
TSO | - | 1 | 5 | 1 | 2025 | Winter | Q, [MVAr] | 0 | 2 | -16.6912 | -17.9844 | -17.8044 | -17.6521 | -18.1851 | -18.8949 | -17.4281 | -14.6291 | -11.8692 | -13.7457 | -11.5943 | -14.1688 | -13.8706 | -14.9434 | -14.5295 | -14.6001 | -15.9273 | -12.4896 | -13.3232 | -13.6994 | -15.0296 | -15.8698 | -16.6041 | -17.7487
TSO | - | 1 | 5 | 1 | 2025 | Winter | Q, [%] | 0 | 2 | 13.57% | 14.62% | 14.48% | 14.35% | 14.78% | 15.36% | 14.17% | 11.89% | 9.65% | 11.18% | 9.426% | 11.52% | 11.28% | 12.15% | 11.81% | 11.87% | 12.95% | 10.15% | 10.83% | 11.14% | 12.22% | 12.9% | 13.5% | 14.43%
TSO | - | 1 | 1 | 5 | 2025 | Winter | S, [MVA] | 0 | 2 | 15.8558 | 17.2443 | 17.0681 | 16.9516 | 17.4915 | 21.5162 | 16.7264 | 14.4178 | 10.8462 | 12.9998 | 11.8695 | 15.6049 | 13.6358 | 15.5352 | 14.0717 | 13.9941 | 15.0855 | 12.3027 | 12.7307 | 12.8494 | 14.1076 | 14.9943 | 15.85 | 16.9328
TSO | - | 1 | 1 | 5 | 2025 | Winter | S, [%] | 0 | 2 | 12.89% | 14.02% | 13.88% | 13.78% | 14.22% | 17.49% | 13.6% | 11.72% | 8.818% | 10.57% | 9.65% | 12.69% | 11.09% | 12.63% | 11.44% | 11.38% | 12.26% | 10% | 10.35% | 10.45% | 11.47% | 12.19% | 12.89% | 13.77%
TSO | - | 1 | 5 | 1 | 2025 | Winter | S, [MVA] | 0 | 2 | 16.7199 | 18.0507 | 17.8794 | 17.7635 | 18.2835 | 21.9943 | 17.5593 | 15.2817 | 11.8705 | 13.9604 | 12.7926 | 16.4111 | 14.5574 | 16.3792 | 14.996 | 14.9253 | 15.9858 | 13.2468 | 13.6886 | 13.8171 | 15.0385 | 15.8888 | 16.7047 | 17.759
TSO | - | 1 | 5 | 1 | 2025 | Winter | S, [%] | 0 | 2 | 13.59% | 14.68% | 14.54% | 14.44% | 14.86% | 17.88% | 14.28% | 12.42% | 9.651% | 11.35% | 10.4% | 13.34% | 11.84% | 13.32% | 12.19% | 12.13% | 13% | 10.77% | 11.13% | 11.23% | 12.23% | 12.92% | 13.58% | 14.44%
TSO | - | 2 | 1 | 19 | 2025 | Winter | P, [MW] | 0 | 2 | 24.5529 | 23.38 | 22.6208 | 22.2038 | 22.117 | 22.3884 | 34.8428 | 35.341 | 34.6395 | 27.1682 | 34.1179 | 36.4243 | 37.0441 | 36.9452 | 33.7268 | 32.4368 | 26.771 | 35.7144 | 33.854 | 32.7036 | 28.5823 | 27.5159 | 27.5977 | 26.0527
TSO | - | 2 | 1 | 19 | 2025 | Winter | P, [%] | 0 | 2 | 19.96% | 19.01% | 18.39% | 18.05% | 17.98% | 18.2% | 28.33% | 28.73% | 28.16% | 22.09% | 27.74% | 29.61% | 30.12% | 30.04% | 27.42% | 26.37% | 21.77% | 29.04% | 27.52% | 26.59% | 23.24% | 22.37% | 22.44% | 21.18%
TSO | - | 2 | 19 | 1 | 2025 | Winter | P, [MW] | 0 | 2 | -24.4315 | -23.269 | -22.5165 | -22.1032 | -22.0168 | -22.2857 | -34.5992 | -35.0892 | -34.3916 | -27.017 | -33.8725 | -36.1561 | -36.767 | -36.6702 | -33.4947 | -32.2229 | -26.6262 | -35.4558 | -33.6222 | -32.4872 | -28.4172 | -27.3628 | -27.4441 | -25.9152
TSO | - | 2 | 19 | 1 | 2025 | Winter | P, [%] | 0 | 2 | 19.86% | 18.92% | 18.31% | 17.97% | 17.9% | 18.12% | 28.13% | 28.53% | 27.96% | 21.97% | 27.54% | 29.4% | 29.89% | 29.81% | 27.23% | 26.2% | 21.65% | 28.83% | 27.34% | 26.41% | 23.1% | 22.25% | 22.31% | 21.07%
TSO | - | 2 | 1 | 19 | 2025 | Winter | Q, [MVAr] | 0 | 2 | -0.37591 | -2.234 | -2.5981 | -2.6656 | -3.0141 | -3.0111 | 1.7766 | 2.7863 | 6.0827 | 3.6421 | 7.6963 | 3.2726 | 2.9853 | 2.5795 | 4.4333 | 3.6654 | 1.3134 | 3.5795 | 2.6796 | 2.7386 | 1.7819 | 1.5476 | 0.60675 | -1.9715
TSO | - | 2 | 1 | 19 | 2025 | Winter | Q, [%] | 0 | 2 | 0.3056% | 1.816% | 2.112% | 2.167% | 2.45% | 2.448% | 1.444% | 2.265% | 4.945% | 2.961% | 6.257% | 2.661% | 2.427% | 2.097% | 3.604% | 2.98% | 1.068% | 2.91% | 2.179% | 2.227% | 1.449% | 1.258% | 0.4933% | 1.603%
TSO | - | 2 | 19 | 1 | 2025 | Winter | Q, [MVAr] | 0 | 2 | -0.0089084 | 1.8148 | 2.1561 | 2.2108 | 2.5586 | 2.5639 | -1.7469 | -2.7266 | -6.0364 | -3.9262 | -7.6576 | -3.1566 | -2.8383 | -2.4401 | -4.4411 | -3.735 | -1.6171 | -3.4955 | -2.6871 | -2.799 | -2.0167 | -1.8225 | -0.87934 | 1.6429
TSO | - | 2 | 19 | 1 | 2025 | Winter | Q, [%] | 0 | 2 | 0.007243% | 1.475% | 1.753% | 1.797% | 2.08% | 2.084% | 1.42% | 2.217% | 4.908% | 3.192% | 6.226% | 2.566% | 2.308% | 1.984% | 3.611% | 3.037% | 1.315% | 2.842% | 2.185% | 2.276% | 1.64% | 1.482% | 0.7149% | 1.336%
TSO | - | 2 | 1 | 19 | 2025 | Winter | S, [MVA] | 0 | 2 | 24.5557 | 23.4865 | 22.7695 | 22.3633 | 22.3214 | 22.59 | 34.888 | 35.4507 | 35.1695 | 27.4112 | 34.9752 | 36.571 | 37.1642 | 37.0352 | 34.0169 | 32.6433 | 26.8032 | 35.8934 | 33.9598 | 32.818 | 28.6378 | 27.5594 | 27.6044 | 26.1272
TSO | - | 2 | 1 | 19 | 2025 | Winter | S, [%] | 0 | 2 | 19.96% | 19.09% | 18.51% | 18.18% | 18.15% | 18.37% | 28.36% | 28.82% | 28.59% | 22.29% | 28.44% | 29.73% | 30.21% | 30.11% | 27.66% | 26.54% | 21.79% | 29.18% | 27.61% | 26.68% | 23.28% | 22.41% | 22.44% | 21.24%
TSO | - | 2 | 19 | 1 | 2025 | Winter | S, [MVA] | 0 | 2 | 24.4315 | 23.3397 | 22.6195 | 22.2135 | 22.1649 | 22.4327 | 34.6433 | 35.1949 | 34.9173 | 27.3008 | 34.7273 | 36.2937 | 36.8764 | 36.7513 | 33.7878 | 32.4387 | 26.6753 | 35.6277 | 33.7294 | 32.6076 | 28.4886 | 27.4234 | 27.4581 | 25.9673
TSO | - | 2 | 19 | 1 | 2025 | Winter | S, [%] | 0 | 2 | 19.86% | 18.98% | 18.39% | 18.06% | 18.02% | 18.24% | 28.17% | 28.61% | 28.39% | 22.2% | 28.23% | 29.51% | 29.98% | 29.88% | 27.47% | 26.37% | 21.69% | 28.97% | 27.42% | 26.51% | 23.16% | 22.3% | 22.32% | 21.11%
TSO | - | 3 | 1 | 29 | 2025 | Winter | P, [MW] | 0 | 2 | -24.2485 | -23.2293 | -22.3526 | -22.1049 | -22.1065 | -26.5047 | -26.7284 | -32.4188 | -31.9861 | -30.4073 | -29.9665 | -28.1605 | -31.6023 | -28.955 | -28.7761 | -29.0936 | -28.3823 | -31.6274 | -32.0341 | -32.0753 | -30.8676 | -29.9938 | -29.093 | -25.2644
TSO | - | 3 | 1 | 29 | 2025 | Winter | P, [%] | 0 | 2 | 19.71% | 18.89% | 18.17% | 17.97% | 17.97% | 21.55% | 21.73% | 26.36% | 26% | 24.72% | 24.36% | 22.89% | 25.69% | 23.54% | 23.4% | 23.65% | 23.08% | 25.71% | 26.04% | 26.08% | 25.1% | 24.39% | 23.65% | 20.54%
TSO | - | 3 | 29 | 1 | 2025 | Winter | P, [MW] | 0 | 2 | 24.4136 | 23.3877 | 22.5048 | 22.2548 | 22.2581 | 26.6961 | 26.9218 | 32.6567 | 32.2179 | 30.6355 | 30.1864 | 28.3681 | 31.8401 | 29.1694 | 28.9866 | 29.3074 | 28.5976 | 31.862 | 32.2768 | 32.3215 | 31.105 | 30.2239 | 29.3131 | 25.4474
TSO | - | 3 | 29 | 1 | 2025 | Winter | P, [%] | 0 | 2 | 19.85% | 19.01% | 18.3% | 18.09% | 18.1% | 21.7% | 21.89% | 26.55% | 26.19% | 24.91% | 24.54% | 23.06% | 25.89% | 23.71% | 23.57% | 23.83% | 23.25% | 25.9% | 26.24% | 26.28% | 25.29% | 24.57% | 23.83% | 20.69%
TSO | - | 3 | 1 | 29 | 2025 | Winter | Q, [MVAr] | 0 | 2 | -19.0665 | -19.2849 | -19.3858 | -19.3415 | -19.5723 | -19.8608 | -20.1747 | -17.9402 | -17.822 | -19.8111 | -19.38 | -20.1914 | -19.3034 | -20.0161 | -19.7459 | -19.7351 | -20.8155 | -18.7861 | -19.2784 | -19.7406 | -20.3192 | -20.5639 | -20.4278 | -20.3375
TSO | - | 3 | 1 | 29 | 2025 | Winter | Q, [%] | 0 | 2 | 15.5% | 15.68% | 15.76% | 15.72% | 15.91% | 16.15% | 16.4% | 14.59% | 14.49% | 16.11% | 15.76% | 16.42% | 15.69% | 16.27% | 16.05% | 16.04% | 16.92% | 15.27% | 15.67% | 16.05% | 16.52% | 16.72% | 16.61% | 16.53%
TSO | - | 3 | 29 | 1 | 2025 | Winter | Q, [MVAr] | 0 | 2 | 18.9198 | 19.117 | 19.1962 | 19.144 | 19.3814 | 19.8083 | 20.1213 | 18.0434 | 17.9027 | 19.881 | 19.4185 | 20.1882 | 19.4062 | 20.0371 | 19.7523 | 19.7541 | 20.8431 | 18.8783 | 19.3996 | 19.8735 | 20.423 | 20.6432 | 20.4731 | 20.2546
TSO | - | 3 | 29 | 1 | 2025 | Winter | Q, [%] | 0 | 2 | 15.38% | 15.54% | 15.61% | 15.56% | 15.76% | 16.1% | 16.36% | 14.67% | 14.56% | 16.16% | 15.79% | 16.41% | 15.78% | 16.29% | 16.06% | 16.06% | 16.95% | 15.35% | 15.77% | 16.16% | 16.6% | 16.78% | 16.64% | 16.47%
TSO | - | 3 | 1 | 29 | 2025 | Winter | S, [MVA] | 0 | 2 | 30.8467 | 30.1912 | 29.588 | 29.3721 | 29.5258 | 33.1203 | 33.4877 | 37.0517 | 36.6161 | 36.2916 | 35.6872 | 34.6512 | 37.0315 | 35.1999 | 34.8993 | 35.1555 | 35.1972 | 36.786 | 37.3877 | 37.6632 | 36.955 | 36.3662 | 35.5486 | 32.4331
TSO | - | 3 | 1 | 29 | 2025 | Winter | S, [%] | 0 | 2 | 25.08% | 24.55% | 24.06% | 23.88% | 24% | 26.93% | 27.23% | 30.12% | 29.77% | 29.51% | 29.01% | 28.17% | 30.11% | 28.62% | 28.37% | 28.58% | 28.62% | 29.91% | 30.4% | 30.62% | 30.04% | 29.57% | 28.9% | 26.37%
TSO | - | 3 | 29 | 1 | 2025 | Winter | S, [MVA] | 0 | 2 | 30.8866 | 30.2067 | 29.5797 | 29.3559 | 29.5137 | 33.2423 | 33.6103 | 37.3099 | 36.8579 | 36.5211 | 35.8929 | 34.8182 | 37.2879 | 35.3884 | 35.0767 | 35.3433 | 35.3873 | 37.0348 | 37.6582 | 37.9425 | 37.2105 | 36.6009 | 35.7548 | 32.5241
TSO | - | 3 | 29 | 1 | 2025 | Winter | S, [%] | 0 | 2 | 25.11% | 24.56% | 24.05% | 23.87% | 23.99% | 27.03% | 27.33% | 30.33% | 29.97% | 29.69% | 29.18% | 28.31% | 30.32% | 28.77% | 28.52% | 28.73% | 28.77% | 30.11% | 30.62% | 30.85% | 30.25% | 29.76% | 29.07% | 26.44%
TSO | - | 4 | 1 | 36 | 2025 | Winter | P, [MW] | 0 | 2 | -42.8345 | -40.933 | -40.2824 | -40.0008 | -39.5053 | -44.4857 | -43.4121 | -47.9291 | -47.3057 | -45.3777 | -45.8692 | -43.9463 | -47.3109 | -45.5607 | -45.8367 | -46.1212 | -45.243 | -47.0803 | -48.1557 | -47.4283 | -46.7313 | -46.0792 | -45.8155 | -43.0415
TSO | - | 4 | 1 | 36 | 2025 | Winter | P, [%] | 0 | 2 | 34.82% | 33.28% | 32.75% | 32.52% | 32.12% | 36.17% | 35.29% | 38.97% | 38.46% | 36.89% | 37.29% | 35.73% | 38.46% | 37.04% | 37.27% | 37.5% | 36.78% | 38.28% | 39.15% | 38.56% | 37.99% | 37.46% | 37.25% | 34.99%
TSO | - | 4 | 36 | 1 | 2025 | Winter | P, [MW] | 0 | 2 | 43.1299 | 41.205 | 40.5459 | 40.2605 | 39.7597 | 44.8059 | 43.7178 | 48.2957 | 47.6613 | 45.7134 | 46.2096 | 44.2646 | 47.6736 | 45.9015 | 46.1786 | 46.4664 | 45.5795 | 47.4359 | 48.5285 | 47.7902 | 47.0849 | 46.425 | 46.1561 | 43.3437
TSO | - | 4 | 36 | 1 | 2025 | Winter | P, [%] | 0 | 2 | 35.06% | 33.5% | 32.96% | 32.73% | 32.32% | 36.43% | 35.54% | 39.26% | 38.75% | 37.17% | 37.57% | 35.99% | 38.76% | 37.32% | 37.54% | 37.78% | 37.06% | 38.57% | 39.45% | 38.85% | 38.28% | 37.74% | 37.53% | 35.24%
TSO | - | 4 | 1 | 36 | 2025 | Winter | Q, [MVAr] | 0 | 2 | -9.2012 | -9.3805 | -9.2012 | -9.0943 | -9.3334 | -9.6503 | -10.8172 | -9.9365 | -9.5341 | -11.5513 | -11.2393 | -12.2613 | -11.4354 | -12.3275 | -11.6797 | -11.3694 | -11.8895 | -10.2884 | -10.5817 | -10.53 | -10.8421 | -11.1749 | -10.5854 | -10.3743
TSO | - | 4 | 1 | 36 | 2025 | Winter | Q, [%] | 0 | 2 | 7.481% | 7.626% | 7.481% | 7.394% | 7.588% | 7.846% | 8.794% | 8.078% | 7.751% | 9.391% | 9.138% | 9.969% | 9.297% | 10.02% | 9.496% | 9.243% | 9.666% | 8.365% | 8.603% | 8.561% | 8.815% | 9.085% | 8.606% | 8.434%
TSO | - | 4 | 36 | 1 | 2025 | Winter | Q, [MVAr] | 0 | 2 | 9.6091 | 9.7086 | 9.4997 | 9.3795 | 9.6009 | 10.1473 | 11.2562 | 10.5892 | 10.1472 | 12.0965 | 11.7987 | 12.7445 | 12.0746 | 12.8899 | 12.2452 | 11.9473 | 12.4398 | 10.9034 | 11.2574 | 11.1671 | 11.4517 | 11.7582 | 11.1515 | 10.8074
TSO | - | 4 | 36 | 1 | 2025 | Winter | Q, [%] | 0 | 2 | 7.812% | 7.893% | 7.723% | 7.626% | 7.806% | 8.25% | 9.151% | 8.609% | 8.25% | 9.835% | 9.592% | 10.36% | 9.817% | 10.48% | 9.955% | 9.713% | 10.11% | 8.865% | 9.152% | 9.079% | 9.31% | 9.56% | 9.066% | 8.786%
TSO | - | 4 | 1 | 36 | 2025 | Winter | S, [MVA] | 0 | 2 | 43.8116 | 41.9941 | 41.3199 | 41.0216 | 40.5928 | 45.5204 | 44.7395 | 48.9483 | 48.2569 | 46.8249 | 47.2261 | 45.6248 | 48.6733 | 47.199 | 47.3013 | 47.5019 | 46.7792 | 48.1913 | 49.3046 | 48.5832 | 47.9726 | 47.4149 | 47.0224 | 44.2741
TSO | - | 4 | 1 | 36 | 2025 | Winter | S, [%] | 0 | 2 | 35.62% | 34.14% | 33.59% | 33.35% | 33% | 37.01% | 36.37% | 39.8% | 39.23% | 38.07% | 38.4% | 37.09% | 39.57% | 38.37% | 38.46% | 38.62% | 38.03% | 39.18% | 40.09% | 39.5% | 39% | 38.55% | 38.23% | 36%
TSO | - | 4 | 36 | 1 | 2025 | Winter | S, [MVA] | 0 | 2 | 44.1873 | 42.3333 | 41.6439 | 41.3387 | 40.9025 | 45.9406 | 45.1436 | 49.443 | 48.7295 | 47.2868 | 47.6921 | 46.0627 | 49.1789 | 47.677 | 47.7745 | 47.9778 | 47.2466 | 48.6729 | 49.8171 | 49.0775 | 48.4575 | 47.8909 | 47.4841 | 44.6708
TSO | - | 4 | 36 | 1 | 2025 | Winter | S, [%] | 0 | 2 | 35.92% | 34.42% | 33.86% | 33.61% | 33.25% | 37.35% | 36.7% | 40.2% | 39.62% | 38.44% | 38.77% | 37.45% | 39.98% | 38.76% | 38.84% | 39.01% | 38.41% | 39.57% | 40.5% | 39.9% | 39.4% | 38.94% | 38.6% | 36.32%
TSO | - | 5 | 1 | 55 | 2025 | Winter | P, [MW] | 0 | 2 | -6.3206 | -4.5847 | -3.1117 | -3.1466 | -3.0859 | -6.2772 | -21.1727 | -18.3898 | -17.1885 | -14.3459 | -17.2463 | -21.5874 | -16.5382 | -18.7294 | -14.7771 | -12.2297 | -10.4571 | -17.6745 | -14.6418 | -13.6529 | -11.9371 | -9.2906 | -8.9807 | -8.6662
TSO | - | 5 | 1 | 55 | 2025 | Winter | P, [%] | 0 | 2 | 5.139% | 3.727% | 2.53% | 2.558% | 2.509% | 5.103% | 17.21% | 14.95% | 13.97% | 11.66% | 14.02% | 17.55% | 13.45% | 15.23% | 12.01% | 9.943% | 8.502% | 14.37% | 11.9% | 11.1% | 9.705% | 7.553% | 7.301% | 7.046%
TSO | - | 5 | 55 | 1 | 2025 | Winter | P, [MW] | 0 | 2 | 6.441 | 4.7298 | 3.2617 | 3.2933 | 3.2396 | 6.4259 | 21.3844 | 18.5362 | 17.3026 | 14.4564 | 17.369 | 21.7806 | 16.6717 | 18.8974 | 14.906 | 12.3465 | 10.5841 | 17.8138 | 14.7643 | 13.7685 | 12.0575 | 9.407 | 9.1094 | 8.818
TSO | - | 5 | 55 | 1 | 2025 | Winter | P, [%] | 0 | 2 | 5.237% | 3.845% | 2.652% | 2.677% | 2.634% | 5.224% | 17.39% | 15.07% | 14.07% | 11.75% | 14.12% | 17.71% | 13.55% | 15.36% | 12.12% | 10.04% | 8.605% | 14.48% | 12% | 11.19% | 9.803% | 7.648% | 7.406% | 7.169%
TSO | - | 5 | 1 | 55 | 2025 | Winter | Q, [MVAr] | 0 | 2 | 18.7853 | 21.2772 | 21.9134 | 21.6504 | 22.1814 | 21.1268 | 16.3607 | 12.4355 | 9.4841 | 12.7271 | 10.7865 | 13.7001 | 13.165 | 14.6418 | 14.5572 | 15.3922 | 17.5501 | 12.4609 | 13.8947 | 14.0273 | 15.9567 | 17.1635 | 18.4645 | 20.5619
TSO | - | 5 | 1 | 55 | 2025 | Winter | Q, [%] | 0 | 2 | 15.27% | 17.3% | 17.82% | 17.6% | 18.03% | 17.18% | 13.3% | 10.11% | 7.711% | 10.35% | 8.77% | 11.14% | 10.7% | 11.9% | 11.84% | 12.51% | 14.27% | 10.13% | 11.3% | 11.4% | 12.97% | 13.95% | 15.01% | 16.72%
TSO | - | 5 | 55 | 1 | 2025 | Winter | Q, [MVAr] | 0 | 2 | -19.5174 | -21.9176 | -22.5349 | -22.2839 | -22.7892 | -21.754 | -16.7942 | -13.0967 | -10.2615 | -13.5082 | -11.5329 | -14.1992 | -13.8678 | -15.2249 | -15.2753 | -16.1492 | -18.2626 | -13.145 | -14.6321 | -14.7888 | -16.6956 | -17.9127 | -19.1678 | -21.1818
TSO | - | 5 | 55 | 1 | 2025 | Winter | Q, [%] | 0 | 2 | 15.87% | 17.82% | 18.32% | 18.12% | 18.53% | 17.69% | 13.65% | 10.65% | 8.343% | 10.98% | 9.376% | 11.54% | 11.27% | 12.38% | 12.42% | 13.13% | 14.85% | 10.69% | 11.9% | 12.02% | 13.57% | 14.56% | 15.58% | 17.22%
TSO | - | 5 | 1 | 55 | 2025 | Winter | S, [MVA] | 0 | 2 | 19.8202 | 21.7656 | 22.1332 | 21.8779 | 22.3951 | 22.0396 | 26.7573 | 22.1997 | 19.6314 | 19.1777 | 20.3417 | 25.5677 | 21.1383 | 23.7733 | 20.7431 | 19.6593 | 20.4293 | 21.6255 | 20.1852 | 19.5747 | 19.9276 | 19.5167 | 20.5326 | 22.3135
TSO | - | 5 | 1 | 55 | 2025 | Winter | S, [%] | 0 | 2 | 16.11% | 17.7% | 17.99% | 17.79% | 18.21% | 17.92% | 21.75% | 18.05% | 15.96% | 15.59% | 16.54% | 20.79% | 17.19% | 19.33% | 16.86% | 15.98% | 16.61% | 17.58% | 16.41% | 15.91% | 16.2% | 15.87% | 16.69% | 18.14%
TSO | - | 5 | 55 | 1 | 2025 | Winter | S, [MVA] | 0 | 2 | 20.5527 | 22.4221 | 22.7697 | 22.5259 | 23.0183 | 22.6832 | 27.1908 | 22.6961 | 20.1166 | 19.7853 | 20.8492 | 26.0002 | 21.6855 | 24.2675 | 21.343 | 20.3281 | 21.108 | 22.1387 | 20.7866 | 20.2059 | 20.5943 | 20.2325 | 21.2223 | 22.9439
TSO | - | 5 | 55 | 1 | 2025 | Winter | S, [%] | 0 | 2 | 16.71% | 18.23% | 18.51% | 18.31% | 18.71% | 18.44% | 22.11% | 18.45% | 16.35% | 16.09% | 16.95% | 21.14% | 17.63% | 19.73% | 17.35% | 16.53% | 17.16% | 18% | 16.9% | 16.43% | 16.74% | 16.45% | 17.25% | 18.65%
TSO | - | 6 | 3 | 9 | 2025 | Winter | P, [MW] | 0 | 2 | -19.3878 | -16.7947 | -13.2923 | -13.775 | -13.3995 | -18.9953 | -33.6418 | -41.9953 | -43.9036 | -41.8588 | -38.2318 | -40.3748 | -41.3811 | -37.6476 | -36.2165 | -34.6914 | -34.5658 | -40.9389 | -40.0855 | -38.8938 | -37.2643 | -31.0301 | -27.8746 | -22.4234
TSO | - | 6 | 3 | 9 | 2025 | Winter | P, [%] | 0 | 2 | 21.54% | 18.66% | 14.77% | 15.31% | 14.89% | 21.11% | 37.38% | 46.66% | 48.78% | 46.51% | 42.48% | 44.86% | 45.98% | 41.83% | 40.24% | 38.55% | 38.41% | 45.49% | 44.54% | 43.22% | 41.4% | 34.48% | 30.97% | 24.91%
TSO | - | 6 | 9 | 3 | 2025 | Winter | P, [MW] | 0 | 2 | 19.4578 | 16.8477 | 13.3257 | 13.8109 | 13.4337 | 19.0631 | 33.8493 | 42.3178 | 44.2562 | 42.1792 | 38.4986 | 40.6725 | 41.6941 | 37.9065 | 36.4561 | 34.9115 | 34.7855 | 41.2455 | 40.3796 | 39.1706 | 37.519 | 31.2077 | 28.0186 | 22.517
TSO | - | 6 | 9 | 3 | 2025 | Winter | P, [%] | 0 | 2 | 21.62% | 18.72% | 14.81% | 15.35% | 14.93% | 21.18% | 37.61% | 47.02% | 49.17% | 46.87% | 42.78% | 45.19% | 46.33% | 42.12% | 40.51% | 38.79% | 38.65% | 45.83% | 44.87% | 43.52% | 41.69% | 34.68% | 31.13% | 25.02%
TSO | - | 6 | 3 | 9 | 2025 | Winter | Q, [MVAr] | 0 | 2 | -1.5315 | -1.6794 | -1.66 | -1.8723 | -2.0714 | -2.1905 | -1.9005 | 0.27256 | 1.4916 | 0.77831 | 0.055042 | 0.19909 | 0.94023 | 0.21563 | -0.11513 | -0.97015 | -2.2178 | -0.51046 | -0.65222 | -0.58677 | -1.6054 | -2.1256 | -2.2326 | -1.7678
TSO | - | 6 | 3 | 9 | 2025 | Winter | Q, [%] | 0 | 2 | 1.702% | 1.866% | 1.844% | 2.08% | 2.302% | 2.434% | 2.112% | 0.3028% | 1.657% | 0.8648% | 0.06116% | 0.2212% | 1.045% | 0.2396% | 0.1279% | 1.078% | 2.464% | 0.5672% | 0.7247% | 0.652% | 1.784% | 2.362% | 2.481% | 1.964%
TSO | - | 6 | 9 | 3 | 2025 | Winter | Q, [MVAr] | 0 | 2 | 1.164 | 1.2764 | 1.2146 | 1.4326 | 1.6279 | 1.8178 | 1.8274 | -0.092164 | -1.2452 | -0.60236 | 0.0016119 | -0.073866 | -0.78104 | -0.17573 | 0.11227 | 0.92481 | 2.1725 | 0.6561 | 0.77023 | 0.66688 | 1.6371 | 1.9889 | 2.0241 | 1.4514
TSO | - | 6 | 9 | 3 | 2025 | Winter | Q, [%] | 0 | 2 | 1.293% | 1.418% | 1.35% | 1.592% | 1.809% | 2.02% | 2.03% | 0.1024% | 1.384% | 0.6693% | 0.001791% | 0.08207% | 0.8678% | 0.1953% | 0.1247% | 1.028% | 2.414% | 0.729% | 0.8558% | 0.741% | 1.819% | 2.21% | 2.249% | 1.613%
TSO | - | 6 | 3 | 9 | 2025 | Winter | S, [MVA] | 0 | 2 | 19.4481 | 16.8785 | 13.3956 | 13.9016 | 13.5587 | 19.1212 | 33.6955 | 41.9962 | 43.929 | 41.866 | 38.2319 | 40.3753 | 41.3918 | 37.6482 | 36.2167 | 34.7049 | 34.6369 | 40.9421 | 40.0908 | 38.8982 | 37.2989 | 31.1029 | 27.9639 | 22.4929
TSO | - | 6 | 3 | 9 | 2025 | Winter | S, [%] | 0 | 2 | 21.61% | 18.75% | 14.88% | 15.45% | 15.07% | 21.25% | 37.44% | 46.66% | 48.81% | 46.52% | 42.48% | 44.86% | 45.99% | 41.83% | 40.24% | 38.56% | 38.49% | 45.49% | 44.55% | 43.22% | 41.44% | 34.56% | 31.07% | 24.99%
TSO | - | 6 | 9 | 3 | 2025 | Winter | S, [MVA] | 0 | 2 | 19.4926 | 16.896 | 13.3809 | 13.885 | 13.532 | 19.1495 | 33.8986 | 42.3179 | 44.2737 | 42.1835 | 38.4986 | 40.6725 | 41.7014 | 37.907 | 36.4563 | 34.9237 | 34.8532 | 41.2507 | 40.3869 | 39.1763 | 37.5547 | 31.271 | 28.0917 | 22.5637
TSO | - | 6 | 9 | 3 | 2025 | Winter | S, [%] | 0 | 2 | 21.66% | 18.77% | 14.87% | 15.43% | 15.04% | 21.28% | 37.67% | 47.02% | 49.19% | 46.87% | 42.78% | 45.19% | 46.33% | 42.12% | 40.51% | 38.8% | 38.73% | 45.83% | 44.87% | 43.53% | 41.73% | 34.75% | 31.21% | 25.07%
TSO | - | 7 | 3 | 34 | 2025 | Winter | P, [MW] | 0 | 2 | -4.1294 | -5.456 | -6.8061 | -7.3912 | -7.1002 | -1.8435 | 3.2431 | 10.8142 | 9.8251 | 7.5635 | 6.062 | 5.1192 | 7.8283 | 5.565 | 4.9744 | 5.4276 | 5.9214 | 9.818 | 9.6444 | 8.2928 | 7.1202 | 4.0856 | 2.7233 | -2.605
TSO | - | 7 | 3 | 34 | 2025 | Winter | P, [%] | 0 | 2 | 3.357% | 4.436% | 5.533% | 6.009% | 5.773% | 1.499% | 2.637% | 8.792% | 7.988% | 6.149% | 4.928% | 4.162% | 6.364% | 4.524% | 4.044% | 4.413% | 4.814% | 7.982% | 7.841% | 6.742% | 5.789% | 3.322% | 2.214% | 2.118%
TSO | - | 7 | 34 | 3 | 2025 | Winter | P, [MW] | 0 | 2 | 4.1316 | 5.4598 | 6.8117 | 7.3976 | 7.106 | 1.844 | -3.242 | -10.802 | -9.8151 | -7.5575 | -6.0582 | -5.1163 | -7.8219 | -5.5616 | -4.9718 | -5.4245 | -5.9176 | -9.808 | -9.6347 | -8.2857 | -7.1149 | -4.0839 | -2.7225 | 2.6059
TSO | - | 7 | 34 | 3 | 2025 | Winter | P, [%] | 0 | 2 | 3.359% | 4.439% | 5.538% | 6.014% | 5.777% | 1.499% | 2.636% | 8.782% | 7.98% | 6.144% | 4.925% | 4.16% | 6.359% | 4.522% | 4.042% | 4.41% | 4.811% | 7.974% | 7.833% | 6.736% | 5.784% | 3.32% | 2.213% | 2.119%
TSO | - | 7 | 3 | 34 | 2025 | Winter | Q, [MVAr] | 0 | 2 | -2.092 | -2.8101 | -2.8296 | -2.6172 | -2.418 | -1.446 | 0.25313 | -0.48189 | -0.24397 | 0.4693 | 0.055593 | 1.1016 | 0.36044 | 0.79203 | 0.24378 | 0.21975 | 1.1744 | -0.5329 | -0.39129 | -0.45684 | 0.56187 | -0.054873 | -1.1019 | -1.5667
TSO | - | 7 | 3 | 34 | 2025 | Winter | Q, [%] | 0 | 2 | 1.701% | 2.285% | 2.3% | 2.128% | 1.966% | 1.176% | 0.2058% | 0.3918% | 0.1984% | 0.3815% | 0.0452% | 0.8956% | 0.293% | 0.6439% | 0.1982% | 0.1787% | 0.9548% | 0.4333% | 0.3181% | 0.3714% | 0.4568% | 0.04461% | 0.8958% | 1.274%
TSO | - | 7 | 34 | 3 | 2025 | Winter | Q, [MVAr] | 0 | 2 | 1.6298 | 2.3555 | 2.3817 | 2.1721 | 1.9712 | 0.97837 | -0.72537 | 0.048241 | -0.19769 | -0.92457 | -0.51934 | -1.5681 | -0.81466 | -1.257 | -0.71144 | -0.68521 | -1.6357 | 0.09209 | -0.050655 | 0.0060479 | -1.0184 | -0.41301 | 0.63242 | 1.0996
TSO | - | 7 | 34 | 3 | 2025 | Winter | Q, [%] | 0 | 2 | 1.325% | 1.915% | 1.936% | 1.766% | 1.603% | 0.7954% | 0.5897% | 0.03922% | 0.1607% | 0.7517% | 0.4222% | 1.275% | 0.6623% | 1.022% | 0.5784% | 0.5571% | 1.33% | 0.07487% | 0.04118% | 0.004917% | 0.8279% | 0.3358% | 0.5142% | 0.894%
TSO | - | 7 | 3 | 34 | 2025 | Winter | S, [MVA] | 0 | 2 | 4.6291 | 6.1371 | 7.3708 | 7.8409 | 7.5006 | 2.343 | 3.2529 | 10.8249 | 9.8282 | 7.578 | 6.0622 | 5.2364 | 7.8366 | 5.621 | 4.9803 | 5.432 | 6.0367 | 9.8324 | 9.6523 | 8.3054 | 7.1423 | 4.086 | 2.9378 | 3.0398
TSO | - | 7 | 3 | 34 | 2025 | Winter | S, [%] | 0 | 2 | 3.764% | 4.99% | 5.993% | 6.375% | 6.098% | 1.905% | 2.645% | 8.801% | 7.99% | 6.161% | 4.929% | 4.257% | 6.371% | 4.57% | 4.049% | 4.416% | 4.908% | 7.994% | 7.847% | 6.752% | 5.807% | 3.322% | 2.388% | 2.471%
TSO | - | 7 | 34 | 3 | 2025 | Winter | S, [MVA] | 0 | 2 | 4.4414 | 5.9462 | 7.216 | 7.7099 | 7.3744 | 2.0875 | 3.3221 | 10.8022 | 9.8171 | 7.6139 | 6.0804 | 5.3512 | 7.8642 | 5.7019 | 5.0224 | 5.4676 | 6.1395 | 9.8084 | 9.6349 | 8.2857 | 7.1874 | 4.1047 | 2.795 | 2.8284
TSO | - | 7 | 34 | 3 | 2025 | Winter | S, [%] | 0 | 2 | 3.611% | 4.834% | 5.867% | 6.268% | 5.995% | 1.697% | 2.701% | 8.782% | 7.981% | 6.19% | 4.943% | 4.351% | 6.394% | 4.636% | 4.083% | 4.445% | 4.991% | 7.974% | 7.833% | 6.736% | 5.843% | 3.337% | 2.272% | 2.3%
TSO | - | 8 | 4 | 15 | 2025 | Winter | P, [MW] | 0 | 2 | -71.5935 | -62.9229 | -59.316 | -56.9335 | -57.0336 | -62.8397 | -81.3217 | -90.511 | -98.4546 | -101.7433 | -100.6342 | -100.1897 | -98.8397 | -97.9484 | -94.4154 | -89.1979 | -89.5196 | -105.6898 | -106.1389 | -104.4851 | -100.9385 | -95.8523 | -90.0795 | -80.3156
TSO | - | 8 | 4 | 15 | 2025 | Winter | P, [%] | 0 | 2 | 11.93% | 10.49% | 9.886% | 9.489% | 9.506% | 10.47% | 13.55% | 15.09% | 16.41% | 16.96% | 16.77% | 16.7% | 16.47% | 16.32% | 15.74% | 14.87% | 14.92% | 17.61% | 17.69% | 17.41% | 16.82% | 15.98% | 15.01% | 13.39%
TSO | - | 8 | 15 | 4 | 2025 | Winter | P, [MW] | 0 | 2 | 71.6694 | 62.9827 | 59.3695 | 56.9827 | 57.0832 | 62.8992 | 81.417 | 90.6296 | 98.5941 | 101.8979 | 100.7815 | 100.3369 | 98.9839 | 98.0908 | 94.547 | 89.3151 | 89.6398 | 105.8534 | 106.3065 | 104.6469 | 101.0912 | 95.9909 | 90.2008 | 80.4128
TSO | - | 8 | 15 | 4 | 2025 | Winter | P, [%] | 0 | 2 | 11.94% | 10.5% | 9.895% | 9.497% | 9.514% | 10.48% | 13.57% | 15.1% | 16.43% | 16.98% | 16.8% | 16.72% | 16.5% | 16.35% | 15.76% | 14.89% | 14.94% | 17.64% | 17.72% | 17.44% | 16.85% | 16% | 15.03% | 13.4%
TSO | - | 8 | 4 | 15 | 2025 | Winter | Q, [MVAr] | 0 | 2 | -0.93069 | 2.2302 | 2.6652 | 2.3534 | 1.9187 | 0.59613 | -10.7782 | -17.5564 | -21.1475 | -25.1555 | -22.9755 | -22.5849 | -22.3878 | -22.7 | -19.596 | -15.48 | -15.3969 | -22.905 | -23.7753 | -22.1069 | -20.3366 | -18.0929 | -11.8143 | -8.6129
TSO | - | 8 | 4 | 15 | 2025 | Winter | Q, [%] | 0 | 2 | 0.1551% | 0.3717% | 0.4442% | 0.3922% | 0.3198% | 0.09936% | 1.796% | 2.926% | 3.525% | 4.193% | 3.829% | 3.764% | 3.731% | 3.783% | 3.266% | 2.58% | 2.566% | 3.817% | 3.963% | 3.684% | 3.389% | 3.015% | 1.969% | 1.435%
TSO | - | 8 | 15 | 4 | 2025 | Winter | Q, [MVAr] | 0 | 2 | 0.67592 | -2.5874 | -3.0632 | -2.7835 | -2.3431 | -0.95679 | 10.6264 | 17.5621 | 21.2916 | 25.4273 | 23.1811 | 22.7962 | 22.5837 | 22.8848 | 19.7074 | 15.4947 | 15.4489 | 23.2374 | 24.1475 | 22.4395 | 20.6137 | 18.2782 | 11.882 | 8.5157
TSO | - | 8 | 15 | 4 | 2025 | Winter | Q, [%] | 0 | 2 | 0.1127% | 0.4312% | 0.5105% | 0.4639% | 0.3905% | 0.1595% | 1.771% | 2.927% | 3.549% | 4.238% | 3.864% | 3.799% | 3.764% | 3.814% | 3.285% | 2.582% | 2.575% | 3.873% | 4.025% | 3.74% | 3.436% | 3.046% | 1.98% | 1.419%
TSO | - | 8 | 4 | 15 | 2025 | Winter | S, [MVA] | 0 | 2 | 71.5995 | 62.9624 | 59.3758 | 56.9821 | 57.0659 | 62.8426 | 82.0329 | 92.198 | 100.7002 | 104.807 | 103.2236 | 102.7037 | 101.3435 | 100.5444 | 96.4276 | 90.5312 | 90.8341 | 108.1433 | 108.7691 | 106.7981 | 102.9668 | 97.545 | 90.8509 | 80.7761
TSO | - | 8 | 4 | 15 | 2025 | Winter | S, [%] | 0 | 2 | 11.93% | 10.49% | 9.896% | 9.497% | 9.511% | 10.47% | 13.67% | 15.37% | 16.78% | 17.47% | 17.2% | 17.12% | 16.89% | 16.76% | 16.07% | 15.09% | 15.14% | 18.02% | 18.13% | 17.8% | 17.16% | 16.26% | 15.14% | 13.46%
TSO | - | 8 | 15 | 4 | 2025 | Winter | S, [MVA] | 0 | 2 | 71.6726 | 63.0358 | 59.4484 | 57.0506 | 57.1312 | 62.9065 | 82.1075 | 92.3155 | 100.8669 | 105.0225 | 103.4132 | 102.8939 | 101.5275 | 100.7249 | 96.5791 | 90.6491 | 90.9613 | 108.374 | 109.0145 | 107.0258 | 103.1714 | 97.7156 | 90.98 | 80.8624
TSO | - | 8 | 15 | 4 | 2025 | Winter | S, [%] | 0 | 2 | 11.95% | 10.51% | 9.908% | 9.508% | 9.522% | 10.48% | 13.68% | 15.39% | 16.81% | 17.5% | 17.24% | 17.15% | 16.92% | 16.79% | 16.1% | 15.11% | 15.16% | 18.06% | 18.17% | 17.84% | 17.2% | 16.29% | 15.16% | 13.48%
TSO | - | 10 | 4 | 103 | 2025 | Winter | P, [MW] | 0 | 2 | -0.24223 | -1.8565 | -1.1832 | -2.4638 | -3.094 | -0.37793 | 4.9345 | 12.3369 | 15.9517 | 15.939 | 14.7609 | 14.9522 | 13.3341 | 12.4818 | 11.307 | 7.5889 | 6.8381 | 10.1125 | 10.5967 | 9.1575 | 7.4493 | 7.5654 | 3.3366 | 1.1368
TSO | - | 10 | 4 | 103 | 2025 | Winter | P, [%] | 0 | 2 | 0.09847% | 0.7547% | 0.481% | 1.002% | 1.258% | 0.1536% | 2.006% | 5.015% | 6.484% | 6.479% | 6% | 6.078% | 5.42% | 5.074% | 4.596% | 3.085% | 2.78% | 4.111% | 4.308% | 3.723% | 3.028% | 3.075% | 1.356% | 0.4621%
TSO | - | 10 | 103 | 4 | 2025 | Winter | P, [MW] | 0 | 2 | 0.24296 | 1.8576 | 1.1842 | 2.4648 | 3.0951 | 0.37888 | -4.9341 | -12.3342 | -15.9472 | -15.9339 | -14.7569 | -14.9481 | -13.3308 | -12.4787 | -11.3046 | -7.588 | -6.8373 | -10.1108 | -10.5946 | -9.156 | -7.4483 | -7.5643 | -3.3364 | -1.1368
TSO | - | 10 | 103 | 4 | 2025 | Winter | P, [%] | 0 | 2 | 0.09877% | 0.7551% | 0.4814% | 1.002% | 1.258% | 0.154% | 2.006% | 5.014% | 6.483% | 6.477% | 5.999% | 6.076% | 5.419% | 5.073% | 4.595% | 3.085% | 2.779% | 4.11% | 4.307% | 3.722% | 3.028% | 3.075% | 1.356% | 0.4621%
TSO | - | 10 | 4 | 103 | 2025 | Winter | Q, [MVAr] | 0 | 2 | -6.7495 | -8.1555 | -7.7376 | -7.3167 | -7.56 | -7.6004 | -0.087571 | 4.2931 | 5.8235 | 8.2805 | 5.9574 | 5.8728 | 5.6047 | 6.0877 | 4.6097 | 1.2405 | 0.70316 | 2.8779 | 3.7773 | 2.7188 | 2.3912 | 2.1334 | -1.2025 | -1.3741
TSO | - | 10 | 4 | 103 | 2025 | Winter | Q, [%] | 0 | 2 | 2.744% | 3.315% | 3.145% | 2.974% | 3.073% | 3.09% | 0.0356% | 1.745% | 2.367% | 3.366% | 2.422% | 2.387% | 2.278% | 2.475% | 1.874% | 0.5042% | 0.2858% | 1.17% | 1.535% | 1.105% | 0.972% | 0.8672% | 0.4888% | 0.5586%
TSO | - | 10 | 103 | 4 | 2025 | Winter | Q, [MVAr] | 0 | 2 | 6.5254 | 7.9368 | 7.5198 | 7.0986 | 7.3432 | 7.3808 | -0.14773 | -4.5236 | -6.0512 | -8.5005 | -6.1856 | -6.0986 | -5.8315 | -6.3147 | -4.8379 | -1.4714 | -0.93041 | -3.1112 | -4.0066 | -2.9496 | -2.6204 | -2.3598 | 0.97525 | 1.1491
TSO | - | 10 | 103 | 4 | 2025 | Winter | Q, [%] | 0 | 2 | 2.653% | 3.226% | 3.057% | 2.886% | 2.985% | 3% | 0.06005% | 1.839% | 2.46% | 3.456% | 2.514% | 2.479% | 2.371% | 2.567% | 1.967% | 0.5981% | 0.3782% | 1.265% | 1.629% | 1.199% | 1.065% | 0.9593% | 0.3964% | 0.4671%
TSO | - | 10 | 4 | 103 | 2025 | Winter | S, [MVA] | 0 | 2 | 6.7538 | 8.3641 | 7.8275 | 7.7204 | 8.1686 | 7.6098 | 4.9353 | 13.0626 | 16.9814 | 17.9616 | 15.9178 | 16.0642 | 14.4642 | 13.8872 | 12.2105 | 7.6896 | 6.8741 | 10.5141 | 11.2498 | 9.5525 | 7.8237 | 7.8604 | 3.5467 | 1.7834
TSO | - | 10 | 4 | 103 | 2025 | Winter | S, [%] | 0 | 2 | 2.745% | 3.4% | 3.182% | 3.138% | 3.321% | 3.093% | 2.006% | 5.31% | 6.903% | 7.301% | 6.471% | 6.53% | 5.88% | 5.645% | 4.964% | 3.126% | 2.794% | 4.274% | 4.573% | 3.883% | 3.18% | 3.195% | 1.442% | 0.725%
TSO | - | 10 | 103 | 4 | 2025 | Winter | S, [MVA] | 0 | 2 | 6.53 | 8.1513 | 7.6125 | 7.5143 | 7.9688 | 7.3905 | 4.9363 | 13.1376 | 17.0567 | 18.0595 | 16.0009 | 16.1443 | 14.5505 | 13.9855 | 12.2963 | 7.7293 | 6.9003 | 10.5786 | 11.3269 | 9.6194 | 7.8958 | 7.9239 | 3.4761 | 1.6164
TSO | - | 10 | 103 | 4 | 2025 | Winter | S, [%] | 0 | 2 | 2.654% | 3.314% | 3.095% | 3.055% | 3.239% | 3.004% | 2.007% | 5.34% | 6.934% | 7.341% | 6.504% | 6.563% | 5.915% | 5.685% | 4.998% | 3.142% | 2.805% | 4.3% | 4.604% | 3.91% | 3.21% | 3.221% | 1.413% | 0.6571%
TSO | - | 12 | 5 | 42 | 2025 | Winter | P, [MW] | 0 | 2 | 0.24655 | 1.7756 | 3.0545 | 2.9008 | 3.0719 | -3.8043 | -15.5304 | -14.2202 | -11.8083 | -7.5543 | -9.6307 | -12.3027 | -8.6953 | -10.2224 | -7.4492 | -5.1588 | -3.4286 | -9.112 | -6.5881 | -5.9723 | -4.4648 | -2.4673 | -2.2242 | -1.7898
TSO | - | 12 | 5 | 42 | 2025 | Winter | P, [%] | 0 | 2 | 0.2739% | 1.973% | 3.394% | 3.223% | 3.413% | 4.227% | 17.26% | 15.8% | 13.12% | 8.394% | 10.7% | 13.67% | 9.661% | 11.36% | 8.277% | 5.732% | 3.81% | 10.12% | 7.32% | 6.636% | 4.961% | 2.741% | 2.471% | 1.989%
TSO | - | 12 | 42 | 5 | 2025 | Winter | P, [MW] | 0 | 2 | -0.11758 | -1.6136 | -2.8784 | -2.7277 | -2.8906 | 3.9784 | 15.7746 | 14.3965 | 11.9256 | 7.656 | 9.7333 | 12.4671 | 8.8109 | 10.3712 | 7.5693 | 5.2676 | 3.5546 | 9.2249 | 6.6908 | 6.0719 | 4.5776 | 2.5826 | 2.3567 | 1.9518
TSO | - | 12 | 42 | 5 | 2025 | Winter | P, [%] | 0 | 2 | 0.1306% | 1.793% | 3.198% | 3.031% | 3.212% | 4.42% | 17.53% | 16% | 13.25% | 8.507% | 10.81% | 13.85% | 9.79% | 11.52% | 8.41% | 5.853% | 3.95% | 10.25% | 7.434% | 6.747% | 5.086% | 2.87% | 2.619% | 2.169%
TSO | - | 12 | 5 | 42 | 2025 | Winter | Q, [MVAr] | 0 | 2 | 14.8245 | 16.5541 | 17.1208 | 16.9925 | 17.3708 | 16.7954 | 13.9816 | 10.6443 | 8.4117 | 10.9279 | 9.4442 | 11.9478 | 11.2582 | 12.5838 | 12.4013 | 12.6849 | 14.2811 | 10.7541 | 11.5785 | 11.6492 | 13.1661 | 13.7866 | 14.8685 | 16.5684
TSO | - | 12 | 5 | 42 | 2025 | Winter | Q, [%] | 0 | 2 | 16.47% | 18.39% | 19.02% | 18.88% | 19.3% | 18.66% | 15.54% | 11.83% | 9.346% | 12.14% | 10.49% | 13.28% | 12.51% | 13.98% | 13.78% | 14.09% | 15.87% | 11.95% | 12.86% | 12.94% | 14.63% | 15.32% | 16.52% | 18.41%
TSO | - | 12 | 42 | 5 | 2025 | Winter | Q, [MVAr] | 0 | 2 | -15.7924 | -17.438 | -17.9715 | -17.8502 | -18.2072 | -17.644 | -14.7139 | -11.535 | -9.4477 | -11.984 | -10.5143 | -12.8718 | -12.2856 | -13.5363 | -13.4161 | -13.7203 | -15.2633 | -11.7918 | -12.6311 | -12.7065 | -14.1831 | -14.7909 | -15.8285 | -17.4563
TSO | - | 12 | 42 | 5 | 2025 | Winter | Q, [%] | 0 | 2 | 17.55% | 19.38% | 19.97% | 19.83% | 20.23% | 19.6% | 16.35% | 12.82% | 10.5% | 13.32% | 11.68% | 14.3% | 13.65% | 15.04% | 14.91% | 15.24% | 16.96% | 13.1% | 14.03% | 14.12% | 15.76% | 16.43% | 17.59% | 19.4%
TSO | - | 12 | 5 | 42 | 2025 | Winter | S, [MVA] | 0 | 2 | 14.8265 | 16.6491 | 17.3912 | 17.2383 | 17.6403 | 17.2208 | 20.8969 | 17.7628 | 14.498 | 13.2848 | 13.4886 | 17.1495 | 14.2252 | 16.2127 | 14.4666 | 13.6938 | 14.6869 | 14.0953 | 13.3216 | 13.0909 | 13.9026 | 14.0056 | 15.034 | 16.6648
TSO | - | 12 | 5 | 42 | 2025 | Winter | S, [%] | 0 | 2 | 16.47% | 18.5% | 19.32% | 19.15% | 19.6% | 19.13% | 23.22% | 19.74% | 16.11% | 14.76% | 14.99% | 19.06% | 15.81% | 18.01% | 16.07% | 15.22% | 16.32% | 15.66% | 14.8% | 14.55% | 15.45% | 15.56% | 16.7% | 18.52%
TSO | - | 12 | 42 | 5 | 2025 | Winter | S, [MVA] | 0 | 2 | 15.7928 | 17.5124 | 18.2006 | 18.0574 | 18.4352 | 18.087 | 21.5717 | 18.4476 | 15.2144 | 14.2207 | 14.3279 | 17.9196 | 15.1185 | 17.0526 | 15.404 | 14.6968 | 15.6718 | 14.9715 | 14.2937 | 14.0827 | 14.9035 | 15.0146 | 16.0029 | 17.5651
TSO | - | 12 | 42 | 5 | 2025 | Winter | S, [%] | 0 | 2 | 17.55% | 19.46% | 20.22% | 20.06% | 20.48% | 20.1% | 23.97% | 20.5% | 16.9% | 15.8% | 15.92% | 19.91% | 16.8% | 18.95% | 17.12% | 16.33% | 17.41% | 16.64% | 15.88% | 15.65% | 16.56% | 16.68% | 17.78% | 19.52%
TSO | - | 13 | 5 | 68 | 2025 | Winter | P, [MW] | 0 | 2 | 6.4139 | 6.1963 | 5.8965 | 6.396 | 6.0737 | 5.9907 | 6.764 | 6.6281 | 6.4149 | 6.991 | 7.0399 | 6.9075 | 6.846 | 6.9043 | 6.8886 | 6.2553 | 6.5061 | 6.8577 | 6.0846 | 6.6646 | 6.3167 | 5.8189 | 6.2726 | 6.392
TSO | - | 13 | 5 | 68 | 2025 | Winter | P, [%] | 0 | 2 | 5.215% | 5.038% | 4.794% | 5.2% | 4.938% | 4.87% | 5.499% | 5.389% | 5.215% | 5.684% | 5.724% | 5.616% | 5.566% | 5.613% | 5.6% | 5.086% | 5.289% | 5.575% | 4.947% | 5.418% | 5.136% | 4.731% | 5.1% | 5.197%
TSO | - | 13 | 68 | 5 | 2025 | Winter | P, [MW] | 0 | 2 | -6.4119 | -6.1945 | -5.8949 | -6.394 | -6.072 | -5.9889 | -6.7618 | -6.6259 | -6.4129 | -6.9887 | -7.0376 | -6.9052 | -6.8437 | -6.902 | -6.8863 | -6.2535 | -6.5041 | -6.8555 | -6.0829 | -6.6625 | -6.3149 | -5.8172 | -6.2707 | -6.3901
TSO | - | 13 | 68 | 5 | 2025 | Winter | P, [%] | 0 | 2 | 5.213% | 5.036% | 4.793% | 5.198% | 4.937% | 4.869% | 5.497% | 5.387% | 5.214% | 5.682% | 5.722% | 5.614% | 5.564% | 5.611% | 5.599% | 5.084% | 5.288% | 5.574% | 4.945% | 5.417% | 5.134% | 4.729% | 5.098% | 5.195%
TSO | - | 13 | 5 | 68 | 2025 | Winter | Q, [MVAr] | 0 | 2 | 1.5018 | 1.4024 | 1.1377 | 1.3567 | 1.3354 | 1.4866 | 1.5976 | 1.8819 | 1.7796 | 1.8859 | 1.8803 | 1.9021 | 2.1115 | 2.1077 | 1.7014 | 1.6083 | 1.3463 | 1.3826 | 1.3818 | 1.6013 | 1.3835 | 1.5173 | 1.2376 | 1.2344
TSO | - | 13 | 5 | 68 | 2025 | Winter | Q, [%] | 0 | 2 | 1.221% | 1.14% | 0.925% | 1.103% | 1.086% | 1.209% | 1.299% | 1.53% | 1.447% | 1.533% | 1.529% | 1.546% | 1.717% | 1.714% | 1.383% | 1.308% | 1.095% | 1.124% | 1.123% | 1.302% | 1.125% | 1.234% | 1.006% | 1.004%
TSO | - | 13 | 68 | 5 | 2025 | Winter | Q, [MVAr] | 0 | 2 | -1.6619 | -1.5619 | -1.2979 | -1.5159 | -1.4949 | -1.6449 | -1.7579 | -2.0429 | -1.9428 | -2.0469 | -2.0428 | -2.0639 | -2.2729 | -2.2689 | -1.8629 | -1.7709 | -1.5069 | -1.5449 | -1.5449 | -1.7629 | -1.5449 | -1.6789 | -1.3979 | -1.3939
TSO | - | 13 | 68 | 5 | 2025 | Winter | Q, [%] | 0 | 2 | 1.351% | 1.27% | 1.055% | 1.232% | 1.215% | 1.337% | 1.429% | 1.661% | 1.58% | 1.664% | 1.661% | 1.678% | 1.848% | 1.845% | 1.515% | 1.44% | 1.225% | 1.256% | 1.256% | 1.433% | 1.256% | 1.365% | 1.137% | 1.133%
TSO | - | 13 | 5 | 68 | 2025 | Winter | S, [MVA] | 0 | 2 | 6.5874 | 6.353 | 6.0053 | 6.5383 | 6.2188 | 6.1724 | 6.9501 | 6.8901 | 6.6571 | 7.2409 | 7.2867 | 7.1646 | 7.1642 | 7.2189 | 7.0956 | 6.4588 | 6.6439 | 6.9957 | 6.2395 | 6.8543 | 6.4665 | 6.0134 | 6.3935 | 6.5101
TSO | - | 13 | 5 | 68 | 2025 | Winter | S, [%] | 0 | 2 | 5.356% | 5.165% | 4.882% | 5.316% | 5.056% | 5.018% | 5.65% | 5.602% | 5.412% | 5.887% | 5.924% | 5.825% | 5.825% | 5.869% | 5.769% | 5.251% | 5.402% | 5.688% | 5.073% | 5.573% | 5.257% | 4.889% | 5.198% | 5.293%
TSO | - | 13 | 68 | 5 | 2025 | Winter | S, [MVA] | 0 | 2 | 6.6238 | 6.3883 | 6.0361 | 6.5713 | 6.2533 | 6.2107 | 6.9866 | 6.9337 | 6.7007 | 7.2823 | 7.3281 | 7.207 | 7.2112 | 7.2654 | 7.1339 | 6.4994 | 6.6764 | 7.0274 | 6.276 | 6.8918 | 6.5011 | 6.0547 | 6.4247 | 6.5404
TSO | - | 13 | 68 | 5 | 2025 | Winter | S, [%] | 0 | 2 | 5.385% | 5.194% | 4.907% | 5.342% | 5.084% | 5.049% | 5.68% | 5.637% | 5.448% | 5.921% | 5.958% | 5.859% | 5.863% | 5.907% | 5.8% | 5.284% | 5.428% | 5.713% | 5.102% | 5.603% | 5.285% | 4.922% | 5.223% | 5.317%
TSO | - | 14 | 7 | 9 | 2025 | Winter | P, [MW] | 0 | 2 | 94.254 | 91.293 | 85.2823 | 88.89 | 89.6964 | 90.1311 | 95.0028 | 95.0016 | 88.0809 | 94.1471 | 95.0024 | 95.0028 | 95.0012 | 95.0027 | 95.0021 | 93.4736 | 91.2177 | 95.0021 | 91.1913 | 86.4012 | 84.5218 | 80.0892 | 94.2021 | 95.0023
TSO | - | 14 | 7 | 9 | 2025 | Winter | P, [%] | 0 | 2 | 38.31% | 37.11% | 34.67% | 36.13% | 36.46% | 36.64% | 38.62% | 38.62% | 35.81% | 38.27% | 38.62% | 38.62% | 38.62% | 38.62% | 38.62% | 38% | 37.08% | 38.62% | 37.07% | 35.12% | 34.36% | 32.56% | 38.29% | 38.62%
TSO | - | 14 | 9 | 7 | 2025 | Winter | P, [MW] | 0 | 2 | -93.9156 | -90.9693 | -84.9894 | -88.5784 | -89.3804 | -89.8152 | -94.6835 | -94.7026 | -87.8233 | -93.8498 | -94.7083 | -94.7092 | -94.7041 | -94.6961 | -94.6933 | -93.1616 | -90.9019 | -94.6986 | -90.9016 | -86.1326 | -84.2438 | -79.8278 | -93.8674 | -94.6606
TSO | - | 14 | 9 | 7 | 2025 | Winter | P, [%] | 0 | 2 | 38.18% | 36.98% | 34.55% | 36.01% | 36.33% | 36.51% | 38.49% | 38.5% | 35.7% | 38.15% | 38.5% | 38.5% | 38.5% | 38.49% | 38.49% | 37.87% | 36.95% | 38.5% | 36.95% | 35.01% | 34.25% | 32.45% | 38.16% | 38.48%
TSO | - | 14 | 7 | 9 | 2025 | Winter | Q, [MVAr] | 0 | 2 | 49.9998 | 50.0002 | 50.0002 | 50.0009 | 50.0005 | 50.0004 | 43.8443 | 35.0908 | 32.7905 | 36.5353 | 32.6085 | 32.3148 | 34.1404 | 38.5751 | 39.5487 | 44.2576 | 50.0009 | 37.1839 | 40.2265 | 41.6803 | 48.8321 | 49.9989 | 49.9992 | 49.9995
TSO | - | 14 | 7 | 9 | 2025 | Winter | Q, [%] | 0 | 2 | 20.33% | 20.33% | 20.33% | 20.33% | 20.33% | 20.33% | 17.82% | 14.26% | 13.33% | 14.85% | 13.26% | 13.14% | 13.88% | 15.68% | 16.08% | 17.99% | 20.33% | 15.12% | 16.35% | 16.94% | 19.85% | 20.32% | 20.32% | 20.32%
TSO | - | 14 | 9 | 7 | 2025 | Winter | Q, [MVAr] | 0 | 2 | -49.3665 | -49.4156 | -49.5218 | -49.4574 | -49.4417 | -49.4458 | -43.289 | -34.607 | -32.452 | -36.0572 | -32.142 | -31.8504 | -33.6634 | -38.0647 | -39.0305 | -43.7279 | -49.4573 | -36.6844 | -39.775 | -41.3024 | -48.421 | -49.6431 | -49.3847 | -49.3561
TSO | - | 14 | 9 | 7 | 2025 | Winter | Q, [%] | 0 | 2 | 20.07% | 20.09% | 20.13% | 20.1% | 20.1% | 20.1% | 17.6% | 14.07% | 13.19% | 14.66% | 13.07% | 12.95% | 13.68% | 15.47% | 15.87% | 17.78% | 20.1% | 14.91% | 16.17% | 16.79% | 19.68% | 20.18% | 20.08% | 20.06%
TSO | - | 14 | 7 | 9 | 2025 | Winter | S, [MVA] | 0 | 2 | 106.6949 | 104.0886 | 98.859 | 101.9879 | 102.6912 | 103.0711 | 104.632 | 101.2752 | 93.9865 | 100.9876 | 100.4428 | 100.3483 | 100.9494 | 102.5356 | 102.9053 | 103.4217 | 104.0229 | 102.0198 | 99.6696 | 95.9292 | 97.6141 | 94.4149 | 106.6487 | 107.3564
TSO | - | 14 | 7 | 9 | 2025 | Winter | S, [%] | 0 | 2 | 43.37% | 42.31% | 40.19% | 41.46% | 41.74% | 41.9% | 42.53% | 41.17% | 38.21% | 41.05% | 40.83% | 40.79% | 41.04% | 41.68% | 41.83% | 42.04% | 42.29% | 41.47% | 40.52% | 39% | 39.68% | 38.38% | 43.35% | 43.64%
TSO | - | 14 | 9 | 7 | 2025 | Winter | S, [MVA] | 0 | 2 | 106.0999 | 103.5245 | 98.3646 | 101.4503 | 102.1438 | 102.5264 | 104.1101 | 100.8277 | 93.6273 | 100.5381 | 100.0139 | 99.9214 | 100.5092 | 102.0602 | 102.4217 | 102.9137 | 103.4852 | 101.5558 | 99.2227 | 95.5234 | 97.1679 | 94.0049 | 106.0657 | 106.7552
TSO | - | 14 | 9 | 7 | 2025 | Winter | S, [%] | 0 | 2 | 43.13% | 42.08% | 39.99% | 41.24% | 41.52% | 41.68% | 42.32% | 40.99% | 38.06% | 40.87% | 40.66% | 40.62% | 40.86% | 41.49% | 41.63% | 41.83% | 42.07% | 41.28% | 40.33% | 38.83% | 39.5% | 38.21% | 43.12% | 43.4%
TSO | - | 16 | 8 | 14 | 2025 | Winter | P, [MW] | 0 | 2 | -1.9043 | -1.9686 | -1.8862 | -1.8 | -1.693 | -1.7678 | -2.2185 | -2.0202 | -2.1723 | -2.1727 | -2.4792 | -2.7923 | -2.558 | -2.5804 | -2.4059 | -2.3086 | -2.4127 | -2.6101 | -2.6261 | -2.5474 | -2.629 | -2.526 | -2.4851 | -2.2321
TSO | - | 16 | 8 | 14 | 2025 | Winter | P, [%] | 0 | 2 | 0.6123% | 0.633% | 0.6065% | 0.5788% | 0.5444% | 0.5684% | 0.7134% | 0.6496% | 0.6985% | 0.6986% | 0.7972% | 0.8978% | 0.8225% | 0.8297% | 0.7736% | 0.7423% | 0.7758% | 0.8393% | 0.8444% | 0.8191% | 0.8453% | 0.8122% | 0.7991% | 0.7177%
TSO | - | 16 | 14 | 8 | 2025 | Winter | P, [MW] | 0 | 2 | 1.9045 | 1.9688 | 1.8864 | 1.8002 | 1.6932 | 1.768 | 2.2188 | 2.0204 | 2.1726 | 2.173 | 2.4796 | 2.7927 | 2.5583 | 2.5808 | 2.4063 | 2.3089 | 2.413 | 2.6105 | 2.6265 | 2.5478 | 2.6294 | 2.5264 | 2.4854 | 2.2323
TSO | - | 16 | 14 | 8 | 2025 | Winter | P, [%] | 0 | 2 | 0.6124% | 0.6331% | 0.6066% | 0.5788% | 0.5444% | 0.5685% | 0.7134% | 0.6497% | 0.6986% | 0.6987% | 0.7973% | 0.898% | 0.8226% | 0.8298% | 0.7737% | 0.7424% | 0.7759% | 0.8394% | 0.8445% | 0.8192% | 0.8455% | 0.8123% | 0.7992% | 0.7178%
TSO | - | 16 | 8 | 14 | 2025 | Winter | Q, [MVAr] | 0 | 2 | -1.0548 | -1.0413 | -1.0586 | -1.0767 | -1.0991 | -1.0834 | -0.98859 | -1.0303 | -0.9982 | -0.99817 | -0.93321 | -0.86634 | -0.91648 | -0.91169 | -0.94886 | -0.96953 | -0.94743 | -0.90535 | -0.90195 | -0.91872 | -0.90134 | -0.92331 | -0.93204 | -0.98574
TSO | - | 16 | 8 | 14 | 2025 | Winter | Q, [%] | 0 | 2 | 0.3392% | 0.3348% | 0.3404% | 0.3462% | 0.3534% | 0.3484% | 0.3179% | 0.3313% | 0.321% | 0.321% | 0.3001% | 0.2786% | 0.2947% | 0.2931% | 0.3051% | 0.3117% | 0.3046% | 0.2911% | 0.29% | 0.2954% | 0.2898% | 0.2969% | 0.2997% | 0.317%
TSO | - | 16 | 14 | 8 | 2025 | Winter | Q, [MVAr] | 0 | 2 | -1.823 | -1.8364 | -1.8193 | -1.8016 | -1.7796 | -1.7949 | -1.8884 | -1.847 | -1.8786 | -1.8787 | -1.943 | -2.0093 | -1.9597 | -1.9644 | -1.9277 | -1.9072 | -1.929 | -1.9706 | -1.9739 | -1.9572 | -1.9745 | -1.9528 | -1.9442 | -1.8912
TSO | - | 16 | 14 | 8 | 2025 | Winter | Q, [%] | 0 | 2 | 0.5862% | 0.5905% | 0.585% | 0.5793% | 0.5722% | 0.5772% | 0.6072% | 0.5939% | 0.6041% | 0.6041% | 0.6248% | 0.6461% | 0.6301% | 0.6316% | 0.6198% | 0.6132% | 0.6203% | 0.6336% | 0.6347% | 0.6293% | 0.6349% | 0.6279% | 0.6252% | 0.6081%
TSO | - | 16 | 8 | 14 | 2025 | Winter | S, [MVA] | 0 | 2 | 2.1769 | 2.2271 | 2.163 | 2.0975 | 2.0185 | 2.0734 | 2.4288 | 2.2678 | 2.3907 | 2.391 | 2.6491 | 2.9236 | 2.7172 | 2.7367 | 2.5863 | 2.5039 | 2.592 | 2.7626 | 2.7767 | 2.7081 | 2.7792 | 2.6895 | 2.6541 | 2.44
TSO | - | 16 | 8 | 14 | 2025 | Winter | S, [%] | 0 | 2 | 0.7% | 0.7161% | 0.6955% | 0.6744% | 0.649% | 0.6667% | 0.781% | 0.7292% | 0.7687% | 0.7688% | 0.8518% | 0.9401% | 0.8737% | 0.88% | 0.8316% | 0.8051% | 0.8335% | 0.8883% | 0.8928% | 0.8708% | 0.8936% | 0.8648% | 0.8534% | 0.7846%
TSO | - | 16 | 14 | 8 | 2025 | Winter | S, [MVA] | 0 | 2 | 2.6364 | 2.6923 | 2.6208 | 2.5469 | 2.4564 | 2.5194 | 2.9136 | 2.7374 | 2.8722 | 2.8725 | 3.1502 | 3.4404 | 3.2226 | 3.2434 | 3.0832 | 2.9947 | 3.0893 | 3.2707 | 3.2855 | 3.2128 | 3.2882 | 3.1931 | 3.1555 | 2.9257
TSO | - | 16 | 14 | 8 | 2025 | Winter | S, [%] | 0 | 2 | 0.8477% | 0.8657% | 0.8427% | 0.8189% | 0.7898% | 0.8101% | 0.9369% | 0.8802% | 0.9235% | 0.9236% | 1.013% | 1.106% | 1.036% | 1.043% | 0.9914% | 0.9629% | 0.9933% | 1.052% | 1.056% | 1.033% | 1.057% | 1.027% | 1.015% | 0.9407%
TSO | - | 17 | 9 | 10 | 2025 | Winter | P, [MW] | 0 | 2 | 13.2319 | 13.5197 | 13.3928 | 13.0483 | 12.7352 | 13.467 | -0.52583 | 9.4622 | 13.1361 | 15.5582 | 10.3566 | 4.2282 | 13.315 | 7.4029 | 12.6095 | 15.5067 | 17.4135 | 13.378 | 14.4066 | 14.6727 | 15.7891 | 15.8691 | 14.8016 | 10.3594
TSO | - | 17 | 9 | 10 | 2025 | Winter | P, [%] | 0 | 2 | 10.76% | 10.99% | 10.89% | 10.61% | 10.35% | 10.95% | 0.4275% | 7.693% | 10.68% | 12.65% | 8.42% | 3.438% | 10.83% | 6.019% | 10.25% | 12.61% | 14.16% | 10.88% | 11.71% | 11.93% | 12.84% | 12.9% | 12.03% | 8.422%
TSO | - | 17 | 10 | 9 | 2025 | Winter | P, [MW] | 0 | 2 | -12.8205 | -13.0405 | -12.8972 | -12.5792 | -12.234 | -12.9766 | 0.83711 | -9.2448 | -12.9482 | -15.2691 | -10.1584 | -3.9924 | -13.053 | -7.1401 | -12.3139 | -15.1492 | -16.9742 | -13.1235 | -14.0879 | -14.3403 | -15.386 | -15.4473 | -14.3616 | -9.9046
TSO | - | 17 | 10 | 9 | 2025 | Winter | P, [%] | 0 | 2 | 10.42% | 10.6% | 10.49% | 10.23% | 9.946% | 10.55% | 0.6806% | 7.516% | 10.53% | 12.41% | 8.259% | 3.246% | 10.61% | 5.805% | 10.01% | 12.32% | 13.8% | 10.67% | 11.45% | 11.66% | 12.51% | 12.56% | 11.68% | 8.052%
TSO | - | 17 | 9 | 10 | 2025 | Winter | Q, [MVAr] | 0 | 2 | 33.3664 | 36.2517 | 36.9512 | 35.9311 | 37.4183 | 36.8563 | 31.3979 | 24.4255 | 20.5361 | 26.0672 | 22.7578 | 26.9494 | 25.6002 | 27.8723 | 27.9471 | 30.0169 | 33.1989 | 25.0798 | 28.4283 | 29.0601 | 32.2381 | 33.0276 | 34.2842 | 36.3537
TSO | - | 17 | 9 | 10 | 2025 | Winter | Q, [%] | 0 | 2 | 27.13% | 29.47% | 30.04% | 29.21% | 30.42% | 29.96% | 25.53% | 19.86% | 16.7% | 21.19% | 18.5% | 21.91% | 20.81% | 22.66% | 22.72% | 24.4% | 26.99% | 20.39% | 23.11% | 23.63% | 26.21% | 26.85% | 27.87% | 29.56%
TSO | - | 17 | 10 | 9 | 2025 | Winter | Q, [MVAr] | 0 | 2 | -33.3108 | -35.9558 | -36.5955 | -35.6665 | -37.0432 | -36.5287 | -31.7185 | -25.0719 | -21.2876 | -26.4659 | -23.4718 | -27.5329 | -26.0927 | -28.3597 | -28.3211 | -30.176 | -33.0743 | -25.5976 | -28.7232 | -29.3068 | -32.2394 | -32.9577 | -34.1442 | -36.1519
TSO | - | 17 | 10 | 9 | 2025 | Winter | Q, [%] | 0 | 2 | 27.08% | 29.23% | 29.75% | 29% | 30.12% | 29.7% | 25.79% | 20.38% | 17.31% | 21.52% | 19.08% | 22.38% | 21.21% | 23.06% | 23.03% | 24.53% | 26.89% | 20.81% | 23.35% | 23.83% | 26.21% | 26.79% | 27.76% | 29.39%
TSO | - | 17 | 9 | 10 | 2025 | Winter | S, [MVA] | 0 | 2 | 35.8943 | 38.6907 | 39.3034 | 38.2269 | 39.5261 | 39.2396 | 31.4023 | 26.1942 | 24.378 | 30.3572 | 25.0035 | 27.2791 | 28.8558 | 28.8387 | 30.6601 | 33.7857 | 37.4886 | 28.4248 | 31.8704 | 32.5542 | 35.897 | 36.6422 | 37.3429 | 37.8009
TSO | - | 17 | 9 | 10 | 2025 | Winter | S, [%] | 0 | 2 | 29.18% | 31.46% | 31.95% | 31.08% | 32.14% | 31.9% | 25.53% | 21.3% | 19.82% | 24.68% | 20.33% | 22.18% | 23.46% | 23.45% | 24.93% | 27.47% | 30.48% | 23.11% | 25.91% | 26.47% | 29.18% | 29.79% | 30.36% | 30.73%
TSO | - | 17 | 10 | 9 | 2025 | Winter | S, [MVA] | 0 | 2 | 35.6927 | 38.2476 | 38.8017 | 37.8198 | 39.0112 | 38.7652 | 31.7295 | 26.722 | 24.9162 | 30.5547 | 25.5757 | 27.8209 | 29.1755 | 29.2448 | 30.8823 | 33.7652 | 37.1758 | 28.7657 | 31.9921 | 32.6272 | 35.7226 | 36.3982 | 37.0416 | 37.4841
TSO | - | 17 | 10 | 9 | 2025 | Winter | S, [%] | 0 | 2 | 29.02% | 31.1% | 31.55% | 30.75% | 31.72% | 31.52% | 25.8% | 21.73% | 20.26% | 24.84% | 20.79% | 22.62% | 23.72% | 23.78% | 25.11% | 27.45% | 30.22% | 23.39% | 26.01% | 26.53% | 29.04% | 29.59% | 30.12% | 30.47%
TSO | - | 18 | 9 | 16 | 2025 | Winter | P, [MW] | 0 | 2 | 32.2225 | 29.8601 | 26.5846 | 26.6076 | 26.7979 | 34.2973 | 51.9228 | 62.3474 | 63.967 | 60.1543 | 57.1072 | 58.1609 | 58.0851 | 55.8419 | 53.1657 | 52.2702 | 52.6668 | 60.4027 | 58.4032 | 56.6175 | 54.9163 | 46.4588 | 43.1506 | 35.944
TSO | - | 18 | 9 | 16 | 2025 | Winter | P, [%] | 0 | 2 | 26.2% | 24.28% | 21.61% | 21.63% | 21.79% | 27.88% | 42.21% | 50.69% | 52.01% | 48.91% | 46.43% | 47.29% | 47.22% | 45.4% | 43.22% | 42.5% | 42.82% | 49.11% | 47.48% | 46.03% | 44.65% | 37.77% | 35.08% | 29.22%
TSO | - | 18 | 16 | 9 | 2025 | Winter | P, [MW] | 0 | 2 | -32.1306 | -29.7809 | -26.5214 | -26.5446 | -26.7339 | -34.1934 | -51.6866 | -62.0066 | -63.6083 | -59.8368 | -56.8211 | -57.8634 | -57.7899 | -55.5684 | -52.9189 | -52.0312 | -52.423 | -60.084 | -58.1051 | -56.3378 | -54.6522 | -46.2696 | -42.9874 | -35.8303
TSO | - | 18 | 16 | 9 | 2025 | Winter | P, [%] | 0 | 2 | 26.12% | 24.21% | 21.56% | 21.58% | 21.73% | 27.8% | 42.02% | 50.41% | 51.71% | 48.65% | 46.2% | 47.04% | 46.98% | 45.18% | 43.02% | 42.3% | 42.62% | 48.85% | 47.24% | 45.8% | 44.43% | 37.62% | 34.95% | 29.13%
TSO | - | 18 | 9 | 16 | 2025 | Winter | Q, [MVAr] | 0 | 2 | 1.6179 | -1.0696 | -1.9531 | -0.90321 | -1.1225 | 0.73665 | 5.7604 | 7.5966 | 7.989 | 7.4232 | 7.2005 | 7.9066 | 6.6312 | 6.735 | 5.269 | 5.411 | 6.18 | 6.2794 | 5.9979 | 5.3147 | 5.8242 | 4.0825 | 2.4213 | 0.41288
TSO | - | 18 | 9 | 16 | 2025 | Winter | Q, [%] | 0 | 2 | 1.315% | 0.8696% | 1.588% | 0.7343% | 0.9126% | 0.5989% | 4.683% | 6.176% | 6.495% | 6.035% | 5.854% | 6.428% | 5.391% | 5.476% | 4.284% | 4.399% | 5.024% | 5.105% | 4.876% | 4.321% | 4.735% | 3.319% | 1.969% | 0.3357%
TSO | - | 18 | 16 | 9 | 2025 | Winter | Q, [MVAr] | 0 | 2 | -1.7039 | 0.94188 | 1.772 | 0.72173 | 0.94425 | -0.78219 | -5.3653 | -6.8478 | -7.1799 | -6.7534 | -6.6373 | -7.3047 | -6.037 | -6.2139 | -4.8385 | -5.0066 | -5.7587 | -5.6054 | -5.3939 | -4.7725 | -5.3347 | -3.8445 | -2.2696 | -0.42605
TSO | - | 18 | 16 | 9 | 2025 | Winter | Q, [%] | 0 | 2 | 1.385% | 0.7658% | 1.441% | 0.5868% | 0.7677% | 0.6359% | 4.362% | 5.567% | 5.837% | 5.491% | 5.396% | 5.939% | 4.908% | 5.052% | 3.934% | 4.07% | 4.682% | 4.557% | 4.385% | 3.88% | 4.337% | 3.126% | 1.845% | 0.3464%
TSO | - | 18 | 9 | 16 | 2025 | Winter | S, [MVA] | 0 | 2 | 32.2631 | 29.8793 | 26.6562 | 26.6229 | 26.8214 | 34.3053 | 52.2414 | 62.8085 | 64.464 | 60.6106 | 57.5594 | 58.6959 | 58.4624 | 56.2466 | 53.4262 | 52.5495 | 53.0281 | 60.7283 | 58.7103 | 56.8664 | 55.2243 | 46.6378 | 43.2185 | 35.9464
TSO | - | 18 | 9 | 16 | 2025 | Winter | S, [%] | 0 | 2 | 26.23% | 24.29% | 21.67% | 21.64% | 21.81% | 27.89% | 42.47% | 51.06% | 52.41% | 49.28% | 46.8% | 47.72% | 47.53% | 45.73% | 43.44% | 42.72% | 43.11% | 49.37% | 47.73% | 46.23% | 44.9% | 37.92% | 35.14% | 29.22%
TSO | - | 18 | 16 | 9 | 2025 | Winter | S, [MVA] | 0 | 2 | 32.1757 | 29.7958 | 26.5806 | 26.5544 | 26.7506 | 34.2024 | 51.9643 | 62.3835 | 64.0122 | 60.2167 | 57.2074 | 58.3226 | 58.1044 | 55.9147 | 53.1396 | 52.2715 | 52.7383 | 60.3449 | 58.3549 | 56.5396 | 54.9119 | 46.429 | 43.0472 | 35.8328
TSO | - | 18 | 16 | 9 | 2025 | Winter | S, [%] | 0 | 2 | 26.16% | 24.22% | 21.61% | 21.59% | 21.75% | 27.81% | 42.25% | 50.72% | 52.04% | 48.96% | 46.51% | 47.42% | 47.24% | 45.46% | 43.2% | 42.5% | 42.88% | 49.06% | 47.44% | 45.97% | 44.64% | 37.75% | 35% | 29.13%
TSO | - | 19 | 10 | 15 | 2025 | Winter | P, [MW] | 0 | 2 | -7.1658 | -4.9415 | -3.348 | -2.9222 | -2.1269 | -2.2369 | -22.8694 | -13.9028 | -16.9441 | -18.0967 | -22.8758 | -29.991 | -19.7722 | -25.6304 | -20.1267 | -15.6787 | -13.1472 | -23.0773 | -15.0039 | -14.0933 | -13.6402 | -11.1106 | -10.1543 | -11.5675
TSO | - | 19 | 10 | 15 | 2025 | Winter | P, [%] | 0 | 2 | 5.826% | 4.018% | 2.722% | 2.376% | 1.729% | 1.819% | 18.59% | 11.3% | 13.78% | 14.71% | 18.6% | 24.38% | 16.07% | 20.84% | 16.36% | 12.75% | 10.69% | 18.76% | 12.2% | 11.46% | 11.09% | 9.033% | 8.256% | 9.405%
TSO | - | 19 | 15 | 10 | 2025 | Winter | P, [MW] | 0 | 2 | 7.5278 | 5.3631 | 3.7811 | 3.3708 | 2.5792 | 2.6732 | 23.2854 | 14.1644 | 17.1615 | 18.3883 | 23.1748 | 30.4278 | 20.0995 | 26.0442 | 20.4871 | 16.0208 | 13.5638 | 23.4065 | 15.2796 | 14.3616 | 13.9632 | 11.4641 | 10.53 | 11.9953
TSO | - | 19 | 15 | 10 | 2025 | Winter | P, [%] | 0 | 2 | 6.12% | 4.36% | 3.074% | 2.741% | 2.097% | 2.173% | 18.93% | 11.52% | 13.95% | 14.95% | 18.84% | 24.74% | 16.34% | 21.17% | 16.66% | 13.03% | 11.03% | 19.03% | 12.42% | 11.68% | 11.35% | 9.32% | 8.561% | 9.752%
TSO | - | 19 | 10 | 15 | 2025 | Winter | Q, [MVAr] | 0 | 2 | 40.9896 | 44.3969 | 45.0626 | 45.9619 | 46.1203 | 45.4837 | 39.2948 | 33.3607 | 28.3741 | 33.4778 | 31.3126 | 35.9844 | 35.2279 | 37.5199 | 37.1889 | 37.9119 | 43.1262 | 33.3362 | 33.7002 | 33.4994 | 37.3288 | 39.9262 | 41.3458 | 43.7322
TSO | - | 19 | 10 | 15 | 2025 | Winter | Q, [%] | 0 | 2 | 33.32% | 36.1% | 36.64% | 37.37% | 37.5% | 36.98% | 31.95% | 27.12% | 23.07% | 27.22% | 25.46% | 29.26% | 28.64% | 30.5% | 30.23% | 30.82% | 35.06% | 27.1% | 27.4% | 27.24% | 30.35% | 32.46% | 33.61% | 35.55%
TSO | - | 19 | 15 | 10 | 2025 | Winter | Q, [MVAr] | 0 | 2 | -40.4885 | -43.6758 | -44.2971 | -45.1436 | -45.2867 | -44.7135 | -38.6365 | -33.2528 | -28.4299 | -33.2595 | -31.0794 | -35.2634 | -34.8863 | -36.8737 | -36.7258 | -37.506 | -42.4485 | -32.9899 | -33.5329 | -33.3564 | -36.9853 | -39.4683 | -40.8039 | -42.9987
TSO | - | 19 | 15 | 10 | 2025 | Winter | Q, [%] | 0 | 2 | 32.92% | 35.51% | 36.01% | 36.7% | 36.82% | 36.35% | 31.41% | 27.03% | 23.11% | 27.04% | 25.27% | 28.67% | 28.36% | 29.98% | 29.86% | 30.49% | 34.51% | 26.82% | 27.26% | 27.12% | 30.07% | 32.09% | 33.17% | 34.96%
TSO | - | 19 | 10 | 15 | 2025 | Winter | S, [MVA] | 0 | 2 | 41.6112 | 44.671 | 45.1868 | 46.0547 | 46.1693 | 45.5387 | 45.4653 | 36.1417 | 33.0483 | 38.0559 | 38.7786 | 46.8437 | 40.3973 | 45.4385 | 42.286 | 41.0261 | 45.0857 | 40.5446 | 36.8892 | 36.3433 | 39.7428 | 41.4432 | 42.5745 | 45.2362
TSO | - | 19 | 10 | 15 | 2025 | Winter | S, [%] | 0 | 2 | 33.83% | 36.32% | 36.74% | 37.44% | 37.54% | 37.02% | 36.96% | 29.38% | 26.87% | 30.94% | 31.53% | 38.08% | 32.84% | 36.94% | 34.38% | 33.35% | 36.66% | 32.96% | 29.99% | 29.55% | 32.31% | 33.69% | 34.61% | 36.78%
TSO | - | 19 | 15 | 10 | 2025 | Winter | S, [MVA] | 0 | 2 | 41.1824 | 44.0038 | 44.4582 | 45.2693 | 45.3601 | 44.7933 | 45.1109 | 36.1439 | 33.2081 | 38.0042 | 38.7685 | 46.5763 | 40.2622 | 45.1438 | 42.0537 | 40.7844 | 44.5629 | 40.4499 | 36.8499 | 36.3167 | 39.5333 | 41.0995 | 42.1407 | 44.6405
TSO | - | 19 | 15 | 10 | 2025 | Winter | S, [%] | 0 | 2 | 33.48% | 35.78% | 36.14% | 36.8% | 36.88% | 36.42% | 36.68% | 29.39% | 27% | 30.9% | 31.52% | 37.87% | 32.73% | 36.7% | 34.19% | 33.16% | 36.23% | 32.89% | 29.96% | 29.53% | 32.14% | 33.41% | 34.26% | 36.29%
TSO | - | 20 | 11 | 13 | 2025 | Winter | P, [MW] | 0 | 2 | 21.0141 | 20.6576 | 20.0154 | 19.8383 | 17.9359 | 17.7847 | 16.3669 | 21.0704 | 22.0651 | 20.9533 | 23.0676 | 22.7856 | 24.559 | 23.3226 | 22.5616 | 24.5981 | 27.1657 | 29.064 | 29.7041 | 30.1217 | 33.2119 | 31.5148 | 29.9469 | 25.7919
TSO | - | 20 | 11 | 13 | 2025 | Winter | P, [%] | 0 | 2 | 1.58% | 1.553% | 1.505% | 1.492% | 1.349% | 1.337% | 1.231% | 1.584% | 1.659% | 1.575% | 1.734% | 1.713% | 1.847% | 1.754% | 1.696% | 1.849% | 2.043% | 2.185% | 2.233% | 2.265% | 2.497% | 2.37% | 2.252% | 1.939%
TSO | - | 20 | 13 | 11 | 2025 | Winter | P, [MW] | 0 | 2 | -21.0078 | -20.6515 | -20.0097 | -19.8327 | -17.9313 | -17.7802 | -16.3631 | -21.064 | -22.0582 | -20.947 | -23.06 | -22.7782 | -24.5504 | -23.3149 | -22.5544 | -24.5895 | -27.1552 | -29.052 | -29.6915 | -30.1088 | -33.1962 | -31.5007 | -29.9341 | -25.7824
TSO | - | 20 | 13 | 11 | 2025 | Winter | P, [%] | 0 | 2 | 1.58% | 1.553% | 1.504% | 1.491% | 1.348% | 1.337% | 1.23% | 1.584% | 1.659% | 1.575% | 1.734% | 1.713% | 1.846% | 1.753% | 1.696% | 1.849% | 2.042% | 2.184% | 2.232% | 2.264% | 2.496% | 2.368% | 2.251% | 1.939%
TSO | - | 20 | 11 | 13 | 2025 | Winter | Q, [MVAr] | 0 | 2 | -15.6709 | -15.6381 | -15.579 | -15.5627 | -15.387 | -15.3728 | -15.2411 | -15.6754 | -15.767 | -15.664 | -15.8599 | -15.8341 | -15.9977 | -15.8838 | -15.8137 | -16.0014 | -16.2373 | -16.4112 | -16.4695 | -16.5077 | -16.7899 | -16.6353 | -16.4922 | -16.1112
TSO | - | 20 | 11 | 13 | 2025 | Winter | Q, [%] | 0 | 2 | 1.178% | 1.176% | 1.171% | 1.17% | 1.157% | 1.156% | 1.146% | 1.179% | 1.185% | 1.178% | 1.192% | 1.191% | 1.203% | 1.194% | 1.189% | 1.203% | 1.221% | 1.234% | 1.238% | 1.241% | 1.262% | 1.251% | 1.24% | 1.211%
TSO | - | 20 | 13 | 11 | 2025 | Winter | Q, [MVAr] | 0 | 2 | -11.6303 | -11.6661 | -11.7304 | -11.7482 | -11.9382 | -11.9531 | -12.094 | -11.6239 | -11.524 | -11.6351 | -11.4245 | -11.4529 | -11.2757 | -11.3994 | -11.4756 | -11.2718 | -11.0141 | -10.8231 | -10.7584 | -10.7163 | -10.4045 | -10.5762 | -10.7344 | -11.1522
TSO | - | 20 | 13 | 11 | 2025 | Winter | Q, [%] | 0 | 2 | 0.8745% | 0.8771% | 0.882% | 0.8833% | 0.8976% | 0.8987% | 0.9093% | 0.874% | 0.8665% | 0.8748% | 0.859% | 0.8611% | 0.8478% | 0.8571% | 0.8628% | 0.8475% | 0.8281% | 0.8138% | 0.8089% | 0.8057% | 0.7823% | 0.7952% | 0.8071% | 0.8385%
TSO | - | 20 | 11 | 13 | 2025 | Winter | S, [MVA] | 0 | 2 | 26.2139 | 25.9092 | 25.3637 | 25.2142 | 23.6316 | 23.5078 | 22.3644 | 26.2617 | 27.1195 | 26.161 | 27.9938 | 27.7471 | 29.3099 | 28.2177 | 27.5518 | 29.3447 | 31.6484 | 33.3773 | 33.9643 | 34.3485 | 37.2147 | 35.6359 | 34.1879 | 30.4104
TSO | - | 20 | 11 | 13 | 2025 | Winter | S, [%] | 0 | 2 | 1.971% | 1.948% | 1.907% | 1.896% | 1.777% | 1.768% | 1.682% | 1.975% | 2.039% | 1.967% | 2.105% | 2.086% | 2.204% | 2.122% | 2.072% | 2.206% | 2.38% | 2.51% | 2.554% | 2.583% | 2.798% | 2.679% | 2.571% | 2.286%
TSO | - | 20 | 13 | 11 | 2025 | Winter | S, [MVA] | 0 | 2 | 24.0123 | 23.7188 | 23.1946 | 23.0512 | 21.5419 | 21.4246 | 20.3474 | 24.0585 | 24.8871 | 23.9615 | 25.7349 | 25.4954 | 27.016 | 25.9525 | 25.3059 | 27.0499 | 29.3038 | 31.0026 | 31.5805 | 31.959 | 34.7885 | 33.2287 | 31.8006 | 28.091
TSO | - | 20 | 13 | 11 | 2025 | Winter | S, [%] | 0 | 2 | 1.805% | 1.783% | 1.744% | 1.733% | 1.62% | 1.611% | 1.53% | 1.809% | 1.871% | 1.802% | 1.935% | 1.917% | 2.031% | 1.951% | 1.903% | 2.034% | 2.203% | 2.331% | 2.374% | 2.403% | 2.616% | 2.498% | 2.391% | 2.112%
TSO | - | 21 | 12 | 72 | 2025 | Winter | P, [MW] | 0 | 2 | -14.333 | -14.5428 | -14.1187 | -13.8894 | -12.5809 | -12.4548 | -11.9453 | -13.996 | -14.731 | -13.9707 | -15.9224 | -16.3771 | -16.9948 | -16.254 | -15.6125 | -16.7014 | -18.3593 | -19.3681 | -19.8429 | -19.9301 | -21.875 | -20.8648 | -20.0553 | -17.3822
TSO | - | 21 | 12 | 72 | 2025 | Winter | P, [%] | 0 | 2 | 5.826% | 5.912% | 5.739% | 5.646% | 5.114% | 5.063% | 4.856% | 5.689% | 5.988% | 5.679% | 6.473% | 6.657% | 6.908% | 6.607% | 6.347% | 6.789% | 7.463% | 7.873% | 8.066% | 8.102% | 8.892% | 8.482% | 8.153% | 7.066%
TSO | - | 21 | 72 | 12 | 2025 | Winter | P, [MW] | 0 | 2 | 14.3546 | 14.5653 | 14.14 | 13.91 | 12.5977 | 12.4712 | 11.9594 | 14.0153 | 14.7521 | 13.99 | 15.9472 | 16.4035 | 17.0233 | 16.2802 | 15.6368 | 16.7297 | 18.394 | 19.4052 | 19.8824 | 19.97 | 21.924 | 20.91 | 20.0975 | 17.414
TSO | - | 21 | 72 | 12 | 2025 | Winter | P, [%] | 0 | 2 | 5.835% | 5.921% | 5.748% | 5.654% | 5.121% | 5.07% | 4.862% | 5.697% | 5.997% | 5.687% | 6.483% | 6.668% | 6.92% | 6.618% | 6.356% | 6.801% | 7.477% | 7.888% | 8.082% | 8.118% | 8.912% | 8.5% | 8.17% | 7.079%
TSO | - | 21 | 12 | 72 | 2025 | Winter | Q, [MVAr] | 0 | 2 | 1.2713 | 0.82187 | 0.50949 | 0.4338 | 0.13913 | 0.32464 | 0.38374 | 1.1301 | 1.6063 | 1.061 | 1.6915 | 1.4463 | 1.4265 | 1.4112 | 1.2332 | 1.6169 | 1.7422 | 2.2206 | 2.2758 | 2.2535 | 2.8458 | 2.7034 | 2.4763 | 1.4282
TSO | - | 21 | 12 | 72 | 2025 | Winter | Q, [%] | 0 | 2 | 0.5168% | 0.3341% | 0.2071% | 0.1763% | 0.05656% | 0.132% | 0.156% | 0.4594% | 0.653% | 0.4313% | 0.6876% | 0.5879% | 0.5799% | 0.5737% | 0.5013% | 0.6573% | 0.7082% | 0.9027% | 0.9251% | 0.9161% | 1.157% | 1.099% | 1.007% | 0.5806%
TSO | - | 21 | 72 | 12 | 2025 | Winter | Q, [MVAr] | 0 | 2 | -2.5634 | -2.0841 | -1.7671 | -1.695 | -1.4074 | -1.6089 | -1.767 | -2.5204 | -3.0152 | -2.4416 | -3.0786 | -2.8134 | -2.7766 | -2.7638 | -2.5844 | -2.9397 | -3.0133 | -3.5491 | -3.578 | -3.551 | -4.0898 | -3.9417 | -3.7105 | -2.678
TSO | - | 21 | 72 | 12 | 2025 | Winter | Q, [%] | 0 | 2 | 1.042% | 0.8472% | 0.7183% | 0.689% | 0.5721% | 0.654% | 0.7183% | 1.025% | 1.226% | 0.9925% | 1.251% | 1.144% | 1.129% | 1.123% | 1.051% | 1.195% | 1.225% | 1.443% | 1.454% | 1.444% | 1.663% | 1.602% | 1.508% | 1.089%
TSO | - | 21 | 12 | 72 | 2025 | Winter | S, [MVA] | 0 | 2 | 14.3893 | 14.566 | 14.1279 | 13.8962 | 12.5816 | 12.459 | 11.9515 | 14.0416 | 14.8183 | 14.0109 | 16.0119 | 16.4409 | 17.0545 | 16.3151 | 15.6611 | 16.7795 | 18.4417 | 19.495 | 19.973 | 20.0571 | 22.0594 | 21.0392 | 20.2076 | 17.4408
TSO | - | 21 | 12 | 72 | 2025 | Winter | S, [%] | 0 | 2 | 5.849% | 5.921% | 5.743% | 5.649% | 5.114% | 5.065% | 4.858% | 5.708% | 6.024% | 5.695% | 6.509% | 6.683% | 6.933% | 6.632% | 6.366% | 6.821% | 7.497% | 7.925% | 8.119% | 8.153% | 8.967% | 8.553% | 8.214% | 7.09%
TSO | - | 21 | 72 | 12 | 2025 | Winter | S, [MVA] | 0 | 2 | 14.5817 | 14.7137 | 14.25 | 14.0129 | 12.6761 | 12.5745 | 12.0893 | 14.2401 | 15.0571 | 14.2014 | 16.2416 | 16.643 | 17.2483 | 16.5131 | 15.8489 | 16.986 | 18.6392 | 19.7271 | 20.2018 | 20.2832 | 22.3022 | 21.2782 | 20.4371 | 17.6188
TSO | - | 21 | 72 | 12 | 2025 | Winter | S, [%] | 0 | 2 | 5.928% | 5.981% | 5.793% | 5.696% | 5.153% | 5.112% | 4.914% | 5.789% | 6.121% | 5.773% | 6.602% | 6.765% | 7.011% | 6.713% | 6.443% | 6.905% | 7.577% | 8.019% | 8.212% | 8.245% | 9.066% | 8.65% | 8.308% | 7.162%
TSO | - | 23 | 15 | 18 | 2025 | Winter | P, [MW] | 0 | 2 | 17.3987 | 15.0118 | 14.2168 | 13.4864 | 13.4545 | 15.2012 | 20.9013 | 24.2826 | 26.7811 | 27.803 | 27.4486 | 27.2882 | 26.8316 | 26.5334 | 25.379 | 23.4854 | 23.4937 | 28.0992 | 28.2868 | 27.6364 | 26.5095 | 24.9683 | 22.7496 | 19.9548
TSO | - | 23 | 15 | 18 | 2025 | Winter | P, [%] | 0 | 2 | 14.15% | 12.2% | 11.56% | 10.96% | 10.94% | 12.36% | 16.99% | 19.74% | 21.77% | 22.6% | 22.32% | 22.19% | 21.81% | 21.57% | 20.63% | 19.09% | 19.1% | 22.84% | 23% | 22.47% | 21.55% | 20.3% | 18.5% | 16.22%
TSO | - | 23 | 18 | 15 | 2025 | Winter | P, [MW] | 0 | 2 | -17.3786 | -14.9959 | -14.2025 | -13.4735 | -13.4416 | -15.1853 | -20.8748 | -24.2474 | -26.7388 | -27.7561 | -27.4039 | -27.2436 | -26.7882 | -26.4908 | -25.3399 | -23.4518 | -23.4594 | -28.052 | -28.2383 | -27.5901 | -26.4663 | -24.9295 | -22.7171 | -19.9293
TSO | - | 23 | 18 | 15 | 2025 | Winter | P, [%] | 0 | 2 | 14.13% | 12.19% | 11.55% | 10.95% | 10.93% | 12.35% | 16.97% | 19.71% | 21.74% | 22.57% | 22.28% | 22.15% | 21.78% | 21.54% | 20.6% | 19.07% | 19.07% | 22.81% | 22.96% | 22.43% | 21.52% | 20.27% | 18.47% | 16.2%
TSO | - | 23 | 15 | 18 | 2025 | Winter | Q, [MVAr] | 0 | 2 | -3.8863 | -4.5386 | -4.4674 | -4.2622 | -4.1664 | -4.0629 | -0.93149 | 0.99021 | 1.8001 | 2.9461 | 2.1788 | 2.1054 | 2.063 | 2.2044 | 1.3916 | 0.12786 | 0.023178 | 1.5877 | 1.9093 | 1.435 | 1.0848 | 0.63654 | -1.1226 | -1.5997
TSO | - | 23 | 15 | 18 | 2025 | Winter | Q, [%] | 0 | 2 | 3.16% | 3.69% | 3.632% | 3.465% | 3.387% | 3.303% | 0.7573% | 0.8051% | 1.464% | 2.395% | 1.771% | 1.712% | 1.677% | 1.792% | 1.131% | 0.1039% | 0.01884% | 1.291% | 1.552% | 1.167% | 0.882% | 0.5175% | 0.9127% | 1.301%
TSO | - | 23 | 18 | 15 | 2025 | Winter | Q, [MVAr] | 0 | 2 | 3.7351 | 4.3768 | 4.302 | 4.0916 | 3.9964 | 3.9011 | 0.79188 | -1.1034 | -1.8926 | -3.0177 | -2.2617 | -2.1869 | -2.1469 | -2.2904 | -1.4885 | -0.24082 | -0.1297 | -1.6596 | -1.9738 | -1.5065 | -1.1638 | -0.72799 | 1.0121 | 1.4679
TSO | - | 23 | 18 | 15 | 2025 | Winter | Q, [%] | 0 | 2 | 3.037% | 3.558% | 3.498% | 3.326% | 3.249% | 3.172% | 0.6438% | 0.897% | 1.539% | 2.453% | 1.839% | 1.778% | 1.745% | 1.862% | 1.21% | 0.1958% | 0.1054% | 1.349% | 1.605% | 1.225% | 0.9462% | 0.5919% | 0.8228% | 1.193%
TSO | - | 23 | 15 | 18 | 2025 | Winter | S, [MVA] | 0 | 2 | 17.8274 | 15.6828 | 14.9022 | 14.1439 | 14.0848 | 15.7348 | 20.922 | 24.3028 | 26.8415 | 27.9587 | 27.535 | 27.3693 | 26.9108 | 26.6248 | 25.4171 | 23.4858 | 23.4937 | 28.144 | 28.3512 | 27.6736 | 26.5317 | 24.9764 | 22.7773 | 20.0188
TSO | - | 23 | 15 | 18 | 2025 | Winter | S, [%] | 0 | 2 | 14.49% | 12.75% | 12.12% | 11.5% | 11.45% | 12.79% | 17.01% | 19.76% | 21.82% | 22.73% | 22.39% | 22.25% | 21.88% | 21.65% | 20.66% | 19.09% | 19.1% | 22.88% | 23.05% | 22.5% | 21.57% | 20.31% | 18.52% | 16.28%
TSO | - | 23 | 18 | 15 | 2025 | Winter | S, [MVA] | 0 | 2 | 17.7754 | 15.6216 | 14.8397 | 14.081 | 14.0231 | 15.6784 | 20.8898 | 24.2725 | 26.8057 | 27.9197 | 27.4971 | 27.3313 | 26.8741 | 26.5896 | 25.3836 | 23.453 | 23.4598 | 28.101 | 28.3072 | 27.6312 | 26.4919 | 24.9401 | 22.7396 | 19.9833
TSO | - | 23 | 18 | 15 | 2025 | Winter | S, [%] | 0 | 2 | 14.45% | 12.7% | 12.06% | 11.45% | 11.4% | 12.75% | 16.98% | 19.73% | 21.79% | 22.7% | 22.36% | 22.22% | 21.85% | 21.62% | 20.64% | 19.07% | 19.07% | 22.85% | 23.01% | 22.46% | 21.54% | 20.28% | 18.49% | 16.25%
TSO | - | 24 | 15 | 26 | 2025 | Winter | P, [MW] | 0 | 2 | 25.085 | 22.0343 | 20.28 | 19.7419 | 19.3863 | 22.1047 | 35.4678 | 36.7852 | 38.9791 | 38.6008 | 39.6191 | 41.8767 | 38.8943 | 39.9325 | 36.851 | 34.3349 | 32.8147 | 40.1556 | 39.1794 | 38.2221 | 37.0262 | 34.1029 | 32.3509 | 29.5075
TSO | - | 24 | 15 | 26 | 2025 | Winter | P, [%] | 0 | 2 | 20.39% | 17.91% | 16.49% | 16.05% | 15.76% | 17.97% | 28.84% | 29.91% | 31.69% | 31.38% | 32.21% | 34.05% | 31.62% | 32.47% | 29.96% | 27.91% | 26.68% | 32.65% | 31.85% | 31.07% | 30.1% | 27.73% | 26.3% | 23.99%
TSO | - | 24 | 26 | 15 | 2025 | Winter | P, [MW] | 0 | 2 | -24.9837 | -21.946 | -20.2002 | -19.666 | -19.3104 | -22.0164 | -35.2974 | -36.6098 | -38.7869 | -38.4079 | -39.4195 | -41.6513 | -38.6983 | -39.7249 | -36.6723 | -34.1758 | -32.6642 | -39.9474 | -38.9782 | -38.0296 | -36.8411 | -33.9417 | -32.2001 | -29.3748
TSO | - | 24 | 26 | 15 | 2025 | Winter | P, [%] | 0 | 2 | 20.31% | 17.84% | 16.42% | 15.99% | 15.7% | 17.9% | 28.7% | 29.76% | 31.53% | 31.23% | 32.05% | 33.86% | 31.46% | 32.3% | 29.81% | 27.79% | 26.56% | 32.48% | 31.69% | 30.92% | 29.95% | 27.59% | 26.18% | 23.88%
TSO | - | 24 | 15 | 26 | 2025 | Winter | Q, [MVAr] | 0 | 2 | -10.8871 | -12.4612 | -12.8543 | -12.6417 | -13.0899 | -12.3855 | -7.323 | -4.0404 | -1.6672 | -2.343 | -1.7275 | -2.8604 | -3.0014 | -3.5833 | -4.3592 | -5.9127 | -7.0907 | -3.4005 | -3.9557 | -4.402 | -5.6551 | -6.7255 | -8.5789 | -10.1492
TSO | - | 24 | 15 | 26 | 2025 | Winter | Q, [%] | 0 | 2 | 8.851% | 10.13% | 10.45% | 10.28% | 10.64% | 10.07% | 5.954% | 3.285% | 1.355% | 1.905% | 1.405% | 2.326% | 2.44% | 2.913% | 3.544% | 4.807% | 5.765% | 2.765% | 3.216% | 3.579% | 4.598% | 5.468% | 6.975% | 8.251%
TSO | - | 24 | 26 | 15 | 2025 | Winter | Q, [MVAr] | 0 | 2 | 10.7632 | 12.3009 | 12.6678 | 12.4415 | 12.8911 | 12.2246 | 7.4143 | 4.1423 | 1.8194 | 2.5081 | 1.9075 | 3.1328 | 3.1763 | 3.7993 | 4.4791 | 5.97 | 7.127 | 3.615 | 4.1525 | 4.5698 | 5.804 | 6.7984 | 8.6207 | 10.1349
TSO | - | 24 | 26 | 15 | 2025 | Winter | Q, [%] | 0 | 2 | 8.751% | 10% | 10.3% | 10.12% | 10.48% | 9.939% | 6.028% | 3.368% | 1.479% | 2.039% | 1.551% | 2.547% | 2.582% | 3.089% | 3.642% | 4.854% | 5.794% | 2.939% | 3.376% | 3.715% | 4.719% | 5.527% | 7.009% | 8.24%
TSO | - | 24 | 15 | 26 | 2025 | Winter | S, [MVA] | 0 | 2 | 27.3457 | 25.3139 | 24.0107 | 23.4426 | 23.3917 | 25.3381 | 36.2159 | 37.0065 | 39.0148 | 38.6718 | 39.6568 | 41.9743 | 39.0099 | 40.0929 | 37.108 | 34.8403 | 33.572 | 40.2993 | 39.3786 | 38.4748 | 37.4555 | 34.7597 | 33.469 | 31.2041
TSO | - | 24 | 15 | 26 | 2025 | Winter | S, [%] | 0 | 2 | 22.23% | 20.58% | 19.52% | 19.06% | 19.02% | 20.6% | 29.44% | 30.09% | 31.72% | 31.44% | 32.24% | 34.13% | 31.72% | 32.6% | 30.17% | 28.33% | 27.29% | 32.76% | 32.02% | 31.28% | 30.45% | 28.26% | 27.21% | 25.37%
TSO | - | 24 | 26 | 15 | 2025 | Winter | S, [MVA] | 0 | 2 | 27.2035 | 25.1583 | 23.8437 | 23.271 | 23.2179 | 25.1826 | 36.0677 | 36.8434 | 38.8296 | 38.4897 | 39.4657 | 41.7689 | 38.8284 | 39.9061 | 36.9448 | 34.6933 | 33.4327 | 40.1106 | 39.1987 | 38.3032 | 37.2955 | 34.6158 | 33.3341 | 31.074
TSO | - | 24 | 26 | 15 | 2025 | Winter | S, [%] | 0 | 2 | 22.12% | 20.45% | 19.39% | 18.92% | 18.88% | 20.47% | 29.32% | 29.95% | 31.57% | 31.29% | 32.09% | 33.96% | 31.57% | 32.44% | 30.04% | 28.21% | 27.18% | 32.61% | 31.87% | 31.14% | 30.32% | 28.14% | 27.1% | 25.26%
TSO | - | 25 | 16 | 17 | 2025 | Winter | P, [MW] | 0 | 2 | 0.18744 | -1.5421 | -3.9836 | -3.8692 | -4.0966 | 0.12151 | 6.1552 | 12.825 | 12.8795 | 12.0729 | 8.9413 | 9.7178 | 12.066 | 8.6942 | 8.8041 | 8.5625 | 9.0315 | 13.1227 | 12.8926 | 12.4608 | 11.3245 | 7.9583 | 5.9205 | 2.1699
TSO | - | 25 | 16 | 17 | 2025 | Winter | P, [%] | 0 | 2 | 0.1524% | 1.254% | 3.239% | 3.146% | 3.331% | 0.09879% | 5.004% | 10.43% | 10.47% | 9.815% | 7.269% | 7.901% | 9.81% | 7.068% | 7.158% | 6.961% | 7.343% | 10.67% | 10.48% | 10.13% | 9.207% | 6.47% | 4.813% | 1.764%
TSO | - | 25 | 17 | 16 | 2025 | Winter | P, [MW] | 0 | 2 | -0.18743 | 1.5422 | 3.9844 | 3.87 | 4.0974 | -0.12144 | -6.1533 | -12.8171 | -12.8716 | -12.0659 | -8.9375 | -9.7133 | -12.0591 | -8.6905 | -8.8004 | -8.559 | -9.0273 | -13.1145 | -12.8846 | -12.4533 | -11.3182 | -7.955 | -5.9187 | -2.1696
TSO | - | 25 | 17 | 16 | 2025 | Winter | P, [%] | 0 | 2 | 0.1524% | 1.254% | 3.239% | 3.146% | 3.331% | 0.09874% | 5.003% | 10.42% | 10.46% | 9.81% | 7.266% | 7.897% | 9.804% | 7.065% | 7.155% | 6.959% | 7.339% | 10.66% | 10.48% | 10.12% | 9.202% | 6.468% | 4.812% | 1.764%
TSO | - | 25 | 16 | 17 | 2025 | Winter | Q, [MVAr] | 0 | 2 | -0.41979 | 0.35846 | 0.30835 | 0.19268 | 0.54811 | 1.0276 | 1.3098 | -0.44755 | -1.0795 | -0.10808 | -0.33418 | 0.26124 | -0.027405 | 0.27643 | 0.66104 | 1.0241 | 2.2772 | 0.68392 | 0.84826 | 0.91977 | 1.931 | 1.9339 | 1.659 | 1.3354
TSO | - | 25 | 16 | 17 | 2025 | Winter | Q, [%] | 0 | 2 | 0.3413% | 0.2914% | 0.2507% | 0.1566% | 0.4456% | 0.8354% | 1.065% | 0.3639% | 0.8777% | 0.08787% | 0.2717% | 0.2124% | 0.02228% | 0.2247% | 0.5374% | 0.8326% | 1.851% | 0.556% | 0.6896% | 0.7478% | 1.57% | 1.572% | 1.349% | 1.086%
TSO | - | 25 | 17 | 16 | 2025 | Winter | Q, [MVAr] | 0 | 2 | 0.20394 | -0.57325 | -0.52056 | -0.40495 | -0.76 | -1.2432 | -1.5222 | 0.25621 | 0.88844 | -0.086452 | 0.12832 | -0.46452 | -0.16746 | -0.4828 | -0.86725 | -1.2307 | -2.4812 | -0.87401 | -1.0393 | -1.1127 | -2.1277 | -2.1408 | -1.8701 | -1.5506
TSO | - | 25 | 17 | 16 | 2025 | Winter | Q, [%] | 0 | 2 | 0.1658% | 0.4661% | 0.4232% | 0.3292% | 0.6179% | 1.011% | 1.238% | 0.2083% | 0.7223% | 0.07029% | 0.1043% | 0.3777% | 0.1361% | 0.3925% | 0.7051% | 1.001% | 2.017% | 0.7106% | 0.845% | 0.9046% | 1.73% | 1.74% | 1.52% | 1.261%
TSO | - | 25 | 16 | 17 | 2025 | Winter | S, [MVA] | 0 | 2 | 0.45973 | 1.5832 | 3.9956 | 3.874 | 4.1331 | 1.0347 | 6.293 | 12.8328 | 12.9247 | 12.0734 | 8.9476 | 9.7213 | 12.0661 | 8.6985 | 8.8289 | 8.6236 | 9.3141 | 13.1405 | 12.9204 | 12.4947 | 11.488 | 8.1899 | 6.1486 | 2.5479
TSO | - | 25 | 16 | 17 | 2025 | Winter | S, [%] | 0 | 2 | 0.3738% | 1.287% | 3.248% | 3.15% | 3.36% | 0.8412% | 5.116% | 10.43% | 10.51% | 9.816% | 7.274% | 7.903% | 9.81% | 7.072% | 7.178% | 7.011% | 7.572% | 10.68% | 10.5% | 10.16% | 9.34% | 6.658% | 4.999% | 2.071%
TSO | - | 25 | 17 | 16 | 2025 | Winter | S, [MVA] | 0 | 2 | 0.27699 | 1.6453 | 4.0183 | 3.8911 | 4.1673 | 1.2491 | 6.3388 | 12.8197 | 12.9022 | 12.0663 | 8.9385 | 9.7244 | 12.0603 | 8.7039 | 8.843 | 8.647 | 9.3621 | 13.1436 | 12.9265 | 12.5029 | 11.5165 | 8.2381 | 6.2071 | 2.6668
TSO | - | 25 | 17 | 16 | 2025 | Winter | S, [%] | 0 | 2 | 0.2252% | 1.338% | 3.267% | 3.163% | 3.388% | 1.016% | 5.154% | 10.42% | 10.49% | 9.81% | 7.267% | 7.906% | 9.805% | 7.076% | 7.189% | 7.03% | 7.611% | 10.69% | 10.51% | 10.16% | 9.363% | 6.698% | 5.046% | 2.168%
TSO | - | 26 | 17 | 34 | 2025 | Winter | P, [MW] | 0 | 2 | -7.7174 | -9.2852 | -10.8358 | -10.9527 | -11.1696 | -7.6563 | -2.8408 | 2.9154 | 2.9872 | 1.7815 | -0.040917 | 0.30549 | 3.123 | -0.048788 | -0.21507 | -0.79893 | -1.1562 | 2.0785 | 2.5889 | 1.5704 | 0.31941 | -1.5362 | -2.8881 | -6.6913
TSO | - | 26 | 17 | 34 | 2025 | Winter | P, [%] | 0 | 2 | 6.274% | 7.549% | 8.81% | 8.905% | 9.081% | 6.225% | 2.31% | 2.37% | 2.429% | 1.448% | 0.03327% | 0.2484% | 2.539% | 0.03966% | 0.1749% | 0.6495% | 0.94% | 1.69% | 2.105% | 1.277% | 0.2597% | 1.249% | 2.348% | 5.44%
TSO | - | 26 | 34 | 17 | 2025 | Winter | P, [MW] | 0 | 2 | 7.7243 | 9.2955 | 10.8495 | 10.9667 | 11.1842 | 7.6637 | 2.8424 | -2.9144 | -2.9862 | -1.7811 | 0.040988 | -0.30532 | -3.1218 | 0.048975 | 0.21544 | 0.79954 | 1.1575 | -2.0778 | -2.5877 | -1.5697 | -0.31842 | 1.5375 | 2.8901 | 6.6973
TSO | - | 26 | 34 | 17 | 2025 | Winter | P, [%] | 0 | 2 | 6.28% | 7.557% | 8.821% | 8.916% | 9.093% | 6.231% | 2.311% | 2.369% | 2.428% | 1.448% | 0.03332% | 0.2482% | 2.538% | 0.03982% | 0.1752% | 0.65% | 0.9411% | 1.689% | 2.104% | 1.276% | 0.2589% | 1.25% | 2.35% | 5.445%
TSO | - | 26 | 17 | 34 | 2025 | Winter | Q, [MVAr] | 0 | 2 | 1.2475 | 2.0337 | 2.116 | 1.8685 | 2.2285 | 2.5657 | 2.4247 | 0.25248 | -0.51679 | 0.5541 | 0.54833 | 0.97218 | 0.74814 | 1.0505 | 1.5849 | 1.9533 | 3.0627 | 1.3767 | 1.6448 | 1.7841 | 2.7291 | 2.9213 | 2.8915 | 2.6891
TSO | - | 26 | 17 | 34 | 2025 | Winter | Q, [%] | 0 | 2 | 1.014% | 1.653% | 1.72% | 1.519% | 1.812% | 2.086% | 1.971% | 0.2053% | 0.4202% | 0.4505% | 0.4458% | 0.7904% | 0.6082% | 0.854% | 1.289% | 1.588% | 2.49% | 1.119% | 1.337% | 1.45% | 2.219% | 2.375% | 2.351% | 2.186%
TSO | - | 26 | 34 | 17 | 2025 | Winter | Q, [MVAr] | 0 | 2 | -1.7226 | -2.4956 | -2.5649 | -2.3166 | -2.674 | -3.0385 | -2.9245 | -0.75434 | 0.014575 | -1.0579 | -1.0544 | -1.4774 | -1.2498 | -1.5556 | -2.0897 | -2.4568 | -3.5622 | -1.8792 | -2.146 | -2.2868 | -3.2302 | -3.42 | -3.3866 | -3.1681
TSO | - | 26 | 34 | 17 | 2025 | Winter | Q, [%] | 0 | 2 | 1.4% | 2.029% | 2.085% | 1.883% | 2.174% | 2.47% | 2.378% | 0.6133% | 0.01185% | 0.8601% | 0.8572% | 1.201% | 1.016% | 1.265% | 1.699% | 1.997% | 2.896% | 1.528% | 1.745% | 1.859% | 2.626% | 2.781% | 2.753% | 2.576%
TSO | - | 26 | 17 | 34 | 2025 | Winter | S, [MVA] | 0 | 2 | 7.8176 | 9.5053 | 11.0404 | 11.111 | 11.3897 | 8.0747 | 3.7349 | 2.9263 | 3.0315 | 1.8657 | 0.54986 | 1.019 | 3.2114 | 1.0516 | 1.5994 | 2.1103 | 3.2737 | 2.4931 | 3.0672 | 2.3768 | 2.7478 | 3.3006 | 4.0868 | 7.2114
TSO | - | 26 | 17 | 34 | 2025 | Winter | S, [%] | 0 | 2 | 6.356% | 7.728% | 8.976% | 9.033% | 9.26% | 6.565% | 3.036% | 2.379% | 2.465% | 1.517% | 0.447% | 0.8285% | 2.611% | 0.855% | 1.3% | 1.716% | 2.662% | 2.027% | 2.494% | 1.932% | 2.234% | 2.683% | 3.323% | 5.863%
TSO | - | 26 | 34 | 17 | 2025 | Winter | S, [MVA] | 0 | 2 | 7.914 | 9.6246 | 11.1486 | 11.2087 | 11.4994 | 8.2441 | 4.0783 | 3.0104 | 2.9862 | 2.0716 | 1.0552 | 1.5086 | 3.3627 | 1.5563 | 2.1008 | 2.5836 | 3.7455 | 2.8015 | 3.3618 | 2.7736 | 3.2459 | 3.7497 | 4.4521 | 7.4088
TSO | - | 26 | 34 | 17 | 2025 | Winter | S, [%] | 0 | 2 | 6.434% | 7.825% | 9.064% | 9.113% | 9.349% | 6.702% | 3.316% | 2.448% | 2.428% | 1.684% | 0.8579% | 1.227% | 2.734% | 1.265% | 1.708% | 2.1% | 3.045% | 2.278% | 2.733% | 2.255% | 2.639% | 3.049% | 3.62% | 6.023%
TSO | - | 27 | 18 | 103 | 2025 | Winter | P, [MW] | 0 | 2 | 16.6137 | 14.2254 | 13.4503 | 12.7295 | 12.6736 | 14.5017 | 19.7951 | 23.2224 | 25.7165 | 26.543 | 25.9034 | 25.876 | 25.2482 | 24.9179 | 23.86 | 21.9979 | 21.9416 | 26.434 | 26.6507 | 26.0149 | 24.8755 | 23.8662 | 21.776 | 19.1117
TSO | - | 27 | 18 | 103 | 2025 | Winter | P, [%] | 0 | 2 | 13.51% | 11.57% | 10.94% | 10.35% | 10.3% | 11.79% | 16.09% | 18.88% | 20.91% | 21.58% | 21.06% | 21.04% | 20.53% | 20.26% | 19.4% | 17.88% | 17.84% | 21.49% | 21.67% | 21.15% | 20.22% | 19.4% | 17.7% | 15.54%
TSO | - | 27 | 103 | 18 | 2025 | Winter | P, [MW] | 0 | 2 | -16.5958 | -14.2117 | -13.4379 | -12.7184 | -12.6625 | -14.4876 | -19.7714 | -23.19 | -25.6771 | -26.4996 | -25.863 | -25.8354 | -25.2093 | -24.8798 | -23.8251 | -21.9682 | -21.9116 | -26.3917 | -26.6071 | -25.9735 | -24.8371 | -23.8305 | -21.7461 | -19.0884
TSO | - | 27 | 103 | 18 | 2025 | Winter | P, [%] | 0 | 2 | 13.49% | 11.55% | 10.93% | 10.34% | 10.29% | 11.78% | 16.07% | 18.85% | 20.88% | 21.54% | 21.03% | 21% | 20.5% | 20.23% | 19.37% | 17.86% | 17.81% | 21.46% | 21.63% | 21.12% | 20.19% | 19.37% | 17.68% | 15.52%
TSO | - | 27 | 18 | 103 | 2025 | Winter | Q, [MVAr] | 0 | 2 | -2.7022 | -3.344 | -3.2693 | -3.0588 | -3.0177 | -2.8923 | 0.12737 | 1.9929 | 2.7824 | 4.0055 | 3.1745 | 3.0746 | 3.0417 | 3.235 | 2.4061 | 1.1562 | 1.0709 | 2.6013 | 2.9155 | 2.4192 | 2.0733 | 1.7164 | -0.023918 | -0.4799
TSO | - | 27 | 18 | 103 | 2025 | Winter | Q, [%] | 0 | 2 | 2.197% | 2.719% | 2.658% | 2.487% | 2.453% | 2.351% | 0.1036% | 1.62% | 2.262% | 3.257% | 2.581% | 2.5% | 2.473% | 2.63% | 1.956% | 0.94% | 0.8707% | 2.115% | 2.37% | 1.967% | 1.686% | 1.395% | 0.01945% | 0.3902%
TSO | - | 27 | 103 | 18 | 2025 | Winter | Q, [MVAr] | 0 | 2 | 2.5438 | 3.1752 | 3.0972 | 2.8819 | 2.8414 | 2.7243 | -0.2757 | -2.1145 | -2.8836 | -4.0879 | -3.2713 | -3.1686 | -3.1399 | -3.3354 | -2.5163 | -1.282 | -1.1911 | -2.6892 | -2.9958 | -2.5063 | -2.1678 | -1.8174 | -0.095322 | 0.3411
TSO | - | 27 | 103 | 18 | 2025 | Winter | Q, [%] | 0 | 2 | 2.068% | 2.581% | 2.518% | 2.343% | 2.31% | 2.215% | 0.2241% | 1.719% | 2.344% | 3.323% | 2.66% | 2.576% | 2.553% | 2.712% | 2.046% | 1.042% | 0.9684% | 2.186% | 2.436% | 2.038% | 1.762% | 1.478% | 0.0775% | 0.2773%
TSO | - | 27 | 18 | 103 | 2025 | Winter | S, [MVA] | 0 | 2 | 16.8321 | 14.6132 | 13.8419 | 13.0918 | 13.0279 | 14.7873 | 19.7955 | 23.3078 | 25.8666 | 26.8435 | 26.0972 | 26.058 | 25.4308 | 25.1271 | 23.981 | 22.0283 | 21.9678 | 26.5617 | 26.8097 | 26.1272 | 24.9618 | 23.9279 | 21.776 | 19.1177
TSO | - | 27 | 18 | 103 | 2025 | Winter | S, [%] | 0 | 2 | 13.68% | 11.88% | 11.25% | 10.64% | 10.59% | 12.02% | 16.09% | 18.95% | 21.03% | 21.82% | 21.22% | 21.19% | 20.68% | 20.43% | 19.5% | 17.91% | 17.86% | 21.59% | 21.8% | 21.24% | 20.29% | 19.45% | 17.7% | 15.54%
TSO | - | 27 | 103 | 18 | 2025 | Winter | S, [MVA] | 0 | 2 | 16.7896 | 14.5621 | 13.7902 | 13.0408 | 12.9774 | 14.7415 | 19.7733 | 23.2862 | 25.8385 | 26.813 | 26.0691 | 26.029 | 25.4041 | 25.1024 | 23.9576 | 22.0056 | 21.9439 | 26.5284 | 26.7752 | 26.0941 | 24.9316 | 23.8997 | 21.7464 | 19.0915
TSO | - | 27 | 103 | 18 | 2025 | Winter | S, [%] | 0 | 2 | 13.65% | 11.84% | 11.21% | 10.6% | 10.55% | 11.98% | 16.08% | 18.93% | 21.01% | 21.8% | 21.19% | 21.16% | 20.65% | 20.41% | 19.48% | 17.89% | 17.84% | 21.57% | 21.77% | 21.21% | 20.27% | 19.43% | 17.68% | 15.52%
TSO | - | 28 | 26 | 55 | 2025 | Winter | P, [MW] | 0 | 2 | 9.7001 | 8.0354 | 6.5004 | 6.4971 | 6.3491 | 9.4657 | 26.0789 | 24.2118 | 23.1746 | 20.5975 | 23.4898 | 28.0152 | 22.8662 | 25.2474 | 20.8464 | 18.1382 | 16.2744 | 24.0586 | 20.9793 | 19.9318 | 18.2803 | 15.427 | 14.3167 | 13.5467
TSO | - | 28 | 26 | 55 | 2025 | Winter | P, [%] | 0 | 2 | 7.886% | 6.533% | 5.285% | 5.282% | 5.162% | 7.696% | 21.2% | 19.68% | 18.84% | 16.75% | 19.1% | 22.78% | 18.59% | 20.53% | 16.95% | 14.75% | 13.23% | 19.56% | 17.06% | 16.2% | 14.86% | 12.54% | 11.64% | 11.01%
TSO | - | 28 | 55 | 26 | 2025 | Winter | P, [MW] | 0 | 2 | -9.5417 | -7.8519 | -6.3145 | -6.3151 | -6.1597 | -9.2763 | -25.766 | -23.9663 | -22.9676 | -20.3998 | -23.2687 | -27.6959 | -22.6336 | -24.9646 | -20.6286 | -17.9449 | -16.0762 | -23.8147 | -20.7655 | -19.7303 | -18.0784 | -15.2418 | -14.1262 | -13.335
TSO | - | 28 | 55 | 26 | 2025 | Winter | P, [%] | 0 | 2 | 7.757% | 6.384% | 5.134% | 5.134% | 5.008% | 7.542% | 20.95% | 19.48% | 18.67% | 16.59% | 18.92% | 22.52% | 18.4% | 20.3% | 16.77% | 14.59% | 13.07% | 19.36% | 16.88% | 16.04% | 14.7% | 12.39% | 11.48% | 10.84%
TSO | - | 28 | 26 | 55 | 2025 | Winter | Q, [MVAr] | 0 | 2 | -19.4582 | -21.7581 | -22.3625 | -22.1259 | -22.6026 | -21.5752 | -16.2512 | -12.7924 | -10.1008 | -13.3577 | -11.3195 | -13.6446 | -13.6008 | -14.7857 | -15.0525 | -16.0013 | -18.0805 | -12.844 | -14.4216 | -14.6187 | -16.5111 | -17.7747 | -19.0044 | -20.9362
TSO | - | 28 | 26 | 55 | 2025 | Winter | Q, [%] | 0 | 2 | 15.82% | 17.69% | 18.18% | 17.99% | 18.38% | 17.54% | 13.21% | 10.4% | 8.212% | 10.86% | 9.203% | 11.09% | 11.06% | 12.02% | 12.24% | 13.01% | 14.7% | 10.44% | 11.72% | 11.89% | 13.42% | 14.45% | 15.45% | 17.02%
TSO | - | 28 | 55 | 26 | 2025 | Winter | Q, [MVAr] | 0 | 2 | 18.7555 | 21.1557 | 21.773 | 21.522 | 22.0273 | 20.9921 | 16.0324 | 12.3348 | 9.4997 | 12.7464 | 10.7711 | 13.4374 | 13.106 | 14.4631 | 14.5135 | 15.3874 | 17.5007 | 12.3832 | 13.8702 | 14.0269 | 15.9337 | 17.1508 | 18.4059 | 20.4199
TSO | - | 28 | 55 | 26 | 2025 | Winter | Q, [%] | 0 | 2 | 15.25% | 17.2% | 17.7% | 17.5% | 17.91% | 17.07% | 13.03% | 10.03% | 7.723% | 10.36% | 8.757% | 10.92% | 10.66% | 11.76% | 11.8% | 12.51% | 14.23% | 10.07% | 11.28% | 11.4% | 12.95% | 13.94% | 14.96% | 16.6%
TSO | - | 28 | 26 | 55 | 2025 | Winter | S, [MVA] | 0 | 2 | 21.742 | 23.1944 | 23.2881 | 23.0601 | 23.4774 | 23.5604 | 30.7281 | 27.3835 | 25.2802 | 24.5497 | 26.0749 | 31.1613 | 26.6054 | 29.2583 | 25.7129 | 24.1876 | 24.3262 | 27.2724 | 25.4581 | 24.718 | 24.6331 | 23.5358 | 23.7936 | 24.9367
TSO | - | 28 | 26 | 55 | 2025 | Winter | S, [%] | 0 | 2 | 17.68% | 18.86% | 18.93% | 18.75% | 19.09% | 19.15% | 24.98% | 22.26% | 20.55% | 19.96% | 21.2% | 25.33% | 21.63% | 23.79% | 20.9% | 19.66% | 19.78% | 22.17% | 20.7% | 20.1% | 20.03% | 19.13% | 19.34% | 20.27%
TSO | - | 28 | 55 | 26 | 2025 | Winter | S, [MVA] | 0 | 2 | 21.0431 | 22.5658 | 22.6702 | 22.4294 | 22.8724 | 22.9503 | 30.3468 | 26.9542 | 24.8547 | 24.0546 | 25.6408 | 30.7835 | 26.1543 | 28.8515 | 25.2226 | 23.6388 | 23.7638 | 26.8418 | 24.9718 | 24.2083 | 24.098 | 22.9448 | 23.2019 | 24.3884
TSO | - | 28 | 55 | 26 | 2025 | Winter | S, [%] | 0 | 2 | 17.11% | 18.35% | 18.43% | 18.24% | 18.6% | 18.66% | 24.67% | 21.91% | 20.21% | 19.56% | 20.85% | 25.03% | 21.26% | 23.46% | 20.51% | 19.22% | 19.32% | 21.82% | 20.3% | 19.68% | 19.59% | 18.65% | 18.86% | 19.83%
TSO | - | 29 | 26 | 103 | 2025 | Winter | P, [MW] | 0 | 2 | -9.4368 | -8.5793 | -7.5225 | -7.6663 | -7.335 | -8.4218 | -16.8854 | -14.9956 | -14.881 | -13.5723 | -15.1177 | -17.4944 | -14.9621 | -16.3086 | -14.2189 | -13.4375 | -11.8834 | -15.0841 | -13.8741 | -13.5117 | -13.3538 | -11.5698 | -11.8392 | -11.5209
TSO | - | 29 | 26 | 103 | 2025 | Winter | P, [%] | 0 | 2 | 7.672% | 6.975% | 6.116% | 6.233% | 5.963% | 6.847% | 13.73% | 12.19% | 12.1% | 11.03% | 12.29% | 14.22% | 12.16% | 13.26% | 11.56% | 10.92% | 9.661% | 12.26% | 11.28% | 10.99% | 10.86% | 9.406% | 9.625% | 9.367%
TSO | - | 29 | 103 | 26 | 2025 | Winter | P, [MW] | 0 | 2 | 9.4577 | 8.6007 | 7.5429 | 7.6869 | 7.3564 | 8.4437 | 16.9293 | 15.0285 | 14.911 | 13.6005 | 15.1493 | 17.5376 | 14.9951 | 16.3484 | 14.2505 | 13.4672 | 11.9105 | 15.1174 | 13.9046 | 13.541 | 13.3846 | 11.5965 | 11.8675 | 11.5513
TSO | - | 29 | 103 | 26 | 2025 | Winter | P, [%] | 0 | 2 | 7.689% | 6.992% | 6.132% | 6.25% | 5.981% | 6.865% | 13.76% | 12.22% | 12.12% | 11.06% | 12.32% | 14.26% | 12.19% | 13.29% | 11.59% | 10.95% | 9.683% | 12.29% | 11.3% | 11.01% | 10.88% | 9.428% | 9.648% | 9.391%
TSO | - | 29 | 26 | 103 | 2025 | Winter | Q, [MVAr] | 0 | 2 | 7.9198 | 8.9099 | 9.3664 | 9.3431 | 9.8702 | 9.2733 | 7.1838 | 5.5732 | 3.9027 | 5.7167 | 4.3473 | 5.5079 | 5.5406 | 6.3385 | 6.2875 | 6.6583 | 7.7563 | 5.5291 | 6.3811 | 6.3628 | 7.318 | 7.9871 | 8.2255 | 9.383
TSO | - | 29 | 26 | 103 | 2025 | Winter | Q, [%] | 0 | 2 | 6.439% | 7.244% | 7.615% | 7.596% | 8.025% | 7.539% | 5.841% | 4.531% | 3.173% | 4.648% | 3.534% | 4.478% | 4.505% | 5.153% | 5.112% | 5.413% | 6.306% | 4.495% | 5.188% | 5.173% | 5.95% | 6.494% | 6.687% | 7.628%
TSO | - | 29 | 103 | 26 | 2025 | Winter | Q, [MVAr] | 0 | 2 | -8.3041 | -9.2848 | -9.7422 | -9.7188 | -10.2415 | -9.6471 | -7.5105 | -5.9423 | -4.2882 | -6.0978 | -4.725 | -5.8426 | -5.9066 | -6.6805 | -6.6547 | -7.0278 | -8.1259 | -5.8962 | -6.7517 | -6.7368 | -7.6803 | -8.3583 | -8.5877 | -9.7326
TSO | - | 29 | 103 | 26 | 2025 | Winter | Q, [%] | 0 | 2 | 6.751% | 7.549% | 7.921% | 7.901% | 8.326% | 7.843% | 6.106% | 4.831% | 3.486% | 4.958% | 3.841% | 4.75% | 4.802% | 5.431% | 5.41% | 5.714% | 6.606% | 4.794% | 5.489% | 5.477% | 6.244% | 6.795% | 6.982% | 7.913%
TSO | - | 29 | 26 | 103 | 2025 | Winter | S, [MVA] | 0 | 2 | 12.3197 | 12.3689 | 12.0132 | 12.0858 | 12.2972 | 12.5268 | 18.3501 | 15.9977 | 15.3843 | 14.7271 | 15.7304 | 18.3409 | 15.955 | 17.4971 | 15.547 | 14.9966 | 14.1906 | 16.0655 | 15.2712 | 14.9349 | 15.2275 | 14.059 | 14.4161 | 14.8584
TSO | - | 29 | 26 | 103 | 2025 | Winter | S, [%] | 0 | 2 | 10.02% | 10.06% | 9.767% | 9.826% | 9.998% | 10.18% | 14.92% | 13.01% | 12.51% | 11.97% | 12.79% | 14.91% | 12.97% | 14.23% | 12.64% | 12.19% | 11.54% | 13.06% | 12.42% | 12.14% | 12.38% | 11.43% | 11.72% | 12.08%
TSO | - | 29 | 103 | 26 | 2025 | Winter | S, [MVA] | 0 | 2 | 12.5859 | 12.6562 | 12.321 | 12.3913 | 12.6097 | 12.8204 | 18.5205 | 16.1607 | 15.5154 | 14.9049 | 15.869 | 18.4852 | 16.1165 | 17.6607 | 15.7277 | 15.1906 | 14.4184 | 16.2266 | 15.4572 | 15.1242 | 15.4316 | 14.2948 | 14.6487 | 15.1049
TSO | - | 29 | 103 | 26 | 2025 | Winter | S, [%] | 0 | 2 | 10.23% | 10.29% | 10.02% | 10.07% | 10.25% | 10.42% | 15.06% | 13.14% | 12.61% | 12.12% | 12.9% | 15.03% | 13.1% | 14.36% | 12.79% | 12.35% | 11.72% | 13.19% | 12.57% | 12.3% | 12.55% | 11.62% | 11.91% | 12.28%
TSO | - | 30 | 29 | 34 | 2025 | Winter | P, [MW] | 0 | 2 | -44.8933 | -42.9495 | -41.6747 | -41.3262 | -41.1791 | -45.9802 | -49.1703 | -55.7299 | -54.8699 | -52.4546 | -51.8345 | -50.9723 | -54.3367 | -51.8293 | -52.2329 | -52.2267 | -52.0714 | -54.6757 | -55.6789 | -53.9244 | -52.794 | -50.5632 | -49.7447 | -45.4027
TSO | - | 30 | 29 | 34 | 2025 | Winter | P, [%] | 0 | 2 | 36.5% | 34.92% | 33.88% | 33.6% | 33.48% | 37.38% | 39.98% | 45.31% | 44.61% | 42.65% | 42.14% | 41.44% | 44.18% | 42.14% | 42.47% | 42.46% | 42.33% | 44.45% | 45.27% | 43.84% | 42.92% | 41.11% | 40.44% | 36.91%
TSO | - | 30 | 34 | 29 | 2025 | Winter | P, [MW] | 0 | 2 | 45.1478 | 43.1854 | 41.8988 | 41.5471 | 41.4 | 46.2488 | 49.4766 | 56.1072 | 55.2349 | 52.7988 | 52.1692 | 51.3035 | 54.7033 | 52.1704 | 52.5757 | 52.5689 | 52.4171 | 55.0414 | 56.057 | 54.2804 | 53.1416 | 50.8859 | 50.0539 | 45.6669
TSO | - | 30 | 34 | 29 | 2025 | Winter | P, [%] | 0 | 2 | 36.71% | 35.11% | 34.06% | 33.78% | 33.66% | 37.6% | 40.22% | 45.62% | 44.91% | 42.93% | 42.41% | 41.71% | 44.47% | 42.41% | 42.74% | 42.74% | 42.62% | 44.75% | 45.57% | 44.13% | 43.2% | 41.37% | 40.69% | 37.13%
TSO | - | 30 | 29 | 34 | 2025 | Winter | Q, [MVAr] | 0 | 2 | -18.9491 | -18.7411 | -18.6525 | -18.6085 | -18.939 | -19.6464 | -21.5786 | -20.9263 | -20.5753 | -21.9545 | -21.6068 | -22.7461 | -22.1965 | -22.8067 | -22.3023 | -22.1127 | -22.9227 | -21.069 | -21.1564 | -20.8823 | -21.7247 | -21.5802 | -20.4027 | -20.0734
TSO | - | 30 | 29 | 34 | 2025 | Winter | Q, [%] | 0 | 2 | 15.41% | 15.24% | 15.16% | 15.13% | 15.4% | 15.97% | 17.54% | 17.01% | 16.73% | 17.85% | 17.57% | 18.49% | 18.05% | 18.54% | 18.13% | 17.98% | 18.64% | 17.13% | 17.2% | 16.98% | 17.66% | 17.54% | 16.59% | 16.32%
TSO | - | 30 | 34 | 29 | 2025 | Winter | Q, [MVAr] | 0 | 2 | 19.3774 | 19.1058 | 18.9761 | 18.9208 | 19.252 | 20.1247 | 22.1832 | 21.7801 | 21.3855 | 22.692 | 22.3103 | 23.438 | 23.0126 | 23.5331 | 23.0346 | 22.8433 | 23.6672 | 21.8821 | 22.0133 | 21.6616 | 22.4754 | 22.2446 | 21.0209 | 20.5356
TSO | - | 30 | 34 | 29 | 2025 | Winter | Q, [%] | 0 | 2 | 15.75% | 15.53% | 15.43% | 15.38% | 15.65% | 16.36% | 18.04% | 17.71% | 17.39% | 18.45% | 18.14% | 19.06% | 18.71% | 19.13% | 18.73% | 18.57% | 19.24% | 17.79% | 17.9% | 17.61% | 18.27% | 18.09% | 17.09% | 16.7%
TSO | - | 30 | 29 | 34 | 2025 | Winter | S, [MVA] | 0 | 2 | 48.7286 | 46.8603 | 45.6585 | 45.3226 | 45.3255 | 50.0016 | 53.6969 | 59.5292 | 58.6008 | 56.8638 | 56.1576 | 55.8172 | 58.6955 | 56.6253 | 56.795 | 56.7151 | 56.8936 | 58.5947 | 59.5628 | 57.8265 | 57.0891 | 54.9758 | 53.7662 | 49.6422
TSO | - | 30 | 29 | 34 | 2025 | Winter | S, [%] | 0 | 2 | 39.62% | 38.1% | 37.12% | 36.85% | 36.85% | 40.65% | 43.66% | 48.4% | 47.64% | 46.23% | 45.66% | 45.38% | 47.72% | 46.04% | 46.17% | 46.11% | 46.25% | 47.64% | 48.43% | 47.01% | 46.41% | 44.7% | 43.71% | 40.36%
TSO | - | 30 | 34 | 29 | 2025 | Winter | S, [MVA] | 0 | 2 | 49.1305 | 47.223 | 45.9957 | 45.6526 | 45.6575 | 50.4376 | 54.2221 | 60.1863 | 59.2304 | 57.4685 | 56.7396 | 56.4038 | 59.3467 | 57.2325 | 57.4003 | 57.3176 | 57.5125 | 59.2316 | 60.2243 | 58.443 | 57.699 | 55.5355 | 54.2888 | 50.0717
TSO | - | 30 | 34 | 29 | 2025 | Winter | S, [%] | 0 | 2 | 39.94% | 38.39% | 37.39% | 37.12% | 37.12% | 41.01% | 44.08% | 48.93% | 48.15% | 46.72% | 46.13% | 45.86% | 48.25% | 46.53% | 46.67% | 46.6% | 46.76% | 48.16% | 48.96% | 47.51% | 46.91% | 45.15% | 44.14% | 40.71%
TSO | - | 31 | 34 | 35 | 2025 | Winter | P, [MW] | 0 | 2 | 22.9991 | 22.0621 | 20.4427 | 20.0913 | 20.3124 | 24.2463 | 30.9258 | 37.6121 | 37.5693 | 36.5428 | 33.8508 | 34.1211 | 36.2433 | 33.3452 | 32.1835 | 32.0589 | 32.3458 | 36.8472 | 36.1684 | 35.5779 | 34.2946 | 31.6633 | 29.7813 | 25.0328
TSO | - | 31 | 34 | 35 | 2025 | Winter | P, [%] | 0 | 2 | 18.7% | 17.94% | 16.62% | 16.33% | 16.51% | 19.71% | 25.14% | 30.58% | 30.54% | 29.71% | 27.52% | 27.74% | 29.47% | 27.11% | 26.17% | 26.06% | 26.3% | 29.96% | 29.41% | 28.93% | 27.88% | 25.74% | 24.21% | 20.35%
TSO | - | 31 | 35 | 34 | 2025 | Winter | P, [MW] | 0 | 2 | -22.8973 | -21.9626 | -20.349 | -19.9989 | -20.2181 | -24.1331 | -30.7811 | -37.4344 | -37.3926 | -36.3712 | -33.6978 | -33.9647 | -36.0749 | -33.1951 | -32.0388 | -31.9125 | -32.1917 | -36.6709 | -35.9956 | -35.4072 | -34.1271 | -31.513 | -29.641 | -24.918
TSO | - | 31 | 35 | 34 | 2025 | Winter | P, [%] | 0 | 2 | 18.62% | 17.86% | 16.54% | 16.26% | 16.44% | 19.62% | 25.03% | 30.43% | 30.4% | 29.57% | 27.4% | 27.61% | 29.33% | 26.99% | 26.05% | 25.95% | 26.17% | 29.81% | 29.26% | 28.79% | 27.75% | 25.62% | 24.1% | 20.26%
TSO | - | 31 | 34 | 35 | 2025 | Winter | Q, [MVAr] | 0 | 2 | 22.718 | 23.0368 | 23.2096 | 23.2263 | 23.4533 | 23.9381 | 23.4693 | 20.9287 | 20.8004 | 21.2933 | 21.2662 | 21.6101 | 21.0547 | 21.2821 | 21.7693 | 22.3014 | 23.5333 | 21.9077 | 22.186 | 22.6216 | 23.7758 | 23.591 | 23.7358 | 23.5355
TSO | - | 31 | 34 | 35 | 2025 | Winter | Q, [%] | 0 | 2 | 18.47% | 18.73% | 18.87% | 18.88% | 19.07% | 19.46% | 19.08% | 17.02% | 16.91% | 17.31% | 17.29% | 17.57% | 17.12% | 17.3% | 17.7% | 18.13% | 19.13% | 17.81% | 18.04% | 18.39% | 19.33% | 19.18% | 19.3% | 19.13%
TSO | - | 31 | 35 | 34 | 2025 | Winter | Q, [MVAr] | 0 | 2 | -22.8002 | -23.1256 | -23.3176 | -23.3385 | -23.5588 | -23.9811 | -23.4111 | -20.7588 | -20.6344 | -21.1441 | -21.1807 | -21.5127 | -20.9167 | -21.2062 | -21.7116 | -22.2375 | -23.4418 | -21.7419 | -22.0319 | -22.4752 | -23.6391 | -23.5116 | -23.6893 | -23.5737
TSO | - | 31 | 35 | 34 | 2025 | Winter | Q, [%] | 0 | 2 | 18.54% | 18.8% | 18.96% | 18.97% | 19.15% | 19.5% | 19.03% | 16.88% | 16.78% | 17.19% | 17.22% | 17.49% | 17.01% | 17.24% | 17.65% | 18.08% | 19.06% | 17.68% | 17.91% | 18.27% | 19.22% | 19.12% | 19.26% | 19.17%
TSO | - | 31 | 34 | 35 | 2025 | Winter | S, [MVA] | 0 | 2 | 32.3275 | 31.8972 | 30.9288 | 30.7103 | 31.0266 | 34.0722 | 38.8229 | 43.0428 | 42.9431 | 42.2939 | 39.9766 | 40.3887 | 41.9151 | 39.5579 | 38.8546 | 39.0528 | 40.0008 | 42.868 | 42.4308 | 42.1607 | 41.7302 | 39.4855 | 38.083 | 34.3593
TSO | - | 31 | 34 | 35 | 2025 | Winter | S, [%] | 0 | 2 | 26.28% | 25.93% | 25.15% | 24.97% | 25.22% | 27.7% | 31.56% | 34.99% | 34.91% | 34.39% | 32.5% | 32.84% | 34.08% | 32.16% | 31.59% | 31.75% | 32.52% | 34.85% | 34.5% | 34.28% | 33.93% | 32.1% | 30.96% | 27.93%
TSO | - | 31 | 35 | 34 | 2025 | Winter | S, [MVA] | 0 | 2 | 32.3131 | 31.8928 | 30.9482 | 30.7351 | 31.045 | 34.022 | 38.6724 | 42.805 | 42.7082 | 42.0706 | 39.8016 | 40.2044 | 41.7002 | 39.3906 | 38.7024 | 38.8962 | 39.8224 | 42.6317 | 42.2029 | 41.9381 | 41.5147 | 39.3175 | 37.9443 | 34.302
TSO | - | 31 | 35 | 34 | 2025 | Winter | S, [%] | 0 | 2 | 26.27% | 25.93% | 25.16% | 24.99% | 25.24% | 27.66% | 31.44% | 34.8% | 34.72% | 34.2% | 32.36% | 32.69% | 33.9% | 32.02% | 31.47% | 31.62% | 32.38% | 34.66% | 34.31% | 34.1% | 33.75% | 31.97% | 30.85% | 27.89%
TSO | - | 32 | 35 | 36 | 2025 | Winter | P, [MW] | 0 | 2 | 3.358 | 3.2961 | 2.8898 | 2.846 | 3.2865 | 4.8621 | 3.9266 | 8.1344 | 7.3561 | 5.757 | 6.1756 | 4.6403 | 7.379 | 5.2822 | 6.1669 | 6.4056 | 6.0001 | 7.5557 | 8.4149 | 8.2251 | 7.0545 | 6.5817 | 6.2684 | 3.4041
TSO | - | 32 | 35 | 36 | 2025 | Winter | P, [%] | 0 | 2 | 2.73% | 2.68% | 2.349% | 2.314% | 2.672% | 3.953% | 3.192% | 6.613% | 5.981% | 4.68% | 5.021% | 3.773% | 5.999% | 4.294% | 5.014% | 5.208% | 4.878% | 6.143% | 6.841% | 6.687% | 5.735% | 5.351% | 5.096% | 2.768%
TSO | - | 32 | 36 | 35 | 2025 | Winter | P, [MW] | 0 | 2 | -3.3234 | -3.263 | -2.8564 | -2.8124 | -3.2519 | -4.825 | -3.885 | -8.0912 | -7.3136 | -5.7102 | -6.1315 | -4.5942 | -7.3313 | -5.2357 | -6.1217 | -6.3613 | -5.9524 | -7.5127 | -8.3696 | -8.1795 | -7.009 | -6.5372 | -6.2274 | -3.3659
TSO | - | 32 | 36 | 35 | 2025 | Winter | P, [%] | 0 | 2 | 2.702% | 2.653% | 2.322% | 2.287% | 2.644% | 3.923% | 3.159% | 6.578% | 5.946% | 4.642% | 4.985% | 3.735% | 5.96% | 4.257% | 4.977% | 5.172% | 4.839% | 6.108% | 6.805% | 6.65% | 5.698% | 5.315% | 5.063% | 2.737%
TSO | - | 32 | 35 | 36 | 2025 | Winter | Q, [MVAr] | 0 | 2 | 19.3511 | 18.8724 | 19.0644 | 19.0854 | 19.3056 | 19.7279 | 21.3051 | 20.5326 | 20.677 | 22.2566 | 21.4914 | 22.3588 | 22.0316 | 22.3204 | 21.7538 | 21.4618 | 22.3908 | 20.6957 | 20.9809 | 21.1559 | 21.5148 | 21.3874 | 20.4931 | 20.3774
TSO | - | 32 | 35 | 36 | 2025 | Winter | Q, [%] | 0 | 2 | 15.73% | 15.34% | 15.5% | 15.52% | 15.7% | 16.04% | 17.32% | 16.69% | 16.81% | 18.09% | 17.47% | 18.18% | 17.91% | 18.15% | 17.69% | 17.45% | 18.2% | 16.83% | 17.06% | 17.2% | 17.49% | 17.39% | 16.66% | 16.57%
TSO | - | 32 | 36 | 35 | 2025 | Winter | Q, [MVAr] | 0 | 2 | -19.6058 | -19.1313 | -19.3214 | -19.3422 | -19.5586 | -19.973 | -21.5389 | -20.7607 | -20.9077 | -22.4721 | -21.7171 | -22.5771 | -22.2441 | -22.5374 | -21.9757 | -21.6859 | -22.6015 | -20.924 | -21.2011 | -21.3748 | -21.7334 | -21.6089 | -20.7262 | -20.6191
TSO | - | 32 | 36 | 35 | 2025 | Winter | Q, [%] | 0 | 2 | 15.94% | 15.55% | 15.71% | 15.73% | 15.9% | 16.24% | 17.51% | 16.88% | 17% | 18.27% | 17.66% | 18.36% | 18.08% | 18.32% | 17.87% | 17.63% | 18.38% | 17.01% | 17.24% | 17.38% | 17.67% | 17.57% | 16.85% | 16.76%
TSO | - | 32 | 35 | 36 | 2025 | Winter | S, [MVA] | 0 | 2 | 19.6403 | 19.158 | 19.2822 | 19.2965 | 19.5834 | 20.3182 | 21.6639 | 22.0852 | 21.9466 | 22.9891 | 22.3611 | 22.8352 | 23.2344 | 22.9369 | 22.611 | 22.3974 | 23.1808 | 22.0318 | 22.6055 | 22.6985 | 22.6419 | 22.3772 | 21.4303 | 20.6598
TSO | - | 32 | 35 | 36 | 2025 | Winter | S, [%] | 0 | 2 | 15.97% | 15.58% | 15.68% | 15.69% | 15.92% | 16.52% | 17.61% | 17.96% | 17.84% | 18.69% | 18.18% | 18.57% | 18.89% | 18.65% | 18.38% | 18.21% | 18.85% | 17.91% | 18.38% | 18.45% | 18.41% | 18.19% | 17.42% | 16.8%
TSO | - | 32 | 36 | 35 | 2025 | Winter | S, [MVA] | 0 | 2 | 19.8855 | 19.4076 | 19.5314 | 19.5456 | 19.8272 | 20.5475 | 21.8864 | 22.2817 | 22.1499 | 23.1862 | 22.5661 | 23.0398 | 23.4211 | 23.1376 | 22.8124 | 22.5997 | 23.3722 | 22.2318 | 22.7934 | 22.8864 | 22.8356 | 22.5761 | 21.6415 | 20.892
TSO | - | 32 | 36 | 35 | 2025 | Winter | S, [%] | 0 | 2 | 16.17% | 15.78% | 15.88% | 15.89% | 16.12% | 16.71% | 17.79% | 18.12% | 18.01% | 18.85% | 18.35% | 18.73% | 19.04% | 18.81% | 18.55% | 18.37% | 19% | 18.07% | 18.53% | 18.61% | 18.57% | 18.35% | 17.59% | 16.99%
TSO | - | 33 | 42 | 72 | 2025 | Winter | P, [MW] | 0 | 2 | -16.5129 | -13.9221 | -11.7581 | -11.725 | -11.6187 | -19.2449 | -35.4849 | -35.2695 | -33.7311 | -29.9059 | -31.3792 | -34.75 | -30.9784 | -31.7438 | -28.325 | -24.7757 | -22.8954 | -32.3643 | -29.5806 | -28.971 | -27.0385 | -23.8738 | -22.9303 | -20.2623
TSO | - | 33 | 42 | 72 | 2025 | Winter | P, [%] | 0 | 2 | 18.35% | 15.47% | 13.06% | 13.03% | 12.91% | 21.38% | 39.43% | 39.19% | 37.48% | 33.23% | 34.87% | 38.61% | 34.42% | 35.27% | 31.47% | 27.53% | 25.44% | 35.96% | 32.87% | 32.19% | 30.04% | 26.53% | 25.48% | 22.51%
TSO | - | 33 | 72 | 42 | 2025 | Winter | P, [MW] | 0 | 2 | 16.7888 | 14.2079 | 12.0321 | 11.9961 | 11.8966 | 19.6155 | 36.1586 | 35.8795 | 34.2589 | 30.3547 | 31.8568 | 35.353 | 31.4655 | 32.2682 | 28.7623 | 25.1479 | 23.2609 | 32.8894 | 30.044 | 29.417 | 27.4584 | 24.2428 | 23.3054 | 20.621
TSO | - | 33 | 72 | 42 | 2025 | Winter | P, [%] | 0 | 2 | 18.65% | 15.79% | 13.37% | 13.33% | 13.22% | 21.8% | 40.18% | 39.87% | 38.07% | 33.73% | 35.4% | 39.28% | 34.96% | 35.85% | 31.96% | 27.94% | 25.85% | 36.54% | 33.38% | 32.69% | 30.51% | 26.94% | 25.89% | 22.91%
TSO | - | 33 | 42 | 72 | 2025 | Winter | Q, [MVAr] | 0 | 2 | 17.9796 | 20.3602 | 21.0197 | 20.8985 | 21.2554 | 20.5232 | 16.1702 | 12.2063 | 9.1881 | 11.1513 | 10.8537 | 13.1291 | 12.167 | 13.4946 | 13.6084 | 14.8116 | 16.7195 | 12.3601 | 13.1443 | 12.9148 | 14.2663 | 15.5501 | 17.1107 | 19.0656
TSO | - | 33 | 42 | 72 | 2025 | Winter | Q, [%] | 0 | 2 | 19.98% | 22.62% | 23.36% | 23.22% | 23.62% | 22.8% | 17.97% | 13.56% | 10.21% | 12.39% | 12.06% | 14.59% | 13.52% | 14.99% | 15.12% | 16.46% | 18.58% | 13.73% | 14.6% | 14.35% | 15.85% | 17.28% | 19.01% | 21.18%
TSO | - | 33 | 72 | 42 | 2025 | Winter | Q, [MVAr] | 0 | 2 | -18.3432 | -20.6866 | -21.3677 | -21.2535 | -21.5921 | -20.6607 | -15.6903 | -11.8806 | -9.0595 | -11.1769 | -10.8322 | -12.821 | -12.1092 | -13.3514 | -13.6539 | -14.9931 | -16.8981 | -12.2234 | -13.1331 | -12.9398 | -14.3353 | -15.7212 | -17.26 | -19.2405
TSO | - | 33 | 72 | 42 | 2025 | Winter | Q, [%] | 0 | 2 | 20.38% | 22.99% | 23.74% | 23.61% | 23.99% | 22.96% | 17.43% | 13.2% | 10.07% | 12.42% | 12.04% | 14.25% | 13.45% | 14.83% | 15.17% | 16.66% | 18.78% | 13.58% | 14.59% | 14.38% | 15.93% | 17.47% | 19.18% | 21.38%
TSO | - | 33 | 42 | 72 | 2025 | Winter | S, [MVA] | 0 | 2 | 24.4119 | 24.665 | 24.0849 | 23.9629 | 24.2237 | 28.1348 | 38.9956 | 37.322 | 34.9601 | 31.9173 | 33.2032 | 37.1475 | 33.2821 | 34.4931 | 31.4244 | 28.8655 | 28.3503 | 34.6442 | 32.3695 | 31.7192 | 30.5713 | 28.4915 | 28.6108 | 27.8219
TSO | - | 33 | 42 | 72 | 2025 | Winter | S, [%] | 0 | 2 | 27.12% | 27.41% | 26.76% | 26.63% | 26.92% | 31.26% | 43.33% | 41.47% | 38.84% | 35.46% | 36.89% | 41.28% | 36.98% | 38.33% | 34.92% | 32.07% | 31.5% | 38.49% | 35.97% | 35.24% | 33.97% | 31.66% | 31.79% | 30.91%
TSO | - | 33 | 72 | 42 | 2025 | Winter | S, [MVA] | 0 | 2 | 24.8664 | 25.0958 | 24.5224 | 24.4053 | 24.6525 | 28.4891 | 39.4161 | 37.7954 | 35.4365 | 32.347 | 33.6481 | 37.606 | 33.7151 | 34.9213 | 31.8386 | 29.2782 | 28.7509 | 35.0874 | 32.789 | 32.1371 | 30.9752 | 28.8942 | 29.0009 | 28.2032
TSO | - | 33 | 72 | 42 | 2025 | Winter | S, [%] | 0 | 2 | 27.63% | 27.88% | 27.25% | 27.12% | 27.39% | 31.65% | 43.8% | 41.99% | 39.37% | 35.94% | 37.39% | 41.78% | 37.46% | 38.8% | 35.38% | 32.53% | 31.95% | 38.99% | 36.43% | 35.71% | 34.42% | 32.1% | 32.22% | 31.34%
TSO | - | 34 | 72 | 103 | 2025 | Winter | P, [MW] | 0 | 2 | -1.0973 | -2.0726 | -2.0468 | -2.9396 | -2.1514 | -2.7604 | 0.7403 | 1.0964 | 4.0262 | 5.9437 | 5.0999 | 5.0866 | 3.9674 | 3.7996 | 3.7175 | 1.3022 | -0.17477 | 1.7519 | 2.1909 | 1.1685 | -1.2621 | -1.0781 | -2.033 | -2.207
TSO | - | 34 | 72 | 103 | 2025 | Winter | P, [%] | 0 | 2 | 0.4461% | 0.8425% | 0.832% | 1.195% | 0.8745% | 1.122% | 0.3009% | 0.4457% | 1.637% | 2.416% | 2.073% | 2.068% | 1.613% | 1.545% | 1.511% | 0.5293% | 0.07105% | 0.7121% | 0.8906% | 0.475% | 0.5131% | 0.4382% | 0.8264% | 0.8972%
TSO | - | 34 | 103 | 72 | 2025 | Winter | P, [MW] | 0 | 2 | 1.1346 | 2.1206 | 2.0967 | 2.9915 | 2.204 | 2.8092 | -0.71898 | -1.0883 | -4.0213 | -5.9346 | -5.0923 | -5.0754 | -3.9581 | -3.7883 | -3.7039 | -1.2862 | 0.19689 | -1.7465 | -2.1855 | -1.163 | 1.2707 | 1.0916 | 2.0545 | 2.2362
TSO | - | 34 | 103 | 72 | 2025 | Winter | P, [%] | 0 | 2 | 0.4612% | 0.862% | 0.8523% | 1.216% | 0.896% | 1.142% | 0.2923% | 0.4424% | 1.635% | 2.412% | 2.07% | 2.063% | 1.609% | 1.54% | 1.506% | 0.5228% | 0.08004% | 0.71% | 0.8884% | 0.4728% | 0.5165% | 0.4437% | 0.8352% | 0.909%
TSO | - | 34 | 72 | 103 | 2025 | Winter | Q, [MVAr] | 0 | 2 | -19.4845 | -21.7248 | -22.0669 | -22.3877 | -22.6058 | -21.8385 | -15.2802 | -9.7229 | -6.6424 | -8.1704 | -7.9989 | -10.0774 | -9.5783 | -10.7067 | -11.7712 | -13.2076 | -15.3295 | -7.9102 | -7.7007 | -8.0746 | -9.8236 | -12.0963 | -14.9217 | -17.1455
TSO | - | 34 | 72 | 103 | 2025 | Winter | Q, [%] | 0 | 2 | 7.921% | 8.831% | 8.97% | 9.101% | 9.189% | 8.877% | 6.211% | 3.952% | 2.7% | 3.321% | 3.252% | 4.097% | 3.894% | 4.352% | 4.785% | 5.369% | 6.232% | 3.216% | 3.13% | 3.282% | 3.993% | 4.917% | 6.066% | 6.97%
TSO | - | 34 | 103 | 72 | 2025 | Winter | Q, [MVAr] | 0 | 2 | 18.2001 | 20.5039 | 20.8613 | 21.1875 | 21.414 | 20.6192 | 13.8747 | 8.2488 | 5.1338 | 6.711 | 6.5087 | 8.6133 | 8.1176 | 9.2581 | 10.3383 | 11.7973 | 13.9692 | 6.4282 | 6.2377 | 6.6152 | 8.3967 | 10.7046 | 13.5714 | 15.8409
TSO | - | 34 | 103 | 72 | 2025 | Winter | Q, [%] | 0 | 2 | 7.398% | 8.335% | 8.48% | 8.613% | 8.705% | 8.382% | 5.64% | 3.353% | 2.087% | 2.728% | 2.646% | 3.501% | 3.3% | 3.763% | 4.203% | 4.796% | 5.679% | 2.613% | 2.536% | 2.689% | 3.413% | 4.351% | 5.517% | 6.439%
TSO | - | 34 | 72 | 103 | 2025 | Winter | S, [MVA] | 0 | 2 | 19.5153 | 21.8235 | 22.1616 | 22.5799 | 22.7079 | 22.0123 | 15.2981 | 9.7845 | 7.7674 | 10.1036 | 9.4864 | 11.2884 | 10.3674 | 11.3609 | 12.3443 | 13.2717 | 15.3305 | 8.1019 | 8.0063 | 8.1587 | 9.9044 | 12.1442 | 15.0595 | 17.2869
TSO | - | 34 | 72 | 103 | 2025 | Winter | S, [%] | 0 | 2 | 7.933% | 8.871% | 9.009% | 9.179% | 9.231% | 8.948% | 6.219% | 3.977% | 3.157% | 4.107% | 3.856% | 4.589% | 4.214% | 4.618% | 5.018% | 5.395% | 6.232% | 3.293% | 3.255% | 3.317% | 4.026% | 4.937% | 6.122% | 7.027%
TSO | - | 34 | 103 | 72 | 2025 | Winter | S, [MVA] | 0 | 2 | 18.2355 | 20.6133 | 20.9664 | 21.3976 | 21.5272 | 20.8096 | 13.8933 | 8.3203 | 6.5212 | 8.9586 | 8.264 | 9.9975 | 9.0311 | 10.0032 | 10.9817 | 11.8672 | 13.9706 | 6.6613 | 6.6095 | 6.7166 | 8.4923 | 10.7601 | 13.7261 | 15.998
TSO | - | 34 | 103 | 72 | 2025 | Winter | S, [%] | 0 | 2 | 7.413% | 8.379% | 8.523% | 8.698% | 8.751% | 8.459% | 5.648% | 3.382% | 2.651% | 3.642% | 3.359% | 4.064% | 3.671% | 4.066% | 4.464% | 4.824% | 5.679% | 2.708% | 2.687% | 2.73% | 3.452% | 4.374% | 5.58% | 6.503%
TSO | - | 36 | 1 | 2 | 2025 | Winter | P, [MW] | 0 | 2 | 21.6275 | 20.4904 | 19.2414 | 18.9722 | 18.6636 | 19.9458 | 23.8685 | 26.2936 | 28.5485 | 29.067 | 28.0774 | 28.298 | 28.5065 | 28.5732 | 27.0822 | 26.3186 | 26.8355 | 30.3832 | 29.7023 | 28.8713 | 28.677 | 26.5981 | 25.2191 | 23.597
TSO | - | 36 | 1 | 2 | 2025 | Winter | P, [%] | 0 | 2 | 54.07% | 51.23% | 48.1% | 47.43% | 46.66% | 49.86% | 59.67% | 65.73% | 71.37% | 72.67% | 70.19% | 70.75% | 71.27% | 71.43% | 67.71% | 65.8% | 67.09% | 75.96% | 74.26% | 72.18% | 71.69% | 66.5% | 63.05% | 58.99%
TSO | - | 36 | 2 | 1 | 2025 | Winter | P, [MW] | 0 | 2 | -21.5742 | -20.4422 | -19.1985 | -18.9304 | -18.6229 | -19.9001 | -23.8044 | -26.2167 | -28.4581 | -28.9734 | -27.9899 | -28.2092 | -28.4164 | -28.4826 | -27.0007 | -26.2415 | -26.7553 | -30.2809 | -29.6045 | -28.7787 | -28.5856 | -26.5192 | -25.1477 | -23.5342
TSO | - | 36 | 2 | 1 | 2025 | Winter | P, [%] | 0 | 2 | 53.94% | 51.11% | 48% | 47.33% | 46.56% | 49.75% | 59.51% | 65.54% | 71.15% | 72.43% | 69.97% | 70.52% | 71.04% | 71.21% | 67.5% | 65.6% | 66.89% | 75.7% | 74.01% | 71.95% | 71.46% | 66.3% | 62.87% | 58.84%
TSO | - | 36 | 1 | 2 | 2025 | Winter | Q, [MVAr] | 0 | 2 | -1.8878 | -2.3399 | -2.7866 | -2.7912 | -2.9676 | -2.3577 | -0.86431 | 1.143 | 2.3486 | 2.7303 | 2.1266 | 2.2911 | 2.1973 | 2.2058 | 1.1988 | 0.53129 | 0.81432 | 2.5047 | 2.1287 | 1.7703 | 1.1802 | 0.35071 | -0.55432 | -1.144
TSO | - | 36 | 1 | 2 | 2025 | Winter | Q, [%] | 0 | 2 | 4.719% | 5.85% | 6.966% | 6.978% | 7.419% | 5.894% | 2.161% | 2.858% | 5.872% | 6.826% | 5.316% | 5.728% | 5.493% | 5.514% | 2.997% | 1.328% | 2.036% | 6.262% | 5.322% | 4.426% | 2.951% | 0.8768% | 1.386% | 2.86%
TSO | - | 36 | 2 | 1 | 2025 | Winter | Q, [MVAr] | 0 | 2 | 3.4681 | 3.7701 | 4.0611 | 4.0311 | 4.1731 | 3.7141 | 2.7651 | 1.1361 | 0.33211 | 0.048088 | 0.46711 | 0.34309 | 0.4761 | 0.48009 | 1.2191 | 1.7581 | 1.5631 | 0.53109 | 0.77408 | 0.97408 | 1.5321 | 1.9901 | 2.6711 | 3.0071
TSO | - | 36 | 2 | 1 | 2025 | Winter | Q, [%] | 0 | 2 | 8.67% | 9.425% | 10.15% | 10.08% | 10.43% | 9.285% | 6.913% | 2.84% | 0.8303% | 0.1202% | 1.168% | 0.8577% | 1.19% | 1.2% | 3.048% | 4.395% | 3.908% | 1.328% | 1.935% | 2.435% | 3.83% | 4.975% | 6.678% | 7.518%
TSO | - | 36 | 1 | 2 | 2025 | Winter | S, [MVA] | 0 | 2 | 21.7097 | 20.6236 | 19.4422 | 19.1764 | 18.898 | 20.0847 | 23.8841 | 26.3184 | 28.6449 | 29.195 | 28.1578 | 28.3906 | 28.5911 | 28.6582 | 27.1087 | 26.324 | 26.8478 | 30.4863 | 29.7785 | 28.9255 | 28.7013 | 26.6004 | 25.2252 | 23.6247
TSO | - | 36 | 1 | 2 | 2025 | Winter | S, [%] | 0 | 2 | 54.27% | 51.56% | 48.61% | 47.94% | 47.25% | 50.21% | 59.71% | 65.8% | 71.61% | 72.99% | 70.39% | 70.98% | 71.48% | 71.65% | 67.77% | 65.81% | 67.12% | 76.22% | 74.45% | 72.31% | 71.75% | 66.5% | 63.06% | 59.06%
TSO | - | 36 | 2 | 1 | 2025 | Winter | S, [MVA] | 0 | 2 | 21.8512 | 20.7869 | 19.6233 | 19.3548 | 19.0848 | 20.2437 | 23.9644 | 26.2413 | 28.46 | 28.9734 | 27.9938 | 28.2113 | 28.4204 | 28.4867 | 27.0282 | 26.3003 | 26.801 | 30.2855 | 29.6146 | 28.7952 | 28.6266 | 26.5938 | 25.2892 | 23.7255
TSO | - | 36 | 2 | 1 | 2025 | Winter | S, [%] | 0 | 2 | 54.63% | 51.97% | 49.06% | 48.39% | 47.71% | 50.61% | 59.91% | 65.6% | 71.15% | 72.43% | 69.98% | 70.53% | 71.05% | 71.22% | 67.57% | 65.75% | 67% | 75.71% | 74.04% | 71.99% | 71.57% | 66.48% | 63.22% | 59.31%
TSO | - | 38 | 8 | 72 | 2025 | Winter | P, [MW] | 0 | 2 | 52.1424 | 39.7506 | 35.8654 | 34.9815 | 35.5144 | 42.7723 | 69.0101 | 80.2029 | 86.2381 | 88.2639 | 84.107 | 82.2173 | 79.5307 | 81.8125 | 76.8409 | 71.4079 | 68.7315 | 89.9568 | 85.1368 | 84.9483 | 81.007 | 74.4301 | 67.8035 | 61.4705
TSO | - | 38 | 8 | 72 | 2025 | Winter | P, [%] | 0 | 2 | 17.38% | 13.25% | 11.96% | 11.66% | 11.84% | 14.26% | 23% | 26.73% | 28.75% | 29.42% | 28.04% | 27.41% | 26.51% | 27.27% | 25.61% | 23.8% | 22.91% | 29.99% | 28.38% | 28.32% | 27% | 24.81% | 22.6% | 20.49%
TSO | - | 38 | 72 | 8 | 2025 | Winter | P, [MW] | 0 | 2 | -52.1124 | -39.7262 | -35.8426 | -34.9588 | -35.4911 | -42.7457 | -68.9659 | -80.1491 | -86.1793 | -88.2002 | -84.0511 | -82.162 | -79.4782 | -81.7568 | -76.7913 | -71.3635 | -68.687 | -89.8906 | -85.0765 | -84.8881 | -80.9497 | -74.3798 | -67.7599 | -61.4309
TSO | - | 38 | 72 | 8 | 2025 | Winter | P, [%] | 0 | 2 | 17.37% | 13.24% | 11.95% | 11.65% | 11.83% | 14.25% | 22.99% | 26.72% | 28.73% | 29.4% | 28.02% | 27.39% | 26.49% | 27.25% | 25.6% | 23.79% | 22.9% | 29.96% | 28.36% | 28.3% | 26.98% | 24.79% | 22.59% | 20.48%
TSO | - | 38 | 8 | 72 | 2025 | Winter | Q, [MVAr] | 0 | 2 | -29.4558 | -35.5077 | -36.7248 | -37.4578 | -37.6008 | -35.6807 | -27.9015 | -21.2514 | -15.8055 | -18.1683 | -13.7454 | -18.4045 | -19.1496 | -19.5479 | -18.9502 | -21.1427 | -26.1161 | -19.7592 | -19.5327 | -19.6979 | -23.178 | -24.4911 | -25.9782 | -30.3744
TSO | - | 38 | 8 | 72 | 2025 | Winter | Q, [%] | 0 | 2 | 9.819% | 11.84% | 12.24% | 12.49% | 12.53% | 11.89% | 9.3% | 7.084% | 5.268% | 6.056% | 4.582% | 6.135% | 6.383% | 6.516% | 6.317% | 7.048% | 8.705% | 6.586% | 6.511% | 6.566% | 7.726% | 8.164% | 8.659% | 10.12%
TSO | - | 38 | 72 | 8 | 2025 | Winter | Q, [MVAr] | 0 | 2 | 30.7338 | 36.5452 | 37.6944 | 38.4241 | 38.5892 | 36.8129 | 29.7812 | 23.5367 | 18.3049 | 20.8766 | 16.1185 | 20.7545 | 21.3808 | 21.9167 | 21.0583 | 23.0322 | 28.0035 | 22.5735 | 22.0964 | 22.259 | 25.6133 | 26.6279 | 27.8348 | 32.0596
TSO | - | 38 | 72 | 8 | 2025 | Winter | Q, [%] | 0 | 2 | 10.24% | 12.18% | 12.56% | 12.81% | 12.86% | 12.27% | 9.927% | 7.846% | 6.102% | 6.959% | 5.373% | 6.918% | 7.127% | 7.306% | 7.019% | 7.677% | 9.335% | 7.524% | 7.365% | 7.42% | 8.538% | 8.876% | 9.278% | 10.69%
TSO | - | 38 | 8 | 72 | 2025 | Winter | S, [MVA] | 0 | 2 | 59.8872 | 53.3002 | 51.3326 | 51.2522 | 51.7213 | 55.7008 | 74.4371 | 82.9706 | 87.6745 | 90.1144 | 85.2228 | 84.252 | 81.8037 | 84.1154 | 79.1431 | 74.4722 | 73.5259 | 92.1013 | 87.3488 | 87.2022 | 84.2576 | 78.3559 | 72.6098 | 68.5655
TSO | - | 38 | 8 | 72 | 2025 | Winter | S, [%] | 0 | 2 | 19.96% | 17.77% | 17.11% | 17.08% | 17.24% | 18.57% | 24.81% | 27.66% | 29.22% | 30.04% | 28.41% | 28.08% | 27.27% | 28.04% | 26.38% | 24.82% | 24.51% | 30.7% | 29.12% | 29.07% | 28.09% | 26.12% | 24.2% | 22.86%
TSO | - | 38 | 72 | 8 | 2025 | Winter | S, [MVA] | 0 | 2 | 60.5001 | 53.9789 | 52.015 | 51.9473 | 52.4285 | 56.4126 | 75.1213 | 83.5336 | 88.1019 | 90.6372 | 85.5827 | 84.7428 | 82.3038 | 84.6434 | 79.6264 | 74.9882 | 74.1762 | 92.6816 | 87.8992 | 87.7579 | 84.9052 | 79.0025 | 73.2542 | 69.2933
TSO | - | 38 | 72 | 8 | 2025 | Winter | S, [%] | 0 | 2 | 20.17% | 17.99% | 17.34% | 17.32% | 17.48% | 18.8% | 25.04% | 27.84% | 29.37% | 30.21% | 28.53% | 28.25% | 27.43% | 28.21% | 26.54% | 25% | 24.73% | 30.89% | 29.3% | 29.25% | 28.3% | 26.33% | 24.42% | 23.1%
TSO | - | 41 | 11 | 12 | 2025 | Winter | P, [MW] | 0 | 2 | 190.053 | 169.804 | 158.976 | 154.2222 | 147.7704 | 162.7893 | 225.9437 | 247.1072 | 266.5169 | 265.992 | 276.7578 | 284.4022 | 273.456 | 275.203 | 258.2291 | 247.7185 | 249.6862 | 301.6098 | 293.9497 | 291.1584 | 291.0438 | 271.1821 | 254.479 | 225.9769
TSO | - | 41 | 11 | 12 | 2025 | Winter | P, [%] | 0 | 2 | 31.68% | 28.3% | 26.5% | 25.7% | 24.63% | 27.13% | 37.66% | 41.18% | 44.42% | 44.33% | 46.13% | 47.4% | 45.58% | 45.87% | 43.04% | 41.29% | 41.61% | 50.27% | 48.99% | 48.53% | 48.51% | 45.2% | 42.41% | 37.66%
TSO | - | 41 | 12 | 11 | 2025 | Winter | P, [MW] | 0 | 2 | -189.9228 | -169.696 | -158.8805 | -154.1318 | -147.6867 | -162.6899 | -225.7719 | -246.9061 | -266.2869 | -265.7569 | -276.5073 | -284.1352 | -273.2069 | -274.9505 | -258.0055 | -247.5111 | -249.4711 | -301.3085 | -293.6596 | -290.8729 | -290.7553 | -270.9289 | -254.2537 | -225.7963
TSO | - | 41 | 12 | 11 | 2025 | Winter | P, [%] | 0 | 2 | 31.65% | 28.28% | 26.48% | 25.69% | 24.61% | 27.11% | 37.63% | 41.15% | 44.38% | 44.29% | 46.08% | 47.36% | 45.53% | 45.83% | 43% | 41.25% | 41.58% | 50.22% | 48.94% | 48.48% | 48.46% | 45.15% | 42.38% | 37.63%
TSO | - | 41 | 11 | 12 | 2025 | Winter | Q, [MVAr] | 0 | 2 | -23.1182 | -29.8197 | -28.9202 | -30.5444 | -31.2545 | -29.4528 | -5.2541 | 12.5023 | 20.9166 | 28.0489 | 32.8075 | 32.4534 | 35.1208 | 30.0401 | 27.4693 | 16.9723 | 15.473 | 40.6796 | 40.9601 | 41.9479 | 32.4055 | 18.7634 | 9.4057 | 1.7569
TSO | - | 41 | 11 | 12 | 2025 | Winter | Q, [%] | 0 | 2 | 3.853% | 4.97% | 4.82% | 5.091% | 5.209% | 4.909% | 0.8757% | 2.084% | 3.486% | 4.675% | 5.468% | 5.409% | 5.853% | 5.007% | 4.578% | 2.829% | 2.579% | 6.78% | 6.827% | 6.991% | 5.401% | 3.127% | 1.568% | 0.2928%
TSO | - | 41 | 12 | 11 | 2025 | Winter | Q, [MVAr] | 0 | 2 | 30.8997 | 36.2761 | 34.6276 | 35.9463 | 36.2621 | 35.3906 | 15.5227 | -0.48594 | -7.1672 | -13.9958 | -17.8363 | -16.4951 | -20.2364 | -14.9481 | -14.105 | -4.5758 | -2.6151 | -22.6705 | -23.6197 | -24.8824 | -15.1618 | -3.6295 | 4.0646 | 9.0367
TSO | - | 41 | 12 | 11 | 2025 | Winter | Q, [%] | 0 | 2 | 5.15% | 6.046% | 5.771% | 5.991% | 6.044% | 5.898% | 2.587% | 0.08099% | 1.195% | 2.333% | 2.973% | 2.749% | 3.373% | 2.491% | 2.351% | 0.7626% | 0.4359% | 3.778% | 3.937% | 4.147% | 2.527% | 0.6049% | 0.6774% | 1.506%
TSO | - | 41 | 11 | 12 | 2025 | Winter | S, [MVA] | 0 | 2 | 191.4539 | 172.4025 | 161.5851 | 157.2178 | 151.0395 | 165.4322 | 226.0048 | 247.4232 | 267.3365 | 267.4668 | 278.6956 | 286.2478 | 275.7021 | 276.8376 | 259.686 | 248.2992 | 250.1651 | 304.3408 | 296.7898 | 294.1647 | 292.8423 | 271.8304 | 254.6528 | 225.9837
TSO | - | 41 | 11 | 12 | 2025 | Winter | S, [%] | 0 | 2 | 31.91% | 28.73% | 26.93% | 26.2% | 25.17% | 27.57% | 37.67% | 41.24% | 44.56% | 44.58% | 46.45% | 47.71% | 45.95% | 46.14% | 43.28% | 41.38% | 41.69% | 50.72% | 49.46% | 49.03% | 48.81% | 45.31% | 42.44% | 37.66%
TSO | - | 41 | 12 | 11 | 2025 | Winter | S, [MVA] | 0 | 2 | 192.42 | 173.5301 | 162.6102 | 158.268 | 152.0733 | 166.4948 | 226.3049 | 246.9066 | 266.3833 | 266.1252 | 277.082 | 284.6136 | 273.9554 | 275.3565 | 258.3908 | 247.5534 | 249.4848 | 302.1602 | 294.608 | 291.9352 | 291.1503 | 270.9532 | 254.2861 | 225.9771
TSO | - | 41 | 12 | 11 | 2025 | Winter | S, [%] | 0 | 2 | 32.07% | 28.92% | 27.1% | 26.38% | 25.35% | 27.75% | 37.72% | 41.15% | 44.4% | 44.35% | 46.18% | 47.44% | 45.66% | 45.89% | 43.07% | 41.26% | 41.58% | 50.36% | 49.1% | 48.66% | 48.53% | 45.16% | 42.38% | 37.66%
TSO | - | 44 | 13 | 14 | 2025 | Winter | P, [MW] | 0 | 2 | 32.3995 | 33.496 | 32.0921 | 30.624 | 28.8014 | 30.0748 | 37.7548 | 34.3751 | 36.9675 | 36.9736 | 42.1986 | 47.5365 | 43.5406 | 43.9235 | 40.9488 | 39.2893 | 41.0637 | 44.4288 | 44.7023 | 43.3609 | 44.7515 | 42.9955 | 42.2976 | 37.9852
TSO | - | 44 | 13 | 14 | 2025 | Winter | P, [%] | 0 | 2 | 8.1% | 8.374% | 8.023% | 7.656% | 7.2% | 7.519% | 9.439% | 8.594% | 9.242% | 9.243% | 10.55% | 11.88% | 10.89% | 10.98% | 10.24% | 9.822% | 10.27% | 11.11% | 11.18% | 10.84% | 11.19% | 10.75% | 10.57% | 9.496%
TSO | - | 44 | 14 | 13 | 2025 | Winter | P, [MW] | 0 | 2 | -32.3948 | -33.491 | -32.0875 | -30.6198 | -28.7977 | -30.0707 | -37.7484 | -34.3697 | -36.9613 | -36.9675 | -42.1906 | -47.5263 | -43.5321 | -43.9148 | -40.9412 | -39.2824 | -41.0561 | -44.4199 | -44.6933 | -43.3525 | -44.7425 | -42.9871 | -42.2896 | -37.9787
TSO | - | 44 | 14 | 13 | 2025 | Winter | P, [%] | 0 | 2 | 8.099% | 8.373% | 8.022% | 7.655% | 7.199% | 7.518% | 9.437% | 8.592% | 9.24% | 9.242% | 10.55% | 11.88% | 10.88% | 10.98% | 10.24% | 9.821% | 10.26% | 11.1% | 11.17% | 10.84% | 11.19% | 10.75% | 10.57% | 9.495%
TSO | - | 44 | 13 | 14 | 2025 | Winter | Q, [MVAr] | 0 | 2 | -0.37201 | -0.38461 | -0.36848 | -0.3516 | -0.33067 | -0.34533 | -0.43367 | -0.39471 | -0.42449 | -0.42457 | -0.48457 | -0.54588 | -0.49998 | -0.50438 | -0.47022 | -0.45115 | -0.47152 | -0.51017 | -0.51331 | -0.49791 | -0.51387 | -0.4937 | -0.48569 | -0.43616
TSO | - | 44 | 13 | 14 | 2025 | Winter | Q, [%] | 0 | 2 | 0.093% | 0.09615% | 0.09212% | 0.0879% | 0.08267% | 0.08633% | 0.1084% | 0.09868% | 0.1061% | 0.1061% | 0.1211% | 0.1365% | 0.125% | 0.1261% | 0.1176% | 0.1128% | 0.1179% | 0.1275% | 0.1283% | 0.1245% | 0.1285% | 0.1234% | 0.1214% | 0.109%
TSO | - | 44 | 14 | 13 | 2025 | Winter | Q, [MVAr] | 0 | 2 | 0.78332 | 0.82425 | 0.77201 | 0.71902 | 0.65562 | 0.69968 | 0.99232 | 0.85778 | 0.96011 | 0.96037 | 1.1826 | 1.4318 | 1.2431 | 1.2607 | 1.1275 | 1.0562 | 1.1325 | 1.284 | 1.2967 | 1.235 | 1.299 | 1.2184 | 1.187 | 1.0017
TSO | - | 44 | 14 | 13 | 2025 | Winter | Q, [%] | 0 | 2 | 0.1958% | 0.2061% | 0.193% | 0.1798% | 0.1639% | 0.1749% | 0.2481% | 0.2144% | 0.24% | 0.2401% | 0.2956% | 0.3579% | 0.3108% | 0.3152% | 0.2819% | 0.264% | 0.2831% | 0.321% | 0.3242% | 0.3087% | 0.3247% | 0.3046% | 0.2967% | 0.2504%
TSO | - | 44 | 13 | 14 | 2025 | Winter | S, [MVA] | 0 | 2 | 32.4017 | 33.4982 | 32.0942 | 30.6261 | 28.8033 | 30.0767 | 37.7573 | 34.3773 | 36.9699 | 36.9761 | 42.2014 | 47.5396 | 43.5435 | 43.9264 | 40.9515 | 39.2919 | 41.0664 | 44.4317 | 44.7053 | 43.3638 | 44.7545 | 42.9983 | 42.3004 | 37.9877
TSO | - | 44 | 13 | 14 | 2025 | Winter | S, [%] | 0 | 2 | 8.1% | 8.375% | 8.024% | 7.657% | 7.201% | 7.519% | 9.439% | 8.594% | 9.242% | 9.244% | 10.55% | 11.88% | 10.89% | 10.98% | 10.24% | 9.823% | 10.27% | 11.11% | 11.18% | 10.84% | 11.19% | 10.75% | 10.58% | 9.497%
TSO | - | 44 | 14 | 13 | 2025 | Winter | S, [MVA] | 0 | 2 | 32.4043 | 33.5011 | 32.0967 | 30.6283 | 28.8051 | 30.0788 | 37.7614 | 34.3804 | 36.9738 | 36.98 | 42.2071 | 47.5479 | 43.5498 | 43.9329 | 40.9568 | 39.2965 | 41.0718 | 44.4385 | 44.7121 | 43.3701 | 44.7614 | 43.0044 | 42.3062 | 37.9919
TSO | - | 44 | 14 | 13 | 2025 | Winter | S, [%] | 0 | 2 | 8.101% | 8.375% | 8.024% | 7.657% | 7.201% | 7.52% | 9.44% | 8.595% | 9.243% | 9.245% | 10.55% | 11.89% | 10.89% | 10.98% | 10.24% | 9.824% | 10.27% | 11.11% | 11.18% | 10.84% | 11.19% | 10.75% | 10.58% | 9.498%
TSO | - | 45 | 13 | 15 | 2025 | Winter | P, [MW] | 0 | 2 | 126.0868 | 109.7302 | 101.7552 | 97.6988 | 96.4978 | 107.026 | 166.3374 | 171.3614 | 187.4079 | 192.8642 | 196.7508 | 205.8655 | 190.7016 | 196.3926 | 182.7817 | 168.3317 | 164.5954 | 203.4171 | 194.8559 | 190.7442 | 184.3464 | 172.0408 | 161.0674 | 146.6631
TSO | - | 45 | 13 | 15 | 2025 | Winter | P, [%] | 0 | 2 | 21.01% | 18.29% | 16.96% | 16.28% | 16.08% | 17.84% | 27.72% | 28.56% | 31.23% | 32.14% | 32.79% | 34.31% | 31.78% | 32.73% | 30.46% | 28.06% | 27.43% | 33.9% | 32.48% | 31.79% | 30.72% | 28.67% | 26.84% | 24.44%
TSO | - | 45 | 15 | 13 | 2025 | Winter | P, [MW] | 0 | 2 | -126.0362 | -109.6862 | -101.7149 | -97.6607 | -96.4601 | -106.984 | -166.2642 | -171.2878 | -187.3224 | -192.7716 | -196.6561 | -205.7606 | -190.6109 | -196.2959 | -182.6969 | -168.2578 | -164.5221 | -203.3145 | -194.7605 | -190.6524 | -184.2586 | -171.9623 | -160.9954 | -146.6
TSO | - | 45 | 15 | 13 | 2025 | Winter | P, [%] | 0 | 2 | 21.01% | 18.28% | 16.95% | 16.28% | 16.08% | 17.83% | 27.71% | 28.55% | 31.22% | 32.13% | 32.78% | 34.29% | 31.77% | 32.72% | 30.45% | 28.04% | 27.42% | 33.89% | 32.46% | 31.78% | 30.71% | 28.66% | 26.83% | 24.43%
TSO | - | 45 | 13 | 15 | 2025 | Winter | Q, [MVAr] | 0 | 2 | -54.1415 | -63.3118 | -65.0165 | -65.331 | -65.4208 | -62.3231 | -33.9765 | -16.1388 | -3.3775 | -2.8964 | -3.0032 | -7.9429 | -9.1008 | -10.9465 | -16.4698 | -25.1088 | -31.6017 | -6.9175 | -7.3363 | -10.0596 | -17.4248 | -24.5349 | -36.5665 | -44.8502
TSO | - | 45 | 13 | 15 | 2025 | Winter | Q, [%] | 0 | 2 | 9.024% | 10.55% | 10.84% | 10.89% | 10.9% | 10.39% | 5.663% | 2.69% | 0.5629% | 0.4827% | 0.5005% | 1.324% | 1.517% | 1.824% | 2.745% | 4.185% | 5.267% | 1.153% | 1.223% | 1.677% | 2.904% | 4.089% | 6.094% | 7.475%
TSO | - | 45 | 15 | 13 | 2025 | Winter | Q, [MVAr] | 0 | 2 | 57.9959 | 66.6729 | 68.0921 | 68.2411 | 68.2962 | 65.529 | 39.5611 | 21.753 | 9.9035 | 9.9562 | 10.2311 | 15.9492 | 16.0251 | 18.323 | 22.9411 | 30.7512 | 37.192 | 14.7462 | 14.6128 | 17.0648 | 24.1228 | 30.524 | 42.0583 | 49.6668
TSO | - | 45 | 15 | 13 | 2025 | Winter | Q, [%] | 0 | 2 | 9.666% | 11.11% | 11.35% | 11.37% | 11.38% | 10.92% | 6.594% | 3.626% | 1.651% | 1.659% | 1.705% | 2.658% | 2.671% | 3.054% | 3.824% | 5.125% | 6.199% | 2.458% | 2.435% | 2.844% | 4.02% | 5.087% | 7.01% | 8.278%
TSO | - | 45 | 13 | 15 | 2025 | Winter | S, [MVA] | 0 | 2 | 137.2194 | 126.6851 | 120.7529 | 117.5295 | 116.5835 | 123.8496 | 169.772 | 172.1197 | 187.4384 | 192.8859 | 196.7738 | 206.0187 | 190.9187 | 196.6974 | 183.5223 | 170.1941 | 167.6017 | 203.5347 | 194.9939 | 191.0093 | 185.1681 | 173.7815 | 165.166 | 153.3676
TSO | - | 45 | 13 | 15 | 2025 | Winter | S, [%] | 0 | 2 | 22.87% | 21.11% | 20.13% | 19.59% | 19.43% | 20.64% | 28.3% | 28.69% | 31.24% | 32.15% | 32.8% | 34.34% | 31.82% | 32.78% | 30.59% | 28.37% | 27.93% | 33.92% | 32.5% | 31.83% | 30.86% | 28.96% | 27.53% | 25.56%
TSO | - | 45 | 15 | 13 | 2025 | Winter | S, [MVA] | 0 | 2 | 138.7395 | 128.3602 | 122.4028 | 119.1405 | 118.1902 | 125.4576 | 170.906 | 172.6635 | 187.584 | 193.0286 | 196.9221 | 206.3778 | 191.2833 | 197.1492 | 184.1316 | 171.0448 | 168.6736 | 203.8485 | 195.3079 | 191.4146 | 185.831 | 174.6504 | 166.3984 | 154.7848
TSO | - | 45 | 15 | 13 | 2025 | Winter | S, [%] | 0 | 2 | 23.12% | 21.39% | 20.4% | 19.86% | 19.7% | 20.91% | 28.48% | 28.78% | 31.26% | 32.17% | 32.82% | 34.4% | 31.88% | 32.86% | 30.69% | 28.51% | 28.11% | 33.97% | 32.55% | 31.9% | 30.97% | 29.11% | 27.73% | 25.8%
TSO | - | 47 | 19 | 20 | 2025 | Winter | P, [MW] | 0 | 2 | 4.282 | 4.2978 | 4.2467 | 4.1687 | 4.5338 | 4.2127 | 4.3382 | 3.3753 | 2.89 | 2.5571 | 3.0216 | 3.438 | 3.8021 | 4.2104 | 4.1113 | 3.6132 | 3.5902 | 3.9685 | 3.9395 | 3.794 | 3.9034 | 4.383 | 4.4432 | 4.1322
TSO | - | 47 | 19 | 20 | 2025 | Winter | P, [%] | 0 | 2 | 21.41% | 21.49% | 21.23% | 20.84% | 22.67% | 21.06% | 21.69% | 16.88% | 14.45% | 12.79% | 15.11% | 17.19% | 19.01% | 21.05% | 20.56% | 18.07% | 17.95% | 19.84% | 19.7% | 18.97% | 19.52% | 21.91% | 22.22% | 20.66%
TSO | - | 47 | 20 | 19 | 2025 | Winter | P, [MW] | 0 | 2 | -4.2768 | -4.2926 | -4.2416 | -4.1638 | -4.5281 | -4.2078 | -4.3329 | -3.3721 | -2.8877 | -2.5553 | -3.019 | -3.4346 | -3.7978 | -4.2052 | -4.1065 | -3.6095 | -3.5866 | -3.9638 | -3.9349 | -3.7897 | -3.8991 | -4.3776 | -4.4377 | -4.1274
TSO | - | 47 | 20 | 19 | 2025 | Winter | P, [%] | 0 | 2 | 21.38% | 21.46% | 21.21% | 20.82% | 22.64% | 21.04% | 21.66% | 16.86% | 14.44% | 12.78% | 15.09% | 17.17% | 18.99% | 21.03% | 20.53% | 18.05% | 17.93% | 19.82% | 19.67% | 18.95% | 19.5% | 21.89% | 22.19% | 20.64%
TSO | - | 47 | 19 | 20 | 2025 | Winter | Q, [MVAr] | 0 | 2 | -0.073087 | -0.072061 | -0.073583 | -0.076187 | -0.055768 | -0.068308 | -0.070895 | -0.10479 | -0.11869 | -0.12696 | -0.11515 | -0.66857 | -0.84511 | -0.83018 | -0.079671 | -0.097228 | -0.29251 | -0.86103 | -0.86207 | -0.86721 | -0.10921 | -0.091087 | -0.088662 | -0.10068
TSO | - | 47 | 19 | 20 | 2025 | Winter | Q, [%] | 0 | 2 | 0.3654% | 0.3603% | 0.3679% | 0.3809% | 0.2788% | 0.3415% | 0.3545% | 0.524% | 0.5934% | 0.6348% | 0.5757% | 3.343% | 4.226% | 4.151% | 0.3984% | 0.4861% | 1.463% | 4.305% | 4.31% | 4.336% | 0.5461% | 0.4554% | 0.4433% | 0.5034%
TSO | - | 47 | 20 | 19 | 2025 | Winter | Q, [MVAr] | 0 | 2 | 0.15695 | 0.15655 | 0.15608 | 0.1557 | 0.14977 | 0.1495 | 0.15697 | 0.15697 | 0.15698 | 0.15697 | 0.15699 | 0.72498 | 0.91498 | 0.91498 | 0.15699 | 0.15699 | 0.35197 | 0.93698 | 0.93698 | 0.93698 | 0.17897 | 0.17897 | 0.17897 | 0.17883
TSO | - | 47 | 20 | 19 | 2025 | Winter | Q, [%] | 0 | 2 | 0.7847% | 0.7828% | 0.7804% | 0.7785% | 0.7488% | 0.7475% | 0.7848% | 0.7848% | 0.7849% | 0.7849% | 0.785% | 3.625% | 4.575% | 4.575% | 0.785% | 0.785% | 1.76% | 4.685% | 4.685% | 4.685% | 0.8948% | 0.8949% | 0.8949% | 0.8942%
TSO | - | 47 | 19 | 20 | 2025 | Winter | S, [MVA] | 0 | 2 | 4.2826 | 4.2984 | 4.2473 | 4.1694 | 4.5342 | 4.2133 | 4.3388 | 3.3769 | 2.8925 | 2.5603 | 3.0237 | 3.5024 | 3.8949 | 4.2915 | 4.112 | 3.6145 | 3.6021 | 4.0608 | 4.0327 | 3.8918 | 3.9049 | 4.3839 | 4.4441 | 4.1334
TSO | - | 47 | 19 | 20 | 2025 | Winter | S, [%] | 0 | 2 | 21.41% | 21.49% | 21.24% | 20.85% | 22.67% | 21.07% | 21.69% | 16.88% | 14.46% | 12.8% | 15.12% | 17.51% | 19.47% | 21.46% | 20.56% | 18.07% | 18.01% | 20.3% | 20.16% | 19.46% | 19.52% | 21.92% | 22.22% | 20.67%
TSO | - | 47 | 20 | 19 | 2025 | Winter | S, [MVA] | 0 | 2 | 4.2797 | 4.2954 | 4.2445 | 4.1667 | 4.5305 | 4.2104 | 4.3358 | 3.3758 | 2.8919 | 2.5601 | 3.0231 | 3.5102 | 3.9065 | 4.3036 | 4.1095 | 3.6129 | 3.6038 | 4.0731 | 4.0449 | 3.9038 | 3.9032 | 4.3812 | 4.4413 | 4.1313
TSO | - | 47 | 20 | 19 | 2025 | Winter | S, [%] | 0 | 2 | 21.4% | 21.48% | 21.22% | 20.83% | 22.65% | 21.05% | 21.68% | 16.88% | 14.46% | 12.8% | 15.12% | 17.55% | 19.53% | 21.52% | 20.55% | 18.06% | 18.02% | 20.37% | 20.22% | 19.52% | 19.52% | 21.91% | 22.21% | 20.66%
TSO | - | 48 | 19 | 21 | 2025 | Winter | P, [MW] | 0 | 2 | 7.3101 | 6.9018 | 6.4311 | 6.3293 | 6.1295 | 6.6165 | 9.852 | 11.0477 | 11.7509 | 11.8682 | 11.2565 | 11.7949 | 11.9498 | 11.9864 | 10.7537 | 10.0827 | 10.4198 | 12.4008 | 11.6104 | 11.3589 | 11.202 | 10.3286 | 9.3582 | 8.4469
TSO | - | 48 | 19 | 21 | 2025 | Winter | P, [%] | 0 | 2 | 36.55% | 34.51% | 32.16% | 31.65% | 30.65% | 33.08% | 49.26% | 55.24% | 58.75% | 59.34% | 56.28% | 58.97% | 59.75% | 59.93% | 53.77% | 50.41% | 52.1% | 62% | 58.05% | 56.79% | 56.01% | 51.64% | 46.79% | 42.23%
TSO | - | 48 | 21 | 19 | 2025 | Winter | P, [MW] | 0 | 2 | -7.2944 | -6.8877 | -6.4188 | -6.3173 | -6.1182 | -6.6035 | -9.8245 | -11.0137 | -11.7124 | -11.8289 | -11.2211 | -11.7561 | -11.91 | -11.9464 | -10.7214 | -10.0541 | -10.3892 | -12.3577 | -11.5725 | -11.3227 | -11.1668 | -10.2986 | -9.333 | -8.4263
TSO | - | 48 | 21 | 19 | 2025 | Winter | P, [%] | 0 | 2 | 36.47% | 34.44% | 32.09% | 31.59% | 30.59% | 33.02% | 49.12% | 55.07% | 58.56% | 59.14% | 56.11% | 58.78% | 59.55% | 59.73% | 53.61% | 50.27% | 51.95% | 61.79% | 57.86% | 56.61% | 55.83% | 51.49% | 46.67% | 42.13%
TSO | - | 48 | 19 | 21 | 2025 | Winter | Q, [MVAr] | 0 | 2 | -1.3761 | -1.4028 | -1.4316 | -1.4371 | -1.4431 | -1.4139 | -0.77688 | 0.30078 | 0.56512 | 0.57803 | 0.51213 | 0.56995 | 0.58707 | 0.59116 | 0.2659 | -0.38117 | -0.34893 | -0.13839 | -0.22673 | -0.25364 | -0.27011 | -0.35775 | -1.1951 | -1.2706
TSO | - | 48 | 19 | 21 | 2025 | Winter | Q, [%] | 0 | 2 | 6.881% | 7.014% | 7.158% | 7.186% | 7.216% | 7.069% | 3.884% | 1.504% | 2.826% | 2.89% | 2.561% | 2.85% | 2.935% | 2.956% | 1.329% | 1.906% | 1.745% | 0.692% | 1.134% | 1.268% | 1.351% | 1.789% | 5.975% | 6.353%
TSO | - | 48 | 21 | 19 | 2025 | Winter | Q, [MVAr] | 0 | 2 | 1.6389 | 1.6385 | 1.6379 | 1.6374 | 1.6317 | 1.6315 | 1.238 | 0.26997 | 0.079982 | 0.079973 | 0.079992 | 0.079982 | 0.079984 | 0.079981 | 0.27499 | 0.85999 | 0.85997 | 0.85998 | 0.85998 | 0.85998 | 0.85997 | 0.85997 | 1.617 | 1.6168
TSO | - | 48 | 21 | 19 | 2025 | Winter | Q, [%] | 0 | 2 | 8.195% | 8.193% | 8.19% | 8.187% | 8.159% | 8.157% | 6.19% | 1.35% | 0.3999% | 0.3999% | 0.4% | 0.3999% | 0.3999% | 0.3999% | 1.375% | 4.3% | 4.3% | 4.3% | 4.3% | 4.3% | 4.3% | 4.3% | 8.085% | 8.084%
TSO | - | 48 | 19 | 21 | 2025 | Winter | S, [MVA] | 0 | 2 | 7.4385 | 7.0429 | 6.5885 | 6.4904 | 6.2971 | 6.7658 | 9.8826 | 11.0518 | 11.7645 | 11.8822 | 11.2681 | 11.8086 | 11.9642 | 12.001 | 10.757 | 10.0899 | 10.4256 | 12.4015 | 11.6126 | 11.3617 | 11.2053 | 10.3348 | 9.4342 | 8.542
TSO | - | 48 | 19 | 21 | 2025 | Winter | S, [%] | 0 | 2 | 37.19% | 35.21% | 32.94% | 32.45% | 31.49% | 33.83% | 49.41% | 55.26% | 58.82% | 59.41% | 56.34% | 59.04% | 59.82% | 60.01% | 53.78% | 50.45% | 52.13% | 62.01% | 58.06% | 56.81% | 56.03% | 51.67% | 47.17% | 42.71%
TSO | - | 48 | 21 | 19 | 2025 | Winter | S, [MVA] | 0 | 2 | 7.4763 | 7.0799 | 6.6245 | 6.5261 | 6.3321 | 6.802 | 9.9022 | 11.017 | 11.7127 | 11.8292 | 11.2214 | 11.7563 | 11.9103 | 11.9466 | 10.7249 | 10.0908 | 10.4248 | 12.3876 | 11.6045 | 11.3553 | 11.1999 | 10.3345 | 9.4721 | 8.58
TSO | - | 48 | 21 | 19 | 2025 | Winter | S, [%] | 0 | 2 | 37.38% | 35.4% | 33.12% | 32.63% | 31.66% | 34.01% | 49.51% | 55.08% | 58.56% | 59.15% | 56.11% | 58.78% | 59.55% | 59.73% | 53.62% | 50.45% | 52.12% | 61.94% | 58.02% | 56.78% | 56% | 51.67% | 47.36% | 42.9%
TSO | - | 50 | 29 | 30 | 2025 | Winter | P, [MW] | 0 | 2 | 11.838 | 11.2495 | 11.0985 | 11.0371 | 10.9424 | 11.3959 | 14.6794 | 15.3515 | 15.8889 | 15.4486 | 15.3491 | 16.1577 | 16.0629 | 16.3387 | 15.7242 | 15.4432 | 15.1461 | 15.8907 | 15.2948 | 14.6858 | 14.9206 | 13.8689 | 12.8542 | 12.5077
TSO | - | 50 | 29 | 30 | 2025 | Winter | P, [%] | 0 | 2 | 53.81% | 51.13% | 50.45% | 50.17% | 49.74% | 51.8% | 66.72% | 69.78% | 72.22% | 70.22% | 69.77% | 73.44% | 73.01% | 74.27% | 71.47% | 70.2% | 68.85% | 72.23% | 69.52% | 66.75% | 67.82% | 63.04% | 58.43% | 56.85%
TSO | - | 50 | 30 | 29 | 2025 | Winter | P, [MW] | 0 | 2 | -11.8078 | -11.222 | -11.0717 | -11.0106 | -10.9164 | -11.3679 | -14.6339 | -15.3017 | -15.8354 | -15.3982 | -15.2993 | -16.1024 | -16.0082 | -16.2821 | -15.672 | -15.3929 | -15.0977 | -15.8375 | -15.2454 | -14.6403 | -14.8736 | -13.8283 | -12.8189 | -12.4741
TSO | - | 50 | 30 | 29 | 2025 | Winter | P, [%] | 0 | 2 | 53.67% | 51.01% | 50.33% | 50.05% | 49.62% | 51.67% | 66.52% | 69.55% | 71.98% | 69.99% | 69.54% | 73.19% | 72.76% | 74.01% | 71.24% | 69.97% | 68.63% | 71.99% | 69.3% | 66.55% | 67.61% | 62.86% | 58.27% | 56.7%
TSO | - | 50 | 29 | 30 | 2025 | Winter | Q, [MVAr] | 0 | 2 | -1.0259 | -1.3243 | -1.3823 | -1.3705 | -1.2822 | -1.0115 | 0.69949 | 1.6125 | 2.0993 | 1.6174 | 1.7006 | 2.1882 | 2.3183 | 2.348 | 1.6086 | 1.3196 | 1.2851 | 1.4247 | 0.94547 | 0.4312 | 0.83337 | 0.2899 | -0.7252 | -0.82467
TSO | - | 50 | 29 | 30 | 2025 | Winter | Q, [%] | 0 | 2 | 4.663% | 6.02% | 6.283% | 6.23% | 5.828% | 4.598% | 3.179% | 7.329% | 9.542% | 7.352% | 7.73% | 9.946% | 10.54% | 10.67% | 7.312% | 5.998% | 5.841% | 6.476% | 4.298% | 1.96% | 3.788% | 1.318% | 3.296% | 3.749%
TSO | - | 50 | 30 | 29 | 2025 | Winter | Q, [MVAr] | 0 | 2 | 1.6499 | 1.8929 | 1.9369 | 1.9189 | 1.8199 | 1.5899 | 0.24092 | -0.58306 | -0.99407 | -0.57507 | -0.67107 | -1.0451 | -1.1871 | -1.1781 | -0.52907 | -0.27907 | -0.28408 | -0.32307 | 0.074918 | 0.51091 | 0.13792 | 0.55091 | 1.4559 | 1.5179
TSO | - | 50 | 30 | 29 | 2025 | Winter | Q, [%] | 0 | 2 | 7.5% | 8.604% | 8.804% | 8.722% | 8.272% | 7.227% | 1.095% | 2.65% | 4.519% | 2.614% | 3.05% | 4.75% | 5.396% | 5.355% | 2.405% | 1.269% | 1.291% | 1.468% | 0.3405% | 2.322% | 0.6269% | 2.504% | 6.618% | 6.9%
TSO | - | 50 | 29 | 30 | 2025 | Winter | S, [MVA] | 0 | 2 | 11.8823 | 11.3272 | 11.1842 | 11.1218 | 11.0173 | 11.4407 | 14.6961 | 15.4359 | 16.0269 | 15.533 | 15.443 | 16.3052 | 16.2294 | 16.5066 | 15.8062 | 15.4994 | 15.2005 | 15.9545 | 15.324 | 14.6921 | 14.9439 | 13.872 | 12.8746 | 12.5348
TSO | - | 50 | 29 | 30 | 2025 | Winter | S, [%] | 0 | 2 | 54.01% | 51.49% | 50.84% | 50.55% | 50.08% | 52% | 66.8% | 70.16% | 72.85% | 70.6% | 70.2% | 74.11% | 73.77% | 75.03% | 71.85% | 70.45% | 69.09% | 72.52% | 69.65% | 66.78% | 67.93% | 63.05% | 58.52% | 56.98%
TSO | - | 50 | 30 | 29 | 2025 | Winter | S, [MVA] | 0 | 2 | 11.9225 | 11.3806 | 11.2398 | 11.1765 | 11.0671 | 11.4786 | 14.6359 | 15.3128 | 15.8666 | 15.4089 | 15.314 | 16.1363 | 16.0522 | 16.3247 | 15.6809 | 15.3954 | 15.1003 | 15.8408 | 15.2456 | 14.6492 | 14.8743 | 13.8393 | 12.9013 | 12.5662
TSO | - | 50 | 30 | 29 | 2025 | Winter | S, [%] | 0 | 2 | 54.19% | 51.73% | 51.09% | 50.8% | 50.3% | 52.18% | 66.53% | 69.6% | 72.12% | 70.04% | 69.61% | 73.35% | 72.96% | 74.2% | 71.28% | 69.98% | 68.64% | 72% | 69.3% | 66.59% | 67.61% | 62.91% | 58.64% | 57.12%
TSO | - | 1 | 1 | 5 | 2025 | Winter | P, [MW] | 1 | 0 | 1.1064 | 1.7553 | 1.7543 | 2.1224 | 2.0126 | 11.4299 | 2.2764 | 4.4894 | 0.51624 | -2.1713 | -5.3388 | -8.1504 | -4.3051 | -6.5926 | -3.6386 | -2.9718 | -1.3561 | -4.3845 | -3.4182 | -1.7459 | -0.23657 | 0.95794 | 1.9731 | 0.69338
TSO | - | 1 | 1 | 5 | 2025 | Winter | P, [%] | 1 | 0 | 0.8995% | 1.427% | 1.426% | 1.726% | 1.636% | 9.293% | 1.851% | 3.65% | 0.4197% | 1.765% | 4.341% | 6.626% | 3.5% | 5.36% | 2.958% | 2.416% | 1.102% | 3.565% | 2.779% | 1.419% | 0.1923% | 0.7788% | 1.604% | 0.5637%
TSO | - | 1 | 5 | 1 | 2025 | Winter | P, [MW] | 1 | 0 | -1.0274 | -1.6613 | -1.663 | -2.0318 | -1.9169 | -11.2882 | -2.1844 | -4.4228 | -0.47202 | 2.2336 | 5.3852 | 8.2309 | 4.3685 | 6.6722 | 3.7035 | 3.0346 | 1.4264 | 4.4293 | 3.463 | 1.7981 | 0.30264 | -0.88619 | -1.894 | -0.60595
TSO | - | 1 | 5 | 1 | 2025 | Winter | P, [%] | 1 | 0 | 0.8353% | 1.351% | 1.352% | 1.652% | 1.558% | 9.177% | 1.776% | 3.596% | 0.3838% | 1.816% | 4.378% | 6.692% | 3.552% | 5.425% | 3.011% | 2.467% | 1.16% | 3.601% | 2.815% | 1.462% | 0.246% | 0.7205% | 1.54% | 0.4926%
TSO | - | 1 | 1 | 5 | 2025 | Winter | Q, [MVAr] | 1 | 0 | 15.8943 | 17.3168 | 17.0578 | 16.9482 | 17.4466 | 18.2977 | 17.1251 | 13.9385 | 11.7782 | 13.9121 | 10.9287 | 13.9798 | 13.5902 | 14.651 | 13.9777 | 13.8677 | 14.9491 | 11.106 | 11.4249 | 12.7435 | 14.5155 | 15.1247 | 15.818 | 16.7651
TSO | - | 1 | 1 | 5 | 2025 | Winter | Q, [%] | 1 | 0 | 12.92% | 14.08% | 13.87% | 13.78% | 14.18% | 14.88% | 13.92% | 11.33% | 9.576% | 11.31% | 8.885% | 11.37% | 11.05% | 11.91% | 11.36% | 11.27% | 12.15% | 9.029% | 9.289% | 10.36% | 11.8% | 12.3% | 12.86% | 13.63%
TSO | - | 1 | 5 | 1 | 2025 | Winter | Q, [MVAr] | 1 | 0 | -16.762 | -18.1282 | -17.8784 | -17.771 | -18.2507 | -18.9408 | -17.9519 | -14.8556 | -12.7726 | -14.8385 | -11.9234 | -14.8503 | -14.5176 | -15.5233 | -14.9028 | -14.7997 | -15.8497 | -12.1065 | -12.4277 | -13.7125 | -15.4289 | -16.0178 | -16.6838 | -17.6015
TSO | - | 1 | 5 | 1 | 2025 | Winter | Q, [%] | 1 | 0 | 13.63% | 14.74% | 14.54% | 14.45% | 14.84% | 15.4% | 14.6% | 12.08% | 10.38% | 12.06% | 9.694% | 12.07% | 11.8% | 12.62% | 12.12% | 12.03% | 12.89% | 9.843% | 10.1% | 11.15% | 12.54% | 13.02% | 13.56% | 14.31%
TSO | - | 1 | 1 | 5 | 2025 | Winter | S, [MVA] | 1 | 0 | 15.9328 | 17.4055 | 17.1478 | 17.0806 | 17.5623 | 21.5743 | 17.2757 | 14.6437 | 11.7895 | 14.0806 | 12.163 | 16.1822 | 14.2558 | 16.0659 | 14.4436 | 14.1825 | 15.0105 | 11.9402 | 11.9253 | 12.8625 | 14.5175 | 15.155 | 15.9406 | 16.7794
TSO | - | 1 | 1 | 5 | 2025 | Winter | S, [%] | 1 | 0 | 12.95% | 14.15% | 13.94% | 13.89% | 14.28% | 17.54% | 14.05% | 11.91% | 9.585% | 11.45% | 9.889% | 13.16% | 11.59% | 13.06% | 11.74% | 11.53% | 12.2% | 9.707% | 9.695% | 10.46% | 11.8% | 12.32% | 12.96% | 13.64%
TSO | - | 1 | 5 | 1 | 2025 | Winter | S, [MVA] | 1 | 0 | 16.7934 | 18.2041 | 17.9556 | 17.8868 | 18.3511 | 22.0495 | 18.0843 | 15.5 | 12.7813 | 15.0057 | 13.0831 | 16.9788 | 15.1607 | 16.8965 | 15.3561 | 15.1076 | 15.9137 | 12.8914 | 12.9012 | 13.8299 | 15.4319 | 16.0423 | 16.7909 | 17.612
TSO | - | 1 | 5 | 1 | 2025 | Winter | S, [%] | 1 | 0 | 13.65% | 14.8% | 14.6% | 14.54% | 14.92% | 17.93% | 14.7% | 12.6% | 10.39% | 12.2% | 10.64% | 13.8% | 12.33% | 13.74% | 12.48% | 12.28% | 12.94% | 10.48% | 10.49% | 11.24% | 12.55% | 13.04% | 13.65% | 14.32%
TSO | - | 2 | 1 | 19 | 2025 | Winter | P, [MW] | 1 | 0 | 24.6221 | 23.3875 | 22.6576 | 22.248 | 22.1841 | 22.41 | 34.8732 | 35.3718 | 34.7364 | 27.3022 | 34.1343 | 36.4731 | 37.1059 | 37.0022 | 33.7699 | 32.4604 | 26.741 | 35.7183 | 33.7972 | 32.7515 | 28.6101 | 27.5585 | 27.6479 | 26
TSO | - | 2 | 1 | 19 | 2025 | Winter | P, [%] | 1 | 0 | 20.02% | 19.01% | 18.42% | 18.09% | 18.04% | 18.22% | 28.35% | 28.76% | 28.24% | 22.2% | 27.75% | 29.65% | 30.17% | 30.08% | 27.46% | 26.39% | 21.74% | 29.04% | 27.48% | 26.63% | 23.26% | 22.41% | 22.48% | 21.14%
TSO | - | 2 | 19 | 1 | 2025 | Winter | P, [MW] | 1 | 0 | -24.5 | -23.2763 | -22.5529 | -22.1469 | -22.0832 | -22.3071 | -34.6285 | -35.1192 | -34.4856 | -27.1485 | -33.8881 | -36.2032 | -36.8269 | -36.7255 | -33.5367 | -32.2459 | -26.5966 | -35.4602 | -33.5676 | -32.5345 | -28.4443 | -27.4048 | -27.4936 | -25.8632
TSO | - | 2 | 19 | 1 | 2025 | Winter | P, [%] | 1 | 0 | 19.92% | 18.92% | 18.34% | 18.01% | 17.95% | 18.14% | 28.15% | 28.55% | 28.04% | 22.07% | 27.55% | 29.43% | 29.94% | 29.86% | 27.27% | 26.22% | 21.62% | 28.83% | 27.29% | 26.45% | 23.13% | 22.28% | 22.35% | 21.03%
TSO | - | 2 | 1 | 19 | 2025 | Winter | Q, [MVAr] | 1 | 0 | -0.31757 | -2.2259 | -2.6257 | -2.6967 | -3.0711 | -3.0271 | 1.781 | 2.7752 | 6.1134 | 3.6558 | 7.7284 | 3.2752 | 2.9732 | 2.5654 | 4.4584 | 3.6788 | 1.3312 | 3.6096 | 2.7109 | 2.7865 | 1.8019 | 1.5702 | 0.64605 | -2.0093
TSO | - | 2 | 1 | 19 | 2025 | Winter | Q, [%] | 1 | 0 | 0.2582% | 1.81% | 2.135% | 2.192% | 2.497% | 2.461% | 1.448% | 2.256% | 4.97% | 2.972% | 6.283% | 2.663% | 2.417% | 2.086% | 3.625% | 2.991% | 1.082% | 2.935% | 2.204% | 2.265% | 1.465% | 1.277% | 0.5252% | 1.634%
TSO | - | 2 | 19 | 1 | 2025 | Winter | Q, [MVAr] | 1 | 0 | -0.064446 | 1.8076 | 2.1852 | 2.2437 | 2.6181 | 2.5809 | -1.7448 | -2.7119 | -6.0526 | -3.9262 | -7.6855 | -3.1501 | -2.8169 | -2.4174 | -4.4605 | -3.7453 | -1.6366 | -3.529 | -2.7303 | -2.8444 | -2.0322 | -1.8423 | -0.91606 | 1.678
TSO | - | 2 | 19 | 1 | 2025 | Winter | Q, [%] | 1 | 0 | 0.05239% | 1.47% | 1.777% | 1.824% | 2.129% | 2.098% | 1.419% | 2.205% | 4.921% | 3.192% | 6.248% | 2.561% | 2.29% | 1.965% | 3.626% | 3.045% | 1.331% | 2.869% | 2.22% | 2.313% | 1.652% | 1.498% | 0.7448% | 1.364%
TSO | - | 2 | 1 | 19 | 2025 | Winter | S, [MVA] | 1 | 0 | 24.6241 | 23.4932 | 22.8092 | 22.4108 | 22.3957 | 22.6135 | 34.9186 | 35.4805 | 35.2703 | 27.5458 | 34.9983 | 36.6199 | 37.2248 | 37.0911 | 34.0629 | 32.6682 | 26.7741 | 35.9003 | 33.9058 | 32.8699 | 28.6668 | 27.6032 | 27.6555 | 26.0775
TSO | - | 2 | 1 | 19 | 2025 | Winter | S, [%] | 1 | 0 | 20.02% | 19.1% | 18.54% | 18.22% | 18.21% | 18.38% | 28.39% | 28.85% | 28.68% | 22.39% | 28.45% | 29.77% | 30.26% | 30.16% | 27.69% | 26.56% | 21.77% | 29.19% | 27.57% | 26.72% | 23.31% | 22.44% | 22.48% | 21.2%
TSO | - | 2 | 19 | 1 | 2025 | Winter | S, [MVA] | 1 | 0 | 24.5001 | 23.3464 | 22.6585 | 22.2603 | 22.2378 | 22.4559 | 34.6724 | 35.2237 | 35.0127 | 27.431 | 34.7486 | 36.34 | 36.9345 | 36.805 | 33.832 | 32.4627 | 26.6469 | 35.6354 | 33.6785 | 32.6586 | 28.5168 | 27.4667 | 27.5089 | 25.9176
TSO | - | 2 | 19 | 1 | 2025 | Winter | S, [%] | 1 | 0 | 19.92% | 18.98% | 18.42% | 18.1% | 18.08% | 18.26% | 28.19% | 28.64% | 28.47% | 22.3% | 28.25% | 29.54% | 30.03% | 29.92% | 27.51% | 26.39% | 21.66% | 28.97% | 27.38% | 26.55% | 23.18% | 22.33% | 22.36% | 21.07%
TSO | - | 3 | 1 | 29 | 2025 | Winter | P, [MW] | 1 | 0 | -24.3565 | -23.356 | -22.4387 | -22.2419 | -22.1845 | -26.5443 | -26.7562 | -32.4294 | -32.3538 | -30.703 | -29.9988 | -28.1988 | -31.6452 | -29.0033 | -28.7907 | -29.1769 | -28.3024 | -31.6251 | -31.624 | -32.0705 | -31.1079 | -30.1241 | -29.1636 | -25.2252
TSO | - | 3 | 1 | 29 | 2025 | Winter | P, [%] | 1 | 0 | 19.8% | 18.99% | 18.24% | 18.08% | 18.04% | 21.58% | 21.75% | 26.37% | 26.3% | 24.96% | 24.39% | 22.93% | 25.73% | 23.58% | 23.41% | 23.72% | 23.01% | 25.71% | 25.71% | 26.07% | 25.29% | 24.49% | 23.71% | 20.51%
TSO | - | 3 | 29 | 1 | 2025 | Winter | P, [MW] | 1 | 0 | 24.5233 | 23.5167 | 22.592 | 22.3937 | 22.3371 | 26.7363 | 26.955 | 32.6693 | 32.5982 | 30.9453 | 30.2222 | 28.4134 | 31.8894 | 29.2239 | 29.005 | 29.3936 | 28.5164 | 31.8562 | 31.8537 | 32.3172 | 31.3519 | 30.3571 | 29.3852 | 25.4065
TSO | - | 3 | 29 | 1 | 2025 | Winter | P, [%] | 1 | 0 | 19.94% | 19.12% | 18.37% | 18.21% | 18.16% | 21.74% | 21.91% | 26.56% | 26.5% | 25.16% | 24.57% | 23.1% | 25.93% | 23.76% | 23.58% | 23.9% | 23.18% | 25.9% | 25.9% | 26.27% | 25.49% | 24.68% | 23.89% | 20.66%
TSO | - | 3 | 1 | 29 | 2025 | Winter | Q, [MVAr] | 1 | 0 | -19.1785 | -19.4445 | -19.4539 | -19.454 | -19.6252 | -19.8977 | -20.8167 | -18.1978 | -18.9453 | -21.1323 | -19.7832 | -21.0154 | -20.0712 | -20.7263 | -20.2056 | -19.9909 | -20.7423 | -18.3285 | -18.1754 | -19.8141 | -20.7909 | -20.742 | -20.5201 | -20.1624
TSO | - | 3 | 1 | 29 | 2025 | Winter | Q, [%] | 1 | 0 | 15.59% | 15.81% | 15.82% | 15.82% | 15.96% | 16.18% | 16.92% | 14.79% | 15.4% | 17.18% | 16.08% | 17.09% | 16.32% | 16.85% | 16.43% | 16.25% | 16.86% | 14.9% | 14.78% | 16.11% | 16.9% | 16.86% | 16.68% | 16.39%
TSO | - | 3 | 29 | 1 | 2025 | Winter | Q, [MVAr] | 1 | 0 | 19.038 | 19.2845 | 19.2686 | 19.2634 | 19.4379 | 19.8476 | 20.7841 | 18.3089 | 19.0737 | 21.2554 | 19.8349 | 21.0393 | 20.1991 | 20.771 | 20.2266 | 20.0209 | 20.7646 | 18.4072 | 18.2472 | 19.9486 | 20.9192 | 20.8319 | 20.5707 | 20.0731
TSO | - | 3 | 29 | 1 | 2025 | Winter | Q, [%] | 1 | 0 | 15.48% | 15.68% | 15.67% | 15.66% | 15.8% | 16.14% | 16.9% | 14.89% | 15.51% | 17.28% | 16.13% | 17.11% | 16.42% | 16.89% | 16.44% | 16.28% | 16.88% | 14.97% | 14.84% | 16.22% | 17.01% | 16.94% | 16.72% | 16.32%
TSO | - | 3 | 1 | 29 | 2025 | Winter | S, [MVA] | 1 | 0 | 31.0009 | 30.3907 | 29.6976 | 29.5493 | 29.6192 | 33.1741 | 33.9003 | 37.1863 | 37.4925 | 37.2726 | 35.9347 | 35.1685 | 37.4736 | 35.6479 | 35.1734 | 35.3684 | 35.0895 | 36.5524 | 36.475 | 37.6977 | 37.4161 | 36.5745 | 35.6594 | 32.2929
TSO | - | 3 | 1 | 29 | 2025 | Winter | S, [%] | 1 | 0 | 25.2% | 24.71% | 24.14% | 24.02% | 24.08% | 26.97% | 27.56% | 30.23% | 30.48% | 30.3% | 29.22% | 28.59% | 30.47% | 28.98% | 28.6% | 28.75% | 28.53% | 29.72% | 29.65% | 30.65% | 30.42% | 29.74% | 28.99% | 26.25%
TSO | - | 3 | 29 | 1 | 2025 | Winter | S, [MVA] | 1 | 0 | 31.0457 | 30.4126 | 29.6931 | 29.5391 | 29.6104 | 33.298 | 34.0375 | 37.45 | 37.7684 | 37.542 | 36.1497 | 35.355 | 37.7484 | 35.8535 | 35.361 | 35.5643 | 35.2754 | 36.7919 | 36.7099 | 37.9783 | 37.6902 | 36.8174 | 35.8698 | 32.3793
TSO | - | 3 | 29 | 1 | 2025 | Winter | S, [%] | 1 | 0 | 25.24% | 24.73% | 24.14% | 24.02% | 24.07% | 27.07% | 27.67% | 30.45% | 30.71% | 30.52% | 29.39% | 28.74% | 30.69% | 29.15% | 28.75% | 28.91% | 28.68% | 29.91% | 29.85% | 30.88% | 30.64% | 29.93% | 29.16% | 26.32%
TSO | - | 4 | 1 | 36 | 2025 | Winter | P, [MW] | 1 | 0 | -42.9447 | -41.0388 | -40.2752 | -39.9782 | -39.5258 | -44.5249 | -43.4395 | -47.9455 | -47.6315 | -45.62 | -45.8918 | -43.9831 | -47.3461 | -45.5986 | -45.8583 | -46.1953 | -45.18 | -47.062 | -47.8144 | -47.4387 | -46.9455 | -46.1988 | -45.8889 | -43.0166
TSO | - | 4 | 1 | 36 | 2025 | Winter | P, [%] | 1 | 0 | 34.91% | 33.36% | 32.74% | 32.5% | 32.13% | 36.2% | 35.32% | 38.98% | 38.72% | 37.09% | 37.31% | 35.76% | 38.49% | 37.07% | 37.28% | 37.56% | 36.73% | 38.26% | 38.87% | 38.57% | 38.17% | 37.56% | 37.31% | 34.97%
TSO | - | 4 | 36 | 1 | 2025 | Winter | P, [MW] | 1 | 0 | 43.2419 | 41.3127 | 40.5389 | 40.238 | 39.7807 | 44.8458 | 43.7483 | 48.3134 | 47.9967 | 45.9653 | 46.2342 | 44.3057 | 47.7129 | 45.9433 | 46.2026 | 46.5428 | 45.5152 | 47.4154 | 48.1772 | 47.8008 | 47.3043 | 46.5471 | 46.231 | 43.3179
TSO | - | 4 | 36 | 1 | 2025 | Winter | P, [%] | 1 | 0 | 35.16% | 33.59% | 32.96% | 32.71% | 32.34% | 36.46% | 35.57% | 39.28% | 39.02% | 37.37% | 37.59% | 36.02% | 38.79% | 37.35% | 37.56% | 37.84% | 37% | 38.55% | 39.17% | 38.86% | 38.46% | 37.84% | 37.59% | 35.22%
TSO | - | 4 | 1 | 36 | 2025 | Winter | Q, [MVAr] | 1 | 0 | -9.3113 | -9.5103 | -9.2686 | -9.201 | -9.397 | -9.686 | -11.3543 | -10.156 | -10.4628 | -12.6346 | -11.5674 | -12.9474 | -12.0696 | -12.9133 | -12.0697 | -11.5856 | -11.823 | -9.8959 | -9.6506 | -10.5768 | -11.2284 | -11.3157 | -10.6733 | -10.2394
TSO | - | 4 | 1 | 36 | 2025 | Winter | Q, [%] | 1 | 0 | 7.57% | 7.732% | 7.535% | 7.481% | 7.64% | 7.875% | 9.231% | 8.257% | 8.506% | 10.27% | 9.404% | 10.53% | 9.813% | 10.5% | 9.813% | 9.419% | 9.612% | 8.045% | 7.846% | 8.599% | 9.129% | 9.2% | 8.677% | 8.325%
TSO | - | 4 | 36 | 1 | 2025 | Winter | Q, [MVAr] | 1 | 0 | 9.7259 | 9.8451 | 9.5679 | 9.4869 | 9.6664 | 10.1854 | 11.8058 | 10.8141 | 11.1128 | 13.2169 | 12.135 | 13.4479 | 12.725 | 13.491 | 12.645 | 12.1721 | 12.3687 | 10.5019 | 10.2879 | 11.215 | 11.8576 | 11.9082 | 11.2447 | 10.6688
TSO | - | 4 | 36 | 1 | 2025 | Winter | Q, [%] | 1 | 0 | 7.907% | 8.004% | 7.779% | 7.713% | 7.859% | 8.281% | 9.598% | 8.792% | 9.035% | 10.75% | 9.866% | 10.93% | 10.35% | 10.97% | 10.28% | 9.896% | 10.06% | 8.538% | 8.364% | 9.118% | 9.64% | 9.681% | 9.142% | 8.674%
TSO | - | 4 | 1 | 36 | 2025 | Winter | S, [MVA] | 1 | 0 | 43.9425 | 42.1264 | 41.328 | 41.0234 | 40.6275 | 45.5663 | 44.8989 | 49.0093 | 48.7671 | 47.3373 | 47.3272 | 45.8492 | 48.8603 | 47.3918 | 47.42 | 47.6259 | 46.7013 | 48.0911 | 48.7786 | 48.6035 | 48.2696 | 47.5644 | 47.1138 | 44.2185
TSO | - | 4 | 1 | 36 | 2025 | Winter | S, [%] | 1 | 0 | 35.73% | 34.25% | 33.6% | 33.35% | 33.03% | 37.05% | 36.5% | 39.84% | 39.65% | 38.49% | 38.48% | 37.28% | 39.72% | 38.53% | 38.55% | 38.72% | 37.97% | 39.1% | 39.66% | 39.52% | 39.24% | 38.67% | 38.3% | 35.95%
TSO | - | 4 | 36 | 1 | 2025 | Winter | S, [MVA] | 1 | 0 | 44.3222 | 42.4696 | 41.6527 | 41.3412 | 40.9383 | 45.9879 | 45.3133 | 49.5089 | 49.2664 | 47.8277 | 47.8002 | 46.3016 | 49.3806 | 47.8831 | 47.9017 | 48.1081 | 47.1658 | 48.5645 | 49.2634 | 49.0988 | 48.7678 | 48.0462 | 47.5789 | 44.6124
TSO | - | 4 | 36 | 1 | 2025 | Winter | S, [%] | 1 | 0 | 36.03% | 34.53% | 33.86% | 33.61% | 33.28% | 37.39% | 36.84% | 40.25% | 40.05% | 38.88% | 38.86% | 37.64% | 40.15% | 38.93% | 38.94% | 39.11% | 38.35% | 39.48% | 40.05% | 39.92% | 39.65% | 39.06% | 38.68% | 36.27%
TSO | - | 5 | 1 | 55 | 2025 | Winter | P, [MW] | 1 | 0 | -6.288 | -4.4763 | -3.0983 | -3.1235 | -3.0781 | -6.2516 | -21.2245 | -18.4303 | -16.9875 | -14.2873 | -17.2815 | -21.6519 | -16.5951 | -18.7943 | -14.8371 | -12.1846 | -10.5096 | -17.6199 | -14.8864 | -13.6537 | -11.7561 | -9.1952 | -8.9261 | -8.6243
TSO | - | 5 | 1 | 55 | 2025 | Winter | P, [%] | 1 | 0 | 5.112% | 3.639% | 2.519% | 2.539% | 2.503% | 5.083% | 17.26% | 14.98% | 13.81% | 11.62% | 14.05% | 17.6% | 13.49% | 15.28% | 12.06% | 9.906% | 8.544% | 14.33% | 12.1% | 11.1% | 9.558% | 7.476% | 7.257% | 7.012%
TSO | - | 5 | 55 | 1 | 2025 | Winter | P, [MW] | 1 | 0 | 6.4087 | 4.6227 | 3.2491 | 3.2714 | 3.2323 | 6.4007 | 21.4438 | 18.5793 | 17.107 | 14.4087 | 17.4075 | 21.8535 | 16.7358 | 18.9698 | 14.9708 | 12.3034 | 10.6362 | 17.7549 | 15.0015 | 13.7694 | 11.8797 | 9.3124 | 9.0553 | 8.7743
TSO | - | 5 | 55 | 1 | 2025 | Winter | P, [%] | 1 | 0 | 5.21% | 3.758% | 2.642% | 2.66% | 2.628% | 5.204% | 17.43% | 15.11% | 13.91% | 11.71% | 14.15% | 17.77% | 13.61% | 15.42% | 12.17% | 10% | 8.647% | 14.43% | 12.2% | 11.19% | 9.658% | 7.571% | 7.362% | 7.134%
TSO | - | 5 | 1 | 55 | 2025 | Winter | Q, [MVAr] | 1 | 0 | 18.8197 | 21.4008 | 21.9708 | 21.7449 | 22.2274 | 21.1666 | 16.9876 | 12.703 | 10.5711 | 14.0405 | 11.1736 | 14.5069 | 13.9296 | 15.3276 | 14.9942 | 15.6331 | 17.485 | 12.0092 | 12.7974 | 14.0407 | 16.3795 | 17.2856 | 18.5219 | 20.443
TSO | - | 5 | 1 | 55 | 2025 | Winter | Q, [%] | 1 | 0 | 15.3% | 17.4% | 17.86% | 17.68% | 18.07% | 17.21% | 13.81% | 10.33% | 8.594% | 11.42% | 9.084% | 11.79% | 11.32% | 12.46% | 12.19% | 12.71% | 14.22% | 9.764% | 10.4% | 11.42% | 13.32% | 14.05% | 15.06% | 16.62%
TSO | - | 5 | 55 | 1 | 2025 | Winter | Q, [MVAr] | 1 | 0 | -19.5502 | -22.0357 | -22.5893 | -22.3736 | -22.8327 | -21.792 | -17.3911 | -13.3533 | -11.322 | -14.7751 | -11.9065 | -14.9717 | -14.6024 | -15.8806 | -15.6932 | -16.381 | -18.1996 | -12.7109 | -13.5686 | -14.8017 | -17.1042 | -18.0306 | -19.2233 | -21.0698
TSO | - | 5 | 55 | 1 | 2025 | Winter | Q, [%] | 1 | 0 | 15.89% | 17.92% | 18.37% | 18.19% | 18.56% | 17.72% | 14.14% | 10.86% | 9.205% | 12.01% | 9.68% | 12.17% | 11.87% | 12.91% | 12.76% | 13.32% | 14.8% | 10.33% | 11.03% | 12.03% | 13.91% | 14.66% | 15.63% | 17.13%
TSO | - | 5 | 1 | 55 | 2025 | Winter | S, [MVA] | 1 | 0 | 19.8424 | 21.8639 | 22.1882 | 21.9681 | 22.4395 | 22.0705 | 27.1857 | 22.3839 | 20.0081 | 20.0316 | 20.5791 | 26.0625 | 21.6663 | 24.2521 | 21.0942 | 19.8206 | 20.4004 | 21.3232 | 19.631 | 19.5848 | 20.1617 | 19.5792 | 20.5605 | 22.1877
TSO | - | 5 | 1 | 55 | 2025 | Winter | S, [%] | 1 | 0 | 16.13% | 17.78% | 18.04% | 17.86% | 18.24% | 17.94% | 22.1% | 18.2% | 16.27% | 16.29% | 16.73% | 21.19% | 17.61% | 19.72% | 17.15% | 16.11% | 16.59% | 17.34% | 15.96% | 15.92% | 16.39% | 15.92% | 16.72% | 18.04%
TSO | - | 5 | 55 | 1 | 2025 | Winter | S, [MVA] | 1 | 0 | 20.5738 | 22.5154 | 22.8218 | 22.6115 | 23.0603 | 22.7125 | 27.6095 | 22.8801 | 20.5144 | 20.6377 | 21.0899 | 26.4902 | 22.2108 | 24.7396 | 21.6887 | 20.4869 | 21.0797 | 21.8358 | 20.2275 | 20.216 | 20.825 | 20.2935 | 21.2493 | 22.8238
TSO | - | 5 | 55 | 1 | 2025 | Winter | S, [%] | 1 | 0 | 16.73% | 18.31% | 18.55% | 18.38% | 18.75% | 18.47% | 22.45% | 18.6% | 16.68% | 16.78% | 17.15% | 21.54% | 18.06% | 20.11% | 17.63% | 16.66% | 17.14% | 17.75% | 16.45% | 16.44% | 16.93% | 16.5% | 17.28% | 18.56%
TSO | - | 6 | 3 | 9 | 2025 | Winter | P, [MW] | 1 | 0 | -19.5455 | -16.9284 | -13.4425 | -14.007 | -13.5523 | -19.0503 | -33.7173 | -42.0379 | -44.3752 | -42.2192 | -38.278 | -40.4743 | -41.469 | -37.7332 | -36.2807 | -34.7999 | -34.4998 | -40.8732 | -39.6008 | -38.9237 | -37.56 | -31.1929 | -27.9824 | -22.3925
TSO | - | 6 | 3 | 9 | 2025 | Winter | P, [%] | 1 | 0 | 21.72% | 18.81% | 14.94% | 15.56% | 15.06% | 21.17% | 37.46% | 46.71% | 49.31% | 46.91% | 42.53% | 44.97% | 46.08% | 41.93% | 40.31% | 38.67% | 38.33% | 45.41% | 44% | 43.25% | 41.73% | 34.66% | 31.09% | 24.88%
TSO | - | 6 | 9 | 3 | 2025 | Winter | P, [MW] | 1 | 0 | 19.6168 | 16.9822 | 13.4767 | 14.0442 | 13.5872 | 19.1185 | 33.9264 | 42.3611 | 44.7356 | 42.5457 | 38.5455 | 40.7739 | 41.7835 | 37.9936 | 36.5213 | 35.0216 | 34.7186 | 41.1786 | 39.8872 | 39.2009 | 37.8192 | 31.3724 | 28.1276 | 22.4858
TSO | - | 6 | 9 | 3 | 2025 | Winter | P, [%] | 1 | 0 | 21.8% | 18.87% | 14.97% | 15.6% | 15.1% | 21.24% | 37.7% | 47.07% | 49.71% | 47.27% | 42.83% | 45.3% | 46.43% | 42.22% | 40.58% | 38.91% | 38.58% | 45.75% | 44.32% | 43.56% | 42.02% | 34.86% | 31.25% | 24.98%
TSO | - | 6 | 3 | 9 | 2025 | Winter | Q, [MVAr] | 1 | 0 | -1.6831 | -1.834 | -1.7463 | -2.0041 | -2.1642 | -2.2398 | -2.5486 | 0.0030679 | 0.3579 | -0.52625 | -0.33223 | -0.62873 | 0.18006 | -0.48605 | -0.59255 | -1.2382 | -2.1275 | -0.02726 | 0.50441 | -0.62792 | -2.0789 | -2.2948 | -2.3532 | -1.6172
TSO | - | 6 | 3 | 9 | 2025 | Winter | Q, [%] | 1 | 0 | 1.87% | 2.038% | 1.94% | 2.227% | 2.405% | 2.489% | 2.832% | 0.003409% | 0.3977% | 0.5847% | 0.3691% | 0.6986% | 0.2001% | 0.5401% | 0.6584% | 1.376% | 2.364% | 0.03029% | 0.5605% | 0.6977% | 2.31% | 2.55% | 2.615% | 1.797%
TSO | - | 6 | 9 | 3 | 2025 | Winter | Q, [MVAr] | 1 | 0 | 1.3181 | 1.433 | 1.3026 | 1.5671 | 1.7224 | 1.8681 | 2.4794 | 0.17919 | -0.093304 | 0.71667 | 0.39092 | 0.75864 | -0.017048 | 0.52962 | 0.59232 | 1.1965 | 2.0802 | 0.16986 | -0.40411 | 0.70883 | 2.1209 | 2.1627 | 2.1473 | 1.2999
TSO | - | 6 | 9 | 3 | 2025 | Winter | Q, [%] | 1 | 0 | 1.465% | 1.592% | 1.447% | 1.741% | 1.914% | 2.076% | 2.755% | 0.1991% | 0.1037% | 0.7963% | 0.4344% | 0.8429% | 0.01894% | 0.5885% | 0.6581% | 1.329% | 2.311% | 0.1887% | 0.449% | 0.7876% | 2.357% | 2.403% | 2.386% | 1.444%
TSO | - | 6 | 3 | 9 | 2025 | Winter | S, [MVA] | 1 | 0 | 19.6179 | 17.0274 | 13.5555 | 14.1496 | 13.724 | 19.1816 | 33.8134 | 42.0379 | 44.3766 | 42.2225 | 38.2794 | 40.4792 | 41.4694 | 37.7363 | 36.2855 | 34.8219 | 34.5654 | 40.8732 | 39.604 | 38.9287 | 37.6175 | 31.2772 | 28.0812 | 22.4508
TSO | - | 6 | 3 | 9 | 2025 | Winter | S, [%] | 1 | 0 | 21.8% | 18.92% | 15.06% | 15.72% | 15.25% | 21.31% | 37.57% | 46.71% | 49.31% | 46.91% | 42.53% | 44.98% | 46.08% | 41.93% | 40.32% | 38.69% | 38.41% | 45.41% | 44% | 43.25% | 41.8% | 34.75% | 31.2% | 24.95%
TSO | - | 6 | 9 | 3 | 2025 | Winter | S, [MVA] | 1 | 0 | 19.6611 | 17.0426 | 13.5395 | 14.1314 | 13.696 | 19.2095 | 34.0168 | 42.3615 | 44.7357 | 42.5518 | 38.5475 | 40.7809 | 41.7835 | 37.9973 | 36.5261 | 35.042 | 34.7808 | 41.1789 | 39.8893 | 39.2073 | 37.8786 | 31.4469 | 28.2095 | 22.5233
TSO | - | 6 | 9 | 3 | 2025 | Winter | S, [%] | 1 | 0 | 21.85% | 18.94% | 15.04% | 15.7% | 15.22% | 21.34% | 37.8% | 47.07% | 49.71% | 47.28% | 42.83% | 45.31% | 46.43% | 42.22% | 40.58% | 38.94% | 38.65% | 45.75% | 44.32% | 43.56% | 42.09% | 34.94% | 31.34% | 25.03%
TSO | - | 7 | 3 | 34 | 2025 | Winter | P, [MW] | 1 | 0 | -3.9717 | -5.3223 | -6.6558 | -7.1592 | -6.9475 | -1.7885 | 3.3185 | 10.8567 | 10.2966 | 7.9237 | 6.108 | 5.2182 | 7.9161 | 5.6504 | 5.0385 | 5.536 | 5.8484 | 9.7522 | 9.168 | 8.3226 | 7.4158 | 4.2484 | 2.8311 | -2.6359
TSO | - | 7 | 3 | 34 | 2025 | Winter | P, [%] | 1 | 0 | 3.229% | 4.327% | 5.411% | 5.821% | 5.648% | 1.454% | 2.698% | 8.827% | 8.371% | 6.442% | 4.966% | 4.242% | 6.436% | 4.594% | 4.096% | 4.501% | 4.755% | 7.929% | 7.454% | 6.766% | 6.029% | 3.454% | 2.302% | 2.143%
TSO | - | 7 | 34 | 3 | 2025 | Winter | P, [MW] | 1 | 0 | 3.9737 | 5.326 | 6.6612 | 7.1652 | 6.953 | 1.789 | -3.3172 | -10.8445 | -10.2855 | -7.9168 | -6.1041 | -5.2149 | -7.9094 | -5.6468 | -5.0358 | -5.5328 | -5.8447 | -9.7423 | -9.1591 | -8.3155 | -7.41 | -4.2465 | -2.8302 | 2.6369
TSO | - | 7 | 34 | 3 | 2025 | Winter | P, [%] | 1 | 0 | 3.231% | 4.33% | 5.416% | 5.825% | 5.653% | 1.454% | 2.697% | 8.817% | 8.362% | 6.436% | 4.963% | 4.24% | 6.43% | 4.591% | 4.094% | 4.498% | 4.752% | 7.921% | 7.446% | 6.761% | 6.024% | 3.452% | 2.301% | 2.144%
TSO | - | 7 | 3 | 34 | 2025 | Winter | Q, [MVAr] | 1 | 0 | -1.9404 | -2.6554 | -2.7432 | -2.4854 | -2.3253 | -1.3966 | 0.90121 | -0.2124 | 0.88974 | 1.7739 | 0.44287 | 1.9294 | 1.1206 | 1.4937 | 0.7212 | 0.48782 | 1.0841 | -1.0161 | -1.548 | -0.41569 | 1.0354 | 0.11437 | -0.98129 | -1.7174
TSO | - | 7 | 3 | 34 | 2025 | Winter | Q, [%] | 1 | 0 | 1.578% | 2.159% | 2.23% | 2.021% | 1.89% | 1.135% | 0.7327% | 0.1727% | 0.7234% | 1.442% | 0.3601% | 1.569% | 0.9111% | 1.214% | 0.5863% | 0.3966% | 0.8814% | 0.8261% | 1.258% | 0.338% | 0.8418% | 0.09298% | 0.7978% | 1.396%
TSO | - | 7 | 34 | 3 | 2025 | Winter | Q, [MVAr] | 1 | 0 | 1.4774 | 2.2 | 2.2944 | 2.0387 | 1.8775 | 0.92892 | -1.3723 | -0.22066 | -1.3262 | -2.2244 | -0.90589 | -2.3936 | -1.573 | -1.9569 | -1.1879 | -0.95243 | -1.546 | 0.57451 | 1.102 | -0.034984 | -1.4895 | -0.58157 | 0.51204 | 1.2504
TSO | - | 7 | 34 | 3 | 2025 | Winter | Q, [%] | 1 | 0 | 1.201% | 1.789% | 1.865% | 1.658% | 1.526% | 0.7552% | 1.116% | 0.1794% | 1.078% | 1.808% | 0.7365% | 1.946% | 1.279% | 1.591% | 0.9658% | 0.7743% | 1.257% | 0.4671% | 0.896% | 0.02844% | 1.211% | 0.4728% | 0.4163% | 1.017%
TSO | - | 7 | 3 | 34 | 2025 | Winter | S, [MVA] | 1 | 0 | 4.4203 | 5.948 | 7.199 | 7.5784 | 7.3263 | 2.2693 | 3.4387 | 10.8588 | 10.335 | 8.1199 | 6.1241 | 5.5635 | 7.995 | 5.8445 | 5.0898 | 5.5575 | 5.948 | 9.805 | 9.2978 | 8.333 | 7.4878 | 4.2499 | 2.9964 | 3.146
TSO | - | 7 | 3 | 34 | 2025 | Winter | S, [%] | 1 | 0 | 3.594% | 4.836% | 5.853% | 6.161% | 5.956% | 1.845% | 2.796% | 8.828% | 8.402% | 6.602% | 4.979% | 4.523% | 6.5% | 4.752% | 4.138% | 4.518% | 4.836% | 7.972% | 7.559% | 6.775% | 6.088% | 3.455% | 2.436% | 2.558%
TSO | - | 7 | 34 | 3 | 2025 | Winter | S, [MVA] | 1 | 0 | 4.2394 | 5.7625 | 7.0453 | 7.4496 | 7.2021 | 2.0158 | 3.5899 | 10.8468 | 10.3706 | 8.2234 | 6.171 | 5.738 | 8.0643 | 5.9763 | 5.174 | 5.6142 | 6.0457 | 9.7592 | 9.2252 | 8.3155 | 7.5582 | 4.2861 | 2.8762 | 2.9183
TSO | - | 7 | 34 | 3 | 2025 | Winter | S, [%] | 1 | 0 | 3.447% | 4.685% | 5.728% | 6.057% | 5.855% | 1.639% | 2.919% | 8.818% | 8.431% | 6.686% | 5.017% | 4.665% | 6.556% | 4.859% | 4.206% | 4.564% | 4.915% | 7.934% | 7.5% | 6.761% | 6.145% | 3.485% | 2.338% | 2.373%
TSO | - | 8 | 4 | 15 | 2025 | Winter | P, [MW] | 1 | 0 | -71.6428 | -62.9724 | -59.3531 | -56.9911 | -57.071 | -62.8575 | -81.389 | -90.5445 | -98.5654 | -101.8837 | -100.6792 | -100.2767 | -98.9232 | -98.0255 | -94.4702 | -89.2234 | -89.5041 | -105.6344 | -106.0212 | -104.4899 | -101.0313 | -95.911 | -90.117 | -80.2561
TSO | - | 8 | 4 | 15 | 2025 | Winter | P, [%] | 1 | 0 | 11.94% | 10.5% | 9.892% | 9.499% | 9.512% | 10.48% | 13.56% | 15.09% | 16.43% | 16.98% | 16.78% | 16.71% | 16.49% | 16.34% | 15.75% | 14.87% | 14.92% | 17.61% | 17.67% | 17.41% | 16.84% | 15.99% | 15.02% | 13.38%
TSO | - | 8 | 15 | 4 | 2025 | Winter | P, [MW] | 1 | 0 | 71.7189 | 63.0323 | 59.4067 | 57.0404 | 57.1206 | 62.917 | 81.485 | 90.6636 | 98.7071 | 102.0411 | 100.8274 | 100.4254 | 99.0689 | 98.1693 | 94.6027 | 89.341 | 89.624 | 105.797 | 106.1862 | 104.6518 | 101.1852 | 96.0502 | 90.2386 | 80.3529
TSO | - | 8 | 15 | 4 | 2025 | Winter | P, [%] | 1 | 0 | 11.95% | 10.51% | 9.901% | 9.507% | 9.52% | 10.49% | 13.58% | 15.11% | 16.45% | 17.01% | 16.8% | 16.74% | 16.51% | 16.36% | 15.77% | 14.89% | 14.94% | 17.63% | 17.7% | 17.44% | 16.86% | 16.01% | 15.04% | 13.39%
TSO | - | 8 | 4 | 15 | 2025 | Winter | Q, [MVAr] | 1 | 0 | -1.1958 | 1.9048 | 2.4872 | 2.0755 | 1.7411 | 0.4932 | -11.089 | -17.6923 | -21.6857 | -25.7638 | -23.1713 | -22.9971 | -22.776 | -23.0511 | -19.8312 | -15.6001 | -15.2161 | -22.6788 | -23.3076 | -22.1245 | -20.8632 | -18.445 | -12.0407 | -8.299
TSO | - | 8 | 4 | 15 | 2025 | Winter | Q, [%] | 1 | 0 | 0.1993% | 0.3175% | 0.4145% | 0.3459% | 0.2902% | 0.0822% | 1.848% | 2.949% | 3.614% | 4.294% | 3.862% | 3.833% | 3.796% | 3.842% | 3.305% | 2.6% | 2.536% | 3.78% | 3.885% | 3.687% | 3.477% | 3.074% | 2.007% | 1.383%
TSO | - | 8 | 15 | 4 | 2025 | Winter | Q, [MVAr] | 1 | 0 | 0.94257 | -2.26 | -2.8842 | -2.504 | -2.1646 | -0.85315 | 10.9481 | 17.7032 | 21.8551 | 26.067 | 23.3857 | 23.2265 | 22.9887 | 23.2511 | 19.9521 | 15.62 | 15.2658 | 23.0003 | 23.6514 | 22.4575 | 21.1538 | 18.6358 | 12.1111 | 8.1985
TSO | - | 8 | 15 | 4 | 2025 | Winter | Q, [%] | 1 | 0 | 0.1571% | 0.3767% | 0.4807% | 0.4173% | 0.3608% | 0.1422% | 1.825% | 2.951% | 3.643% | 4.344% | 3.898% | 3.871% | 3.831% | 3.875% | 3.325% | 2.603% | 2.544% | 3.833% | 3.942% | 3.743% | 3.526% | 3.106% | 2.019% | 1.366%
TSO | - | 8 | 4 | 15 | 2025 | Winter | S, [MVA] | 1 | 0 | 71.6528 | 63.0012 | 59.4052 | 57.0288 | 57.0975 | 62.8594 | 82.1409 | 92.2569 | 100.9228 | 105.0908 | 103.3112 | 102.8799 | 101.5113 | 100.6993 | 96.5293 | 90.5769 | 90.7882 | 108.0415 | 108.5529 | 106.8065 | 103.163 | 97.6685 | 90.9178 | 80.684
TSO | - | 8 | 4 | 15 | 2025 | Winter | S, [%] | 1 | 0 | 11.94% | 10.5% | 9.901% | 9.505% | 9.516% | 10.48% | 13.69% | 15.38% | 16.82% | 17.52% | 17.22% | 17.15% | 16.92% | 16.78% | 16.09% | 15.1% | 15.13% | 18.01% | 18.09% | 17.8% | 17.19% | 16.28% | 15.15% | 13.45%
TSO | - | 8 | 15 | 4 | 2025 | Winter | S, [MVA] | 1 | 0 | 71.7251 | 63.0728 | 59.4767 | 57.0953 | 57.1616 | 62.9228 | 82.2172 | 92.3759 | 101.0977 | 105.318 | 103.5038 | 103.0764 | 101.7012 | 100.8852 | 96.6838 | 90.6962 | 90.9148 | 108.2683 | 108.7883 | 107.0343 | 103.3728 | 97.8413 | 91.0477 | 80.77
TSO | - | 8 | 15 | 4 | 2025 | Winter | S, [%] | 1 | 0 | 11.95% | 10.51% | 9.913% | 9.516% | 9.527% | 10.49% | 13.7% | 15.4% | 16.85% | 17.55% | 17.25% | 17.18% | 16.95% | 16.81% | 16.11% | 15.12% | 15.15% | 18.04% | 18.13% | 17.84% | 17.23% | 16.31% | 15.17% | 13.46%
TSO | - | 10 | 4 | 103 | 2025 | Winter | P, [MW] | 1 | 0 | -0.19303 | -1.8069 | -1.1461 | -2.4063 | -3.0566 | -0.36019 | 5.0019 | 12.3704 | 16.0624 | 16.0792 | 14.8057 | 15.0389 | 13.4176 | 12.559 | 11.3618 | 7.6142 | 6.8133 | 10.0572 | 10.4885 | 9.1623 | 7.5421 | 7.6241 | 3.3743 | 1.0774
TSO | - | 10 | 4 | 103 | 2025 | Winter | P, [%] | 1 | 0 | 0.07847% | 0.7345% | 0.4659% | 0.9782% | 1.243% | 0.1464% | 2.033% | 5.029% | 6.529% | 6.536% | 6.019% | 6.113% | 5.454% | 5.105% | 4.619% | 3.095% | 2.77% | 4.088% | 4.264% | 3.725% | 3.066% | 3.099% | 1.372% | 0.438%
TSO | - | 10 | 103 | 4 | 2025 | Winter | P, [MW] | 1 | 0 | 0.19371 | 1.808 | 1.1471 | 2.4072 | 3.0576 | 0.36112 | -5.0015 | -12.3677 | -16.0577 | -16.0737 | -14.8017 | -15.0347 | -13.4142 | -12.5558 | -11.3593 | -7.6132 | -6.8125 | -10.0555 | -10.4866 | -9.1608 | -7.5411 | -7.623 | -3.3741 | -1.0774
TSO | - | 10 | 103 | 4 | 2025 | Winter | P, [%] | 1 | 0 | 0.07874% | 0.7349% | 0.4663% | 0.9785% | 1.243% | 0.1468% | 2.033% | 5.028% | 6.528% | 6.534% | 6.017% | 6.112% | 5.453% | 5.104% | 4.618% | 3.095% | 2.769% | 4.088% | 4.263% | 3.724% | 3.065% | 3.099% | 1.372% | 0.438%
TSO | - | 10 | 4 | 103 | 2025 | Winter | Q, [MVAr] | 1 | 0 | -6.4844 | -7.8301 | -7.5595 | -7.0388 | -7.3824 | -7.4975 | 0.22328 | 4.429 | 6.3616 | 8.8887 | 6.1532 | 6.2849 | 5.9928 | 6.4388 | 4.8448 | 1.3605 | 0.52236 | 2.6517 | 3.3096 | 2.7364 | 2.9178 | 2.4855 | -0.97607 | -1.688
TSO | - | 10 | 4 | 103 | 2025 | Winter | Q, [%] | 1 | 0 | 2.636% | 3.183% | 3.073% | 2.861% | 3.001% | 3.048% | 0.09077% | 1.8% | 2.586% | 3.613% | 2.501% | 2.555% | 2.436% | 2.617% | 1.969% | 0.5531% | 0.2123% | 1.078% | 1.345% | 1.112% | 1.186% | 1.01% | 0.3968% | 0.6862%
TSO | - | 10 | 103 | 4 | 2025 | Winter | Q, [MVAr] | 1 | 0 | 6.2603 | 7.6115 | 7.3418 | 6.8206 | 7.1655 | 7.2779 | -0.45713 | -4.6588 | -6.5859 | -9.1046 | -6.3804 | -6.5084 | -6.2175 | -6.6638 | -5.0718 | -1.5909 | -0.74984 | -2.8862 | -3.5421 | -2.9671 | -3.1456 | -2.7113 | 0.74898 | 1.4628
TSO | - | 10 | 103 | 4 | 2025 | Winter | Q, [%] | 1 | 0 | 2.545% | 3.094% | 2.984% | 2.773% | 2.913% | 2.958% | 0.1858% | 1.894% | 2.677% | 3.701% | 2.594% | 2.646% | 2.527% | 2.709% | 2.062% | 0.6467% | 0.3048% | 1.173% | 1.44% | 1.206% | 1.279% | 1.102% | 0.3045% | 0.5946%
TSO | - | 10 | 4 | 103 | 2025 | Winter | S, [MVA] | 1 | 0 | 6.4873 | 8.0359 | 7.6459 | 7.4387 | 7.9901 | 7.5061 | 5.0069 | 13.1394 | 17.2763 | 18.3725 | 16.0334 | 16.2993 | 14.6951 | 14.1133 | 12.3516 | 7.7348 | 6.8333 | 10.401 | 10.9983 | 9.5622 | 8.0869 | 8.019 | 3.5126 | 2.0025
TSO | - | 10 | 4 | 103 | 2025 | Winter | S, [%] | 1 | 0 | 2.637% | 3.267% | 3.108% | 3.024% | 3.248% | 3.051% | 2.035% | 5.341% | 7.023% | 7.468% | 6.518% | 6.626% | 5.974% | 5.737% | 5.021% | 3.144% | 2.778% | 4.228% | 4.471% | 3.887% | 3.287% | 3.26% | 1.428% | 0.814%
TSO | - | 10 | 103 | 4 | 2025 | Winter | S, [MVA] | 1 | 0 | 6.2633 | 7.8233 | 7.4308 | 7.2329 | 7.7906 | 7.2868 | 5.0223 | 13.216 | 17.3558 | 18.4732 | 16.1183 | 16.3829 | 14.785 | 14.2146 | 12.4402 | 7.7777 | 6.8537 | 10.4616 | 11.0686 | 9.6294 | 8.1708 | 8.0909 | 3.4562 | 1.8167
TSO | - | 10 | 103 | 4 | 2025 | Winter | S, [%] | 1 | 0 | 2.546% | 3.18% | 3.021% | 2.94% | 3.167% | 2.962% | 2.042% | 5.372% | 7.055% | 7.509% | 6.552% | 6.66% | 6.01% | 5.778% | 5.057% | 3.162% | 2.786% | 4.253% | 4.499% | 3.914% | 3.321% | 3.289% | 1.405% | 0.7385%
TSO | - | 12 | 5 | 42 | 2025 | Winter | P, [MW] | 1 | 0 | 0.29353 | 1.8907 | 3.0825 | 2.9466 | 3.0947 | -3.7737 | -15.4884 | -14.2155 | -11.5129 | -7.3495 | -9.6102 | -12.2532 | -8.6455 | -10.1886 | -7.4413 | -5.0948 | -3.4889 | -9.1267 | -6.9074 | -5.9702 | -4.2494 | -2.358 | -2.161 | -1.7894
TSO | - | 12 | 5 | 42 | 2025 | Winter | P, [%] | 1 | 0 | 0.3261% | 2.101% | 3.425% | 3.274% | 3.439% | 4.193% | 17.21% | 15.8% | 12.79% | 8.166% | 10.68% | 13.61% | 9.606% | 11.32% | 8.268% | 5.661% | 3.877% | 10.14% | 7.675% | 6.634% | 4.722% | 2.62% | 2.401% | 1.988%
TSO | - | 12 | 42 | 5 | 2025 | Winter | P, [MW] | 1 | 0 | -0.1633 | -1.7256 | -2.9048 | -2.7709 | -2.912 | 3.9486 | 15.7412 | 14.3948 | 11.6366 | 7.4646 | 9.7164 | 12.4273 | 8.7696 | 10.346 | 7.5669 | 5.2063 | 3.6137 | 9.235 | 7.0004 | 6.0699 | 4.3677 | 2.4755 | 2.2948 | 1.9486
TSO | - | 12 | 42 | 5 | 2025 | Winter | P, [%] | 1 | 0 | 0.1814% | 1.917% | 3.228% | 3.079% | 3.236% | 4.387% | 17.49% | 15.99% | 12.93% | 8.294% | 10.8% | 13.81% | 9.744% | 11.5% | 8.408% | 5.785% | 4.015% | 10.26% | 7.778% | 6.744% | 4.853% | 2.751% | 2.55% | 2.165%
TSO | - | 12 | 5 | 42 | 2025 | Winter | Q, [MVAr] | 1 | 0 | 14.8952 | 16.6978 | 17.1947 | 17.1113 | 17.4363 | 16.8413 | 14.5046 | 10.8705 | 9.3138 | 12.0191 | 9.7728 | 12.6284 | 11.9044 | 13.1629 | 12.774 | 12.8842 | 14.2036 | 10.3716 | 10.6845 | 11.6624 | 13.5649 | 13.9343 | 14.9481 | 16.4214
TSO | - | 12 | 5 | 42 | 2025 | Winter | Q, [%] | 1 | 0 | 16.55% | 18.55% | 19.11% | 19.01% | 19.37% | 18.71% | 16.12% | 12.08% | 10.35% | 13.35% | 10.86% | 14.03% | 13.23% | 14.63% | 14.19% | 14.32% | 15.78% | 11.52% | 11.87% | 12.96% | 15.07% | 15.48% | 16.61% | 18.25%
TSO | - | 12 | 42 | 5 | 2025 | Winter | Q, [MVAr] | 1 | 0 | -15.8595 | -17.5734 | -18.0412 | -17.9624 | -18.269 | -17.6878 | -15.2115 | -11.752 | -10.3238 | -13.0321 | -10.8312 | -13.5232 | -12.9055 | -14.0895 | -13.7721 | -13.911 | -15.1892 | -11.4243 | -11.7703 | -12.7192 | -14.5649 | -14.9319 | -15.9042 | -17.3171
TSO | - | 12 | 42 | 5 | 2025 | Winter | Q, [%] | 1 | 0 | 17.62% | 19.53% | 20.05% | 19.96% | 20.3% | 19.65% | 16.9% | 13.06% | 11.47% | 14.48% | 12.03% | 15.03% | 14.34% | 15.65% | 15.3% | 15.46% | 16.88% | 12.69% | 13.08% | 14.13% | 16.18% | 16.59% | 17.67% | 19.24%
TSO | - | 12 | 5 | 42 | 2025 | Winter | S, [MVA] | 1 | 0 | 14.8981 | 16.8045 | 17.4688 | 17.3631 | 17.7088 | 17.2589 | 21.2197 | 17.8955 | 14.8086 | 14.0881 | 13.7063 | 17.596 | 14.7125 | 16.6454 | 14.7834 | 13.8549 | 14.6258 | 13.8154 | 12.7228 | 13.1017 | 14.215 | 14.1325 | 15.1035 | 16.5186
TSO | - | 12 | 5 | 42 | 2025 | Winter | S, [%] | 1 | 0 | 16.55% | 18.67% | 19.41% | 19.29% | 19.68% | 19.18% | 23.58% | 19.88% | 16.45% | 15.65% | 15.23% | 19.55% | 16.35% | 18.49% | 16.43% | 15.39% | 16.25% | 15.35% | 14.14% | 14.56% | 15.79% | 15.7% | 16.78% | 18.35%
TSO | - | 12 | 42 | 5 | 2025 | Winter | S, [MVA] | 1 | 0 | 15.8603 | 17.6579 | 18.2736 | 18.1749 | 18.4996 | 18.1231 | 21.8901 | 18.5827 | 15.556 | 15.0185 | 14.5507 | 18.3661 | 15.6031 | 17.4801 | 15.7139 | 14.8533 | 15.6132 | 14.6901 | 13.6947 | 14.0934 | 15.2057 | 15.1357 | 16.0689 | 17.4264
TSO | - | 12 | 42 | 5 | 2025 | Winter | S, [%] | 1 | 0 | 17.62% | 19.62% | 20.3% | 20.19% | 20.56% | 20.14% | 24.32% | 20.65% | 17.28% | 16.69% | 16.17% | 20.41% | 17.34% | 19.42% | 17.46% | 16.5% | 17.35% | 16.32% | 15.22% | 15.66% | 16.9% | 16.82% | 17.85% | 19.36%
TSO | - | 13 | 5 | 68 | 2025 | Winter | P, [MW] | 1 | 0 | 6.4139 | 6.1963 | 5.8965 | 6.396 | 6.0737 | 5.9907 | 6.764 | 6.6281 | 6.415 | 6.9912 | 7.04 | 6.9076 | 6.846 | 6.9044 | 6.8886 | 6.2554 | 6.5063 | 6.8577 | 6.0836 | 6.6647 | 6.3167 | 5.8189 | 6.2726 | 6.392
TSO | - | 13 | 5 | 68 | 2025 | Winter | P, [%] | 1 | 0 | 5.215% | 5.038% | 4.794% | 5.2% | 4.938% | 4.87% | 5.499% | 5.389% | 5.215% | 5.684% | 5.724% | 5.616% | 5.566% | 5.613% | 5.601% | 5.086% | 5.29% | 5.575% | 4.946% | 5.418% | 5.136% | 4.731% | 5.1% | 5.197%
TSO | - | 13 | 68 | 5 | 2025 | Winter | P, [MW] | 1 | 0 | -6.412 | -6.1945 | -5.8949 | -6.394 | -6.072 | -5.9889 | -6.7618 | -6.6259 | -6.413 | -6.9888 | -7.0377 | -6.9053 | -6.8437 | -6.9021 | -6.8864 | -6.2535 | -6.5043 | -6.8556 | -6.0818 | -6.6626 | -6.3149 | -5.8172 | -6.2707 | -6.3901
TSO | - | 13 | 68 | 5 | 2025 | Winter | P, [%] | 1 | 0 | 5.213% | 5.036% | 4.793% | 5.198% | 4.937% | 4.869% | 5.497% | 5.387% | 5.214% | 5.682% | 5.722% | 5.614% | 5.564% | 5.611% | 5.599% | 5.084% | 5.288% | 5.574% | 4.945% | 5.417% | 5.134% | 4.729% | 5.098% | 5.195%
TSO | - | 13 | 5 | 68 | 2025 | Winter | Q, [MVAr] | 1 | 0 | 1.5019 | 1.4025 | 1.1378 | 1.3568 | 1.3355 | 1.4866 | 1.5984 | 1.8822 | 1.781 | 1.8875 | 1.8807 | 1.903 | 2.1124 | 2.1086 | 1.7019 | 1.6087 | 1.3462 | 1.3821 | 1.3804 | 1.6013 | 1.3841 | 1.5176 | 1.2378 | 1.2342
TSO | - | 13 | 5 | 68 | 2025 | Winter | Q, [%] | 1 | 0 | 1.221% | 1.14% | 0.925% | 1.103% | 1.086% | 1.209% | 1.3% | 1.53% | 1.448% | 1.535% | 1.529% | 1.547% | 1.717% | 1.714% | 1.384% | 1.308% | 1.094% | 1.124% | 1.122% | 1.302% | 1.125% | 1.234% | 1.006% | 1.003%
TSO | - | 13 | 68 | 5 | 2025 | Winter | Q, [MVAr] | 1 | 0 | -1.6619 | -1.5619 | -1.2979 | -1.5159 | -1.4949 | -1.6449 | -1.7579 | -2.0429 | -1.9428 | -2.0469 | -2.0428 | -2.0639 | -2.2729 | -2.2689 | -1.8629 | -1.7709 | -1.5069 | -1.5449 | -1.5449 | -1.7629 | -1.5449 | -1.6789 | -1.3979 | -1.3939
TSO | - | 13 | 68 | 5 | 2025 | Winter | Q, [%] | 1 | 0 | 1.351% | 1.27% | 1.055% | 1.232% | 1.215% | 1.337% | 1.429% | 1.661% | 1.58% | 1.664% | 1.661% | 1.678% | 1.848% | 1.845% | 1.515% | 1.44% | 1.225% | 1.256% | 1.256% | 1.433% | 1.256% | 1.365% | 1.137% | 1.133%
TSO | - | 13 | 5 | 68 | 2025 | Winter | S, [MVA] | 1 | 0 | 6.5874 | 6.353 | 6.0053 | 6.5383 | 6.2188 | 6.1724 | 6.9503 | 6.8902 | 6.6576 | 7.2415 | 7.2869 | 7.165 | 7.1645 | 7.2192 | 7.0958 | 6.4589 | 6.6441 | 6.9956 | 6.2382 | 6.8543 | 6.4666 | 6.0135 | 6.3935 | 6.5101
TSO | - | 13 | 5 | 68 | 2025 | Winter | S, [%] | 1 | 0 | 5.356% | 5.165% | 4.882% | 5.316% | 5.056% | 5.018% | 5.651% | 5.602% | 5.413% | 5.887% | 5.924% | 5.825% | 5.825% | 5.869% | 5.769% | 5.251% | 5.402% | 5.687% | 5.072% | 5.573% | 5.257% | 4.889% | 5.198% | 5.293%
TSO | - | 13 | 68 | 5 | 2025 | Winter | S, [MVA] | 1 | 0 | 6.6238 | 6.3883 | 6.0361 | 6.5713 | 6.2533 | 6.2107 | 6.9866 | 6.9337 | 6.7009 | 7.2824 | 7.3282 | 7.2072 | 7.2113 | 7.2654 | 7.1339 | 6.4994 | 6.6766 | 7.0275 | 6.275 | 6.8918 | 6.5011 | 6.0547 | 6.4247 | 6.5403
TSO | - | 13 | 68 | 5 | 2025 | Winter | S, [%] | 1 | 0 | 5.385% | 5.194% | 4.907% | 5.343% | 5.084% | 5.049% | 5.68% | 5.637% | 5.448% | 5.921% | 5.958% | 5.859% | 5.863% | 5.907% | 5.8% | 5.284% | 5.428% | 5.713% | 5.102% | 5.603% | 5.285% | 4.922% | 5.223% | 5.317%
TSO | - | 14 | 7 | 9 | 2025 | Winter | P, [MW] | 1 | 0 | 94.7234 | 91.7967 | 85.6967 | 89.5335 | 90.1112 | 90.3128 | 95.0028 | 95.0017 | 89.4687 | 94.998 | 95.0024 | 95.0028 | 95.0016 | 95.0027 | 95.0021 | 93.7988 | 90.9821 | 95.002 | 89.6806 | 86.4728 | 85.5197 | 80.6492 | 94.5586 | 95.0023
TSO | - | 14 | 7 | 9 | 2025 | Winter | P, [%] | 1 | 0 | 38.51% | 37.32% | 34.84% | 36.4% | 36.63% | 36.71% | 38.62% | 38.62% | 36.37% | 38.62% | 38.62% | 38.62% | 38.62% | 38.62% | 38.62% | 38.13% | 36.98% | 38.62% | 36.46% | 35.15% | 34.76% | 32.78% | 38.44% | 38.62%
TSO | - | 14 | 9 | 7 | 2025 | Winter | P, [MW] | 1 | 0 | -94.3825 | -91.4703 | -85.4016 | -89.2186 | -89.7931 | -89.996 | -94.6767 | -94.7005 | -89.1946 | -94.6837 | -94.7053 | -94.7027 | -94.6982 | -94.6896 | -94.689 | -93.4823 | -90.6675 | -94.7026 | -89.4096 | -86.2035 | -85.2334 | -80.3851 | -94.2219 | -94.6606
TSO | - | 14 | 9 | 7 | 2025 | Winter | P, [%] | 1 | 0 | 38.37% | 37.18% | 34.72% | 36.27% | 36.5% | 36.58% | 38.49% | 38.5% | 36.26% | 38.49% | 38.5% | 38.5% | 38.5% | 38.49% | 38.49% | 38% | 36.86% | 38.5% | 36.35% | 35.04% | 34.65% | 32.68% | 38.3% | 38.48%
TSO | - | 14 | 7 | 9 | 2025 | Winter | Q, [MVAr] | 1 | 0 | 50.0005 | 50.0009 | 50.0006 | 50.0013 | 50.0008 | 50.0006 | 46.4352 | 36.1548 | 37.36 | 41.8825 | 34.1462 | 35.5804 | 37.1411 | 41.3442 | 41.3881 | 45.3243 | 50.0006 | 35.2863 | 35.4162 | 41.8315 | 49.999 | 50.0004 | 50.0001 | 49.9971
TSO | - | 14 | 7 | 9 | 2025 | Winter | Q, [%] | 1 | 0 | 20.33% | 20.33% | 20.33% | 20.33% | 20.33% | 20.33% | 18.88% | 14.7% | 15.19% | 17.03% | 13.88% | 14.46% | 15.1% | 16.81% | 16.82% | 18.42% | 20.33% | 14.34% | 14.4% | 17% | 20.32% | 20.33% | 20.33% | 20.32%
TSO | - | 14 | 9 | 7 | 2025 | Winter | Q, [MVAr] | 1 | 0 | -49.3586 | -49.4071 | -49.5152 | -49.4463 | -49.4346 | -49.4428 | -45.8558 | -35.6631 | -36.9632 | -41.3447 | -33.6691 | -35.093 | -36.642 | -40.8109 | -40.8545 | -44.7786 | -49.4613 | -34.801 | -35.0301 | -41.4514 | -49.5588 | -49.6354 | -49.3789 | -49.3538
TSO | - | 14 | 9 | 7 | 2025 | Winter | Q, [%] | 1 | 0 | 20.06% | 20.08% | 20.13% | 20.1% | 20.1% | 20.1% | 18.64% | 14.5% | 15.03% | 16.81% | 13.69% | 14.27% | 14.9% | 16.59% | 16.61% | 18.2% | 20.11% | 14.15% | 14.24% | 16.85% | 20.15% | 20.18% | 20.07% | 20.06%
TSO | - | 14 | 7 | 9 | 2025 | Winter | S, [MVA] | 1 | 0 | 107.1101 | 104.531 | 99.2168 | 102.5494 | 103.0539 | 103.2302 | 105.7438 | 101.6489 | 96.9558 | 103.8208 | 100.9526 | 101.447 | 102.0037 | 103.6091 | 103.6262 | 104.1753 | 103.8162 | 101.3435 | 96.4205 | 96.0594 | 99.0633 | 94.8912 | 106.9642 | 107.3552
TSO | - | 14 | 7 | 9 | 2025 | Winter | S, [%] | 1 | 0 | 43.54% | 42.49% | 40.33% | 41.69% | 41.89% | 41.96% | 42.99% | 41.32% | 39.41% | 42.2% | 41.04% | 41.24% | 41.46% | 42.12% | 42.12% | 42.35% | 42.2% | 41.2% | 39.2% | 39.05% | 40.27% | 38.57% | 43.48% | 43.64%
TSO | - | 14 | 9 | 7 | 2025 | Winter | S, [MVA] | 1 | 0 | 106.5098 | 103.961 | 98.7177 | 102.0044 | 102.5016 | 102.6833 | 105.1971 | 101.1931 | 96.5502 | 103.3169 | 100.5122 | 100.9957 | 101.5401 | 103.1099 | 103.1266 | 103.6535 | 103.2813 | 100.8944 | 96.027 | 95.6518 | 98.5941 | 94.4745 | 106.3769 | 106.754
TSO | - | 14 | 9 | 7 | 2025 | Winter | S, [%] | 1 | 0 | 43.3% | 42.26% | 40.13% | 41.47% | 41.67% | 41.74% | 42.76% | 41.14% | 39.25% | 42% | 40.86% | 41.06% | 41.28% | 41.91% | 41.92% | 42.14% | 41.98% | 41.01% | 39.04% | 38.88% | 40.08% | 38.4% | 43.24% | 43.4%
TSO | - | 16 | 8 | 14 | 2025 | Winter | P, [MW] | 1 | 0 | -1.9056 | -1.9718 | -1.8875 | -1.802 | -1.694 | -1.7687 | -2.2348 | -2.0266 | -2.1933 | -2.201 | -2.4895 | -2.8154 | -2.5784 | -2.599 | -2.4178 | -2.3138 | -2.411 | -2.5971 | -2.5989 | -2.5476 | -2.6406 | -2.53 | -2.4872 | -2.2265
TSO | - | 16 | 8 | 14 | 2025 | Winter | P, [%] | 1 | 0 | 0.6127% | 0.634% | 0.6069% | 0.5794% | 0.5447% | 0.5687% | 0.7186% | 0.6516% | 0.7053% | 0.7077% | 0.8005% | 0.9053% | 0.8291% | 0.8357% | 0.7774% | 0.744% | 0.7752% | 0.8351% | 0.8357% | 0.8192% | 0.8491% | 0.8135% | 0.7997% | 0.7159%
TSO | - | 16 | 14 | 8 | 2025 | Winter | P, [MW] | 1 | 0 | 1.9058 | 1.972 | 1.8877 | 1.8021 | 1.6941 | 1.7689 | 2.2351 | 2.0268 | 2.1936 | 2.2013 | 2.4898 | 2.8158 | 2.5788 | 2.5994 | 2.4182 | 2.3141 | 2.4113 | 2.5974 | 2.5993 | 2.548 | 2.641 | 2.5304 | 2.4875 | 2.2267
TSO | - | 16 | 14 | 8 | 2025 | Winter | P, [%] | 1 | 0 | 0.6128% | 0.6341% | 0.607% | 0.5795% | 0.5447% | 0.5688% | 0.7187% | 0.6517% | 0.7053% | 0.7078% | 0.8006% | 0.9054% | 0.8292% | 0.8358% | 0.7775% | 0.7441% | 0.7753% | 0.8352% | 0.8358% | 0.8193% | 0.8492% | 0.8136% | 0.7998% | 0.716%
TSO | - | 16 | 8 | 14 | 2025 | Winter | Q, [MVAr] | 1 | 0 | -1.0545 | -1.0407 | -1.0584 | -1.0763 | -1.0989 | -1.0832 | -0.98518 | -1.029 | -0.99384 | -0.99226 | -0.93105 | -0.86138 | -0.91214 | -0.90774 | -0.94635 | -0.96843 | -0.94779 | -0.90812 | -0.90776 | -0.91869 | -0.89886 | -0.92246 | -0.9316 | -0.98691
TSO | - | 16 | 8 | 14 | 2025 | Winter | Q, [%] | 1 | 0 | 0.3391% | 0.3346% | 0.3403% | 0.3461% | 0.3533% | 0.3483% | 0.3168% | 0.3309% | 0.3196% | 0.3191% | 0.2994% | 0.277% | 0.2933% | 0.2919% | 0.3043% | 0.3114% | 0.3048% | 0.292% | 0.2919% | 0.2954% | 0.289% | 0.2966% | 0.2995% | 0.3173%
TSO | - | 16 | 14 | 8 | 2025 | Winter | Q, [MVAr] | 1 | 0 | -1.8233 | -1.8371 | -1.8196 | -1.802 | -1.7798 | -1.7951 | -1.8918 | -1.8483 | -1.8831 | -1.8846 | -1.9452 | -2.0142 | -1.964 | -1.9684 | -1.9302 | -1.9083 | -1.9286 | -1.9678 | -1.9681 | -1.9573 | -1.977 | -1.9537 | -1.9447 | -1.89
TSO | - | 16 | 14 | 8 | 2025 | Winter | Q, [%] | 1 | 0 | 0.5863% | 0.5907% | 0.5851% | 0.5794% | 0.5723% | 0.5772% | 0.6083% | 0.5943% | 0.6055% | 0.606% | 0.6255% | 0.6477% | 0.6315% | 0.6329% | 0.6206% | 0.6136% | 0.6201% | 0.6327% | 0.6328% | 0.6294% | 0.6357% | 0.6282% | 0.6253% | 0.6077%
TSO | - | 16 | 8 | 14 | 2025 | Winter | S, [MVA] | 1 | 0 | 2.1779 | 2.2296 | 2.1639 | 2.0989 | 2.0192 | 2.0741 | 2.4423 | 2.2729 | 2.408 | 2.4143 | 2.6579 | 2.9442 | 2.735 | 2.753 | 2.5964 | 2.5083 | 2.5906 | 2.7513 | 2.7529 | 2.7082 | 2.7894 | 2.6929 | 2.6559 | 2.4354
TSO | - | 16 | 8 | 14 | 2025 | Winter | S, [%] | 1 | 0 | 0.7003% | 0.7169% | 0.6958% | 0.6749% | 0.6493% | 0.6669% | 0.7853% | 0.7308% | 0.7743% | 0.7763% | 0.8546% | 0.9467% | 0.8794% | 0.8852% | 0.8349% | 0.8065% | 0.833% | 0.8846% | 0.8852% | 0.8708% | 0.8969% | 0.8659% | 0.854% | 0.7831%
TSO | - | 16 | 14 | 8 | 2025 | Winter | S, [MVA] | 1 | 0 | 2.6375 | 2.6951 | 2.6219 | 2.5485 | 2.4572 | 2.5202 | 2.9282 | 2.743 | 2.891 | 2.8978 | 3.1596 | 3.4621 | 3.2415 | 3.2606 | 3.094 | 2.9995 | 3.0877 | 3.2587 | 3.2603 | 3.213 | 3.299 | 3.1968 | 3.1574 | 2.9207
TSO | - | 16 | 14 | 8 | 2025 | Winter | S, [%] | 1 | 0 | 0.8481% | 0.8666% | 0.843% | 0.8195% | 0.7901% | 0.8104% | 0.9416% | 0.882% | 0.9296% | 0.9318% | 1.016% | 1.113% | 1.042% | 1.048% | 0.9949% | 0.9645% | 0.9928% | 1.048% | 1.048% | 1.033% | 1.061% | 1.028% | 1.015% | 0.9391%
TSO | - | 17 | 9 | 10 | 2025 | Winter | P, [MW] | 1 | 0 | 13.403 | 13.7722 | 13.52 | 13.2481 | 12.8585 | 13.5443 | -0.63804 | 9.3942 | 13.6594 | 15.7728 | 10.2885 | 4.0808 | 13.1873 | 7.2752 | 12.5113 | 15.633 | 17.287 | 13.479 | 13.8017 | 14.6881 | 16.2326 | 16.1208 | 14.9545 | 10.4094
TSO | - | 17 | 9 | 10 | 2025 | Winter | P, [%] | 1 | 0 | 10.9% | 11.2% | 10.99% | 10.77% | 10.45% | 11.01% | 0.5187% | 7.638% | 11.11% | 12.82% | 8.365% | 3.318% | 10.72% | 5.915% | 10.17% | 12.71% | 14.05% | 10.96% | 11.22% | 11.94% | 13.2% | 13.11% | 12.16% | 8.463%
TSO | - | 17 | 10 | 9 | 2025 | Winter | P, [MW] | 1 | 0 | -12.9969 | -13.2983 | -13.0279 | -12.7839 | -12.3611 | -13.0558 | 0.97536 | -9.1691 | -13.4367 | -15.4352 | -10.0795 | -3.8172 | -12.9018 | -6.9883 | -12.2005 | -15.2644 | -16.8452 | -13.2382 | -13.5297 | -14.3545 | -15.8213 | -15.7037 | -14.5184 | -9.9476
TSO | - | 17 | 10 | 9 | 2025 | Winter | P, [%] | 1 | 0 | 10.57% | 10.81% | 10.59% | 10.39% | 10.05% | 10.61% | 0.793% | 7.455% | 10.92% | 12.55% | 8.195% | 3.103% | 10.49% | 5.682% | 9.919% | 12.41% | 13.7% | 10.76% | 11% | 11.67% | 12.86% | 12.77% | 11.8% | 8.087%
TSO | - | 17 | 9 | 10 | 2025 | Winter | Q, [MVAr] | 1 | 0 | 33.0507 | 35.9325 | 36.7645 | 35.6445 | 37.2185 | 36.7526 | 32.7043 | 24.956 | 22.7929 | 28.7875 | 23.5319 | 28.5815 | 27.1012 | 29.2542 | 28.8423 | 30.5364 | 33.3854 | 24.1372 | 25.9805 | 29.1261 | 32.4229 | 32.6736 | 34.0336 | 36.6446
TSO | - | 17 | 9 | 10 | 2025 | Winter | Q, [%] | 1 | 0 | 26.87% | 29.21% | 29.89% | 28.98% | 30.26% | 29.88% | 26.59% | 20.29% | 18.53% | 23.4% | 19.13% | 23.24% | 22.03% | 23.78% | 23.45% | 24.83% | 27.14% | 19.62% | 21.12% | 23.68% | 26.36% | 26.56% | 27.67% | 29.79%
TSO | - | 17 | 10 | 9 | 2025 | Winter | Q, [MVAr] | 1 | 0 | -33.014 | -35.655 | -36.4207 | -35.3977 | -36.857 | -36.4313 | -32.9341 | -25.5751 | -23.4215 | -29.0164 | -24.2079 | -29.0678 | -27.5109 | -29.6578 | -29.1636 | -30.6573 | -33.2523 | -24.703 | -26.4384 | -29.3687 | -32.396 | -32.6201 | -33.9075 | -36.4187
TSO | - | 17 | 10 | 9 | 2025 | Winter | Q, [%] | 1 | 0 | 26.84% | 28.99% | 29.61% | 28.78% | 29.97% | 29.62% | 26.78% | 20.79% | 19.04% | 23.59% | 19.68% | 23.63% | 22.37% | 24.11% | 23.71% | 24.92% | 27.03% | 20.08% | 21.49% | 23.88% | 26.34% | 26.52% | 27.57% | 29.61%
TSO | - | 17 | 9 | 10 | 2025 | Winter | S, [MVA] | 1 | 0 | 35.665 | 38.4814 | 39.1717 | 38.0269 | 39.3771 | 39.1689 | 32.7105 | 26.6656 | 26.5724 | 32.8253 | 25.6827 | 28.8714 | 30.1393 | 30.1453 | 31.439 | 34.3055 | 37.5955 | 27.6458 | 29.4189 | 32.6201 | 36.2594 | 36.4341 | 37.1742 | 38.0943
TSO | - | 17 | 9 | 10 | 2025 | Winter | S, [%] | 1 | 0 | 29% | 31.29% | 31.85% | 30.92% | 32.01% | 31.84% | 26.59% | 21.68% | 21.6% | 26.69% | 20.88% | 23.47% | 24.5% | 24.51% | 25.56% | 27.89% | 30.57% | 22.48% | 23.92% | 26.52% | 29.48% | 29.62% | 30.22% | 30.97%
TSO | - | 17 | 10 | 9 | 2025 | Winter | S, [MVA] | 1 | 0 | 35.4801 | 38.0542 | 38.6807 | 37.6355 | 38.8746 | 38.7001 | 32.9486 | 27.169 | 27.0021 | 32.8663 | 26.2225 | 29.3174 | 30.3859 | 30.47 | 31.6128 | 34.2472 | 37.2757 | 28.0266 | 29.6992 | 32.689 | 36.0529 | 36.2033 | 36.885 | 37.7528
TSO | - | 17 | 10 | 9 | 2025 | Winter | S, [%] | 1 | 0 | 28.85% | 30.94% | 31.45% | 30.6% | 31.61% | 31.46% | 26.79% | 22.09% | 21.95% | 26.72% | 21.32% | 23.84% | 24.7% | 24.77% | 25.7% | 27.84% | 30.31% | 22.79% | 24.15% | 26.58% | 29.31% | 29.43% | 29.99% | 30.69%
TSO | - | 18 | 9 | 16 | 2025 | Winter | P, [MW] | 1 | 0 | 32.3593 | 29.9741 | 26.7186 | 26.8147 | 26.9338 | 34.3453 | 51.9512 | 62.3699 | 64.3355 | 60.4069 | 57.1253 | 58.2001 | 58.1174 | 55.8761 | 53.1944 | 52.3543 | 52.6169 | 60.3725 | 58.018 | 56.6428 | 55.1623 | 46.5998 | 43.2433 | 35.9253
TSO | - | 18 | 9 | 16 | 2025 | Winter | P, [%] | 1 | 0 | 26.31% | 24.37% | 21.72% | 21.8% | 21.9% | 27.92% | 42.24% | 50.71% | 52.31% | 49.11% | 46.44% | 47.32% | 47.25% | 45.43% | 43.25% | 42.56% | 42.78% | 49.08% | 47.17% | 46.05% | 44.85% | 37.89% | 35.16% | 29.21%
TSO | - | 18 | 16 | 9 | 2025 | Winter | P, [MW] | 1 | 0 | -32.2666 | -29.8944 | -26.6549 | -26.7507 | -26.8692 | -34.2411 | -51.7139 | -62.0284 | -63.9706 | -60.0846 | -56.8384 | -57.9009 | -57.8208 | -55.6013 | -52.9468 | -52.1142 | -52.3737 | -60.0547 | -57.7252 | -56.3628 | -54.8952 | -46.4092 | -43.0793 | -35.8116
TSO | - | 18 | 16 | 9 | 2025 | Winter | P, [%] | 1 | 0 | 26.23% | 24.3% | 21.67% | 21.75% | 21.84% | 27.84% | 42.04% | 50.43% | 52.01% | 48.85% | 46.21% | 47.07% | 47.01% | 45.2% | 43.05% | 42.37% | 42.58% | 48.82% | 46.93% | 45.82% | 44.63% | 37.73% | 35.02% | 29.12%
TSO | - | 18 | 9 | 16 | 2025 | Winter | Q, [MVAr] | 1 | 0 | 1.7717 | -0.91536 | -1.861 | -0.76219 | -1.0242 | 0.78706 | 6.3688 | 7.8509 | 9.0916 | 8.6714 | 7.5642 | 8.6847 | 7.3448 | 7.3941 | 5.7178 | 5.6705 | 6.0898 | 5.8248 | 4.8751 | 5.3557 | 6.2938 | 4.2551 | 2.543 | 0.27088
TSO | - | 18 | 9 | 16 | 2025 | Winter | Q, [%] | 1 | 0 | 1.44% | 0.7442% | 1.513% | 0.6197% | 0.8327% | 0.6399% | 5.178% | 6.383% | 7.392% | 7.05% | 6.15% | 7.061% | 5.971% | 6.011% | 4.649% | 4.61% | 4.951% | 4.736% | 3.964% | 4.354% | 5.117% | 3.459% | 2.067% | 0.2202%
TSO | - | 18 | 16 | 9 | 2025 | Winter | Q, [MVAr] | 1 | 0 | -1.8551 | 0.78954 | 1.6818 | 0.5838 | 0.84799 | -0.83164 | -5.9699 | -7.0998 | -8.2612 | -7.9848 | -6.9982 | -8.0765 | -6.7456 | -6.8681 | -5.2843 | -5.2622 | -5.6705 | -5.1542 | -4.2896 | -4.8127 | -5.7941 | -4.0128 | -2.3888 | -0.28451
TSO | - | 18 | 16 | 9 | 2025 | Winter | Q, [%] | 1 | 0 | 1.508% | 0.6419% | 1.367% | 0.4746% | 0.6894% | 0.6761% | 4.854% | 5.772% | 6.716% | 6.492% | 5.69% | 6.566% | 5.484% | 5.584% | 4.296% | 4.278% | 4.61% | 4.19% | 3.487% | 3.913% | 4.711% | 3.262% | 1.942% | 0.2313%
TSO | - | 18 | 9 | 16 | 2025 | Winter | S, [MVA] | 1 | 0 | 32.4078 | 29.9881 | 26.7833 | 26.8255 | 26.9532 | 34.3543 | 52.3401 | 62.8621 | 64.9747 | 61.0261 | 57.6239 | 58.8446 | 58.5797 | 56.3632 | 53.5008 | 52.6605 | 52.9682 | 60.6529 | 58.2225 | 56.8954 | 55.5201 | 46.7936 | 43.3181 | 35.9263
TSO | - | 18 | 9 | 16 | 2025 | Winter | S, [%] | 1 | 0 | 26.35% | 24.38% | 21.78% | 21.81% | 21.91% | 27.93% | 42.55% | 51.11% | 52.82% | 49.61% | 46.85% | 47.84% | 47.63% | 45.82% | 43.5% | 42.81% | 43.06% | 49.31% | 47.34% | 46.26% | 45.14% | 38.04% | 35.22% | 29.21%
TSO | - | 18 | 16 | 9 | 2025 | Winter | S, [MVA] | 1 | 0 | 32.3199 | 29.9048 | 26.7079 | 26.7571 | 26.8826 | 34.2512 | 52.0574 | 62.4334 | 64.5019 | 60.6129 | 57.2676 | 58.4615 | 58.2129 | 56.0239 | 53.2098 | 52.3792 | 52.6798 | 60.2755 | 57.8844 | 56.5679 | 55.2002 | 46.5824 | 43.1455 | 35.8128
TSO | - | 18 | 16 | 9 | 2025 | Winter | S, [%] | 1 | 0 | 26.28% | 24.31% | 21.71% | 21.75% | 21.86% | 27.85% | 42.32% | 50.76% | 52.44% | 49.28% | 46.56% | 47.53% | 47.33% | 45.55% | 43.26% | 42.58% | 42.83% | 49% | 47.06% | 45.99% | 44.88% | 37.87% | 35.08% | 29.12%
TSO | - | 19 | 10 | 15 | 2025 | Winter | P, [MW] | 1 | 0 | -6.9895 | -4.6838 | -3.2173 | -2.7175 | -1.9998 | -2.1578 | -23.0076 | -13.9785 | -16.4557 | -17.9308 | -22.9548 | -30.1664 | -19.9235 | -25.7822 | -20.2401 | -15.5636 | -13.2852 | -22.9626 | -15.5525 | -14.0792 | -13.2049 | -10.8541 | -9.9975 | -11.5244
TSO | - | 19 | 10 | 15 | 2025 | Winter | P, [%] | 1 | 0 | 5.683% | 3.808% | 2.616% | 2.209% | 1.626% | 1.754% | 18.71% | 11.36% | 13.38% | 14.58% | 18.66% | 24.53% | 16.2% | 20.96% | 16.46% | 12.65% | 10.8% | 18.67% | 12.64% | 11.45% | 10.74% | 8.824% | 8.128% | 9.369%
TSO | - | 19 | 15 | 10 | 2025 | Winter | P, [MW] | 1 | 0 | 7.3677 | 5.1294 | 3.6636 | 3.1872 | 2.4652 | 2.6018 | 23.4548 | 14.2512 | 16.7092 | 18.2752 | 23.2692 | 30.6418 | 20.2856 | 26.2297 | 20.6221 | 15.9165 | 13.6898 | 23.2731 | 15.7915 | 14.3484 | 13.5635 | 11.2299 | 10.3875 | 11.9301
TSO | - | 19 | 15 | 10 | 2025 | Winter | P, [%] | 1 | 0 | 5.99% | 4.17% | 2.979% | 2.591% | 2.004% | 2.115% | 19.07% | 11.59% | 13.58% | 14.86% | 18.92% | 24.91% | 16.49% | 21.32% | 16.77% | 12.94% | 11.13% | 18.92% | 12.84% | 11.67% | 11.03% | 9.13% | 8.445% | 9.699%
TSO | - | 19 | 10 | 15 | 2025 | Winter | Q, [MVAr] | 1 | 0 | 41.9804 | 45.7168 | 45.7705 | 47.0745 | 46.8141 | 45.9013 | 41.0666 | 34.131 | 31.5669 | 37.1373 | 32.4319 | 38.328 | 37.4562 | 39.5182 | 38.4997 | 38.625 | 42.389 | 32.0382 | 30.729 | 33.5776 | 39.7359 | 41.3453 | 42.2327 | 42.492
TSO | - | 19 | 10 | 15 | 2025 | Winter | Q, [%] | 1 | 0 | 34.13% | 37.17% | 37.21% | 38.27% | 38.06% | 37.32% | 33.39% | 27.75% | 25.66% | 30.19% | 26.37% | 31.16% | 30.45% | 32.13% | 31.3% | 31.4% | 34.46% | 26.05% | 24.98% | 27.3% | 32.31% | 33.61% | 34.34% | 34.55%
TSO | - | 19 | 15 | 10 | 2025 | Winter | Q, [MVAr] | 1 | 0 | -41.4229 | -44.9113 | -44.9592 | -46.1826 | -45.9344 | -45.1038 | -40.2956 | -33.9828 | -31.4894 | -36.7261 | -32.1426 | -37.4675 | -36.9886 | -38.7499 | -37.9584 | -38.1797 | -41.7534 | -31.7598 | -30.6975 | -33.4311 | -39.2656 | -40.8094 | -41.6404 | -41.836
TSO | - | 19 | 15 | 10 | 2025 | Winter | Q, [%] | 1 | 0 | 33.68% | 36.51% | 36.55% | 37.55% | 37.35% | 36.67% | 32.76% | 27.63% | 25.6% | 29.86% | 26.13% | 30.46% | 30.07% | 31.5% | 30.86% | 31.04% | 33.95% | 25.82% | 24.96% | 27.18% | 31.92% | 33.18% | 33.85% | 34.01%
TSO | - | 19 | 10 | 15 | 2025 | Winter | S, [MVA] | 1 | 0 | 42.5582 | 45.9561 | 45.8835 | 47.1529 | 46.8568 | 45.952 | 47.0724 | 36.8825 | 35.5986 | 41.2395 | 39.7335 | 48.7755 | 42.4254 | 47.1848 | 43.4958 | 41.6427 | 44.4221 | 39.4173 | 34.4406 | 36.4098 | 41.8726 | 42.7463 | 43.3999 | 44.0271
TSO | - | 19 | 10 | 15 | 2025 | Winter | S, [%] | 1 | 0 | 34.6% | 37.36% | 37.3% | 38.34% | 38.09% | 37.36% | 38.27% | 29.99% | 28.94% | 33.53% | 32.3% | 39.65% | 34.49% | 38.36% | 35.36% | 33.86% | 36.12% | 32.05% | 28% | 29.6% | 34.04% | 34.75% | 35.28% | 35.79%
TSO | - | 19 | 15 | 10 | 2025 | Winter | S, [MVA] | 1 | 0 | 42.073 | 45.2033 | 45.1082 | 46.2924 | 46.0005 | 45.1788 | 46.6246 | 36.8501 | 35.648 | 41.0218 | 39.6813 | 48.4018 | 42.1861 | 46.7926 | 43.1985 | 41.3645 | 43.9404 | 39.3742 | 34.5211 | 36.3802 | 41.5422 | 42.3263 | 42.9164 | 43.5038
TSO | - | 19 | 15 | 10 | 2025 | Winter | S, [%] | 1 | 0 | 34.21% | 36.75% | 36.67% | 37.64% | 37.4% | 36.73% | 37.91% | 29.96% | 28.98% | 33.35% | 32.26% | 39.35% | 34.3% | 38.04% | 35.12% | 33.63% | 35.72% | 32.01% | 28.07% | 29.58% | 33.77% | 34.41% | 34.89% | 35.37%
TSO | - | 20 | 11 | 13 | 2025 | Winter | P, [MW] | 1 | 0 | 21.0938 | 20.7907 | 20.0683 | 19.9213 | 17.9843 | 17.8222 | 16.4 | 21.0782 | 22.4407 | 21.2162 | 23.1012 | 22.8649 | 24.6371 | 23.3833 | 22.5869 | 24.6838 | 27.077 | 29.03 | 29.3084 | 30.128 | 33.4996 | 31.6667 | 30.0359 | 25.7774
TSO | - | 20 | 11 | 13 | 2025 | Winter | P, [%] | 1 | 0 | 1.586% | 1.563% | 1.509% | 1.498% | 1.352% | 1.34% | 1.233% | 1.585% | 1.687% | 1.595% | 1.737% | 1.719% | 1.852% | 1.758% | 1.698% | 1.856% | 2.036% | 2.183% | 2.204% | 2.265% | 2.519% | 2.381% | 2.258% | 1.938%
TSO | - | 20 | 13 | 11 | 2025 | Winter | P, [MW] | 1 | 0 | -21.0875 | -20.7845 | -20.0626 | -19.9156 | -17.9797 | -17.8177 | -16.3961 | -21.0719 | -22.4335 | -21.2098 | -23.0936 | -22.8574 | -24.6285 | -23.3755 | -22.5796 | -24.6751 | -27.0666 | -29.018 | -29.2962 | -30.1151 | -33.4836 | -31.6524 | -30.0231 | -25.768
TSO | - | 20 | 13 | 11 | 2025 | Winter | P, [%] | 1 | 0 | 1.586% | 1.563% | 1.508% | 1.497% | 1.352% | 1.34% | 1.233% | 1.584% | 1.687% | 1.595% | 1.736% | 1.719% | 1.852% | 1.758% | 1.698% | 1.855% | 2.035% | 2.182% | 2.203% | 2.264% | 2.518% | 2.38% | 2.257% | 1.937%
TSO | - | 20 | 11 | 13 | 2025 | Winter | Q, [MVAr] | 1 | 0 | -15.6784 | -15.6506 | -15.584 | -15.5706 | -15.3916 | -15.3764 | -15.2447 | -15.6762 | -15.8021 | -15.6889 | -15.8631 | -15.8417 | -16.0052 | -15.8897 | -15.8163 | -16.0094 | -16.2291 | -16.4079 | -16.433 | -16.5082 | -16.8162 | -16.6493 | -16.5004 | -16.1098
TSO | - | 20 | 11 | 13 | 2025 | Winter | Q, [%] | 1 | 0 | 1.179% | 1.177% | 1.172% | 1.171% | 1.157% | 1.156% | 1.146% | 1.179% | 1.188% | 1.18% | 1.193% | 1.191% | 1.203% | 1.195% | 1.189% | 1.204% | 1.22% | 1.234% | 1.236% | 1.241% | 1.264% | 1.252% | 1.241% | 1.211%
TSO | - | 20 | 13 | 11 | 2025 | Winter | Q, [MVAr] | 1 | 0 | -11.6225 | -11.653 | -11.7252 | -11.7401 | -11.9335 | -11.9495 | -12.0912 | -11.6233 | -11.4872 | -11.6095 | -11.4213 | -11.4453 | -11.2681 | -11.3936 | -11.4733 | -11.2634 | -11.0229 | -10.8265 | -10.798 | -10.7157 | -10.3755 | -10.5609 | -10.7255 | -11.1535
TSO | - | 20 | 13 | 11 | 2025 | Winter | Q, [%] | 1 | 0 | 0.8739% | 0.8762% | 0.8816% | 0.8827% | 0.8973% | 0.8985% | 0.9091% | 0.8739% | 0.8637% | 0.8729% | 0.8587% | 0.8606% | 0.8472% | 0.8567% | 0.8627% | 0.8469% | 0.8288% | 0.814% | 0.8119% | 0.8057% | 0.7801% | 0.7941% | 0.8064% | 0.8386%
TSO | - | 20 | 11 | 13 | 2025 | Winter | S, [MVA] | 1 | 0 | 26.2823 | 26.023 | 25.4086 | 25.2844 | 23.6714 | 23.5386 | 22.3911 | 26.2685 | 27.4461 | 26.3869 | 28.0233 | 27.8166 | 29.3795 | 28.2712 | 27.5739 | 29.421 | 31.5681 | 33.346 | 33.601 | 34.3543 | 37.4834 | 35.7768 | 34.2698 | 30.3974
TSO | - | 20 | 11 | 13 | 2025 | Winter | S, [%] | 1 | 0 | 1.976% | 1.957% | 1.91% | 1.901% | 1.78% | 1.77% | 1.684% | 1.975% | 2.064% | 1.984% | 2.107% | 2.091% | 2.209% | 2.126% | 2.073% | 2.212% | 2.374% | 2.507% | 2.526% | 2.583% | 2.818% | 2.69% | 2.577% | 2.286%
TSO | - | 20 | 13 | 11 | 2025 | Winter | S, [MVA] | 1 | 0 | 24.0783 | 23.8283 | 23.2376 | 23.1184 | 21.5796 | 21.4537 | 20.3723 | 24.065 | 25.2035 | 24.1792 | 25.7635 | 25.5628 | 27.0838 | 26.0044 | 25.3274 | 27.1243 | 29.2251 | 30.9718 | 31.2228 | 31.9647 | 35.0543 | 33.3677 | 31.8814 | 28.0783
TSO | - | 20 | 13 | 11 | 2025 | Winter | S, [%] | 1 | 0 | 1.81% | 1.792% | 1.747% | 1.738% | 1.623% | 1.613% | 1.532% | 1.809% | 1.895% | 1.818% | 1.937% | 1.922% | 2.036% | 1.955% | 1.904% | 2.039% | 2.197% | 2.329% | 2.348% | 2.403% | 2.636% | 2.509% | 2.397% | 2.111%
TSO | - | 21 | 12 | 72 | 2025 | Winter | P, [MW] | 1 | 0 | -14.3819 | -14.6254 | -14.1513 | -13.9406 | -12.6106 | -12.4783 | -11.9774 | -14.0054 | -14.9552 | -14.1372 | -15.9479 | -16.4353 | -17.0511 | -16.2991 | -15.6343 | -16.7524 | -18.3064 | -19.3415 | -19.6082 | -19.9337 | -22.0456 | -20.9556 | -20.109 | -17.3665
TSO | - | 21 | 12 | 72 | 2025 | Winter | P, [%] | 1 | 0 | 5.846% | 5.945% | 5.753% | 5.667% | 5.126% | 5.072% | 4.869% | 5.693% | 6.079% | 5.747% | 6.483% | 6.681% | 6.931% | 6.626% | 6.355% | 6.81% | 7.442% | 7.862% | 7.971% | 8.103% | 8.962% | 8.519% | 8.174% | 7.06%
TSO | - | 21 | 72 | 12 | 2025 | Winter | P, [MW] | 1 | 0 | 14.4037 | 14.6482 | 14.1727 | 13.9613 | 12.6276 | 12.4948 | 11.9917 | 14.0247 | 14.9772 | 14.1572 | 15.9729 | 16.4621 | 17.0801 | 16.3256 | 15.6588 | 16.7808 | 18.341 | 19.3784 | 19.6463 | 19.9736 | 22.0956 | 21.0012 | 20.1513 | 17.3982
TSO | - | 21 | 72 | 12 | 2025 | Winter | P, [%] | 1 | 0 | 5.855% | 5.955% | 5.761% | 5.675% | 5.133% | 5.079% | 4.875% | 5.701% | 6.088% | 5.755% | 6.493% | 6.692% | 6.943% | 6.636% | 6.365% | 6.821% | 7.456% | 7.877% | 7.986% | 8.119% | 8.982% | 8.537% | 8.192% | 7.072%
TSO | - | 21 | 12 | 72 | 2025 | Winter | Q, [MVAr] | 1 | 0 | 1.2483 | 0.79242 | 0.49138 | 0.40509 | 0.12113 | 0.31456 | 0.31497 | 1.0996 | 1.5297 | 0.95013 | 1.6512 | 1.3659 | 1.3499 | 1.3417 | 1.1852 | 1.6012 | 1.7549 | 2.2647 | 2.33 | 2.2515 | 2.8056 | 2.6779 | 2.4593 | 1.4692
TSO | - | 21 | 12 | 72 | 2025 | Winter | Q, [%] | 1 | 0 | 0.5074% | 0.3221% | 0.1997% | 0.1647% | 0.04924% | 0.1279% | 0.128% | 0.447% | 0.6218% | 0.3862% | 0.6712% | 0.5552% | 0.5487% | 0.5454% | 0.4818% | 0.6509% | 0.7134% | 0.9206% | 0.9471% | 0.9152% | 1.14% | 1.089% | 0.9997% | 0.5972%
TSO | - | 21 | 72 | 12 | 2025 | Winter | Q, [MVAr] | 1 | 0 | -2.5385 | -2.0512 | -1.7475 | -1.664 | -1.3881 | -1.5978 | -1.6883 | -2.4858 | -2.9176 | -2.3079 | -3.032 | -2.7195 | -2.6872 | -2.683 | -2.529 | -2.919 | -3.0284 | -3.6009 | -3.655 | -3.5488 | -4.038 | -3.9115 | -3.691 | -2.7215
TSO | - | 21 | 72 | 12 | 2025 | Winter | Q, [%] | 1 | 0 | 1.032% | 0.8338% | 0.7104% | 0.6764% | 0.5643% | 0.6495% | 0.6863% | 1.01% | 1.186% | 0.9382% | 1.233% | 1.105% | 1.092% | 1.091% | 1.028% | 1.187% | 1.231% | 1.464% | 1.486% | 1.443% | 1.641% | 1.59% | 1.5% | 1.106%
TSO | - | 21 | 12 | 72 | 2025 | Winter | S, [MVA] | 1 | 0 | 14.436 | 14.6469 | 14.1598 | 13.9465 | 12.6112 | 12.4822 | 11.9816 | 14.0485 | 15.0332 | 14.1691 | 16.0332 | 16.492 | 17.1045 | 16.3542 | 15.6792 | 16.8287 | 18.3904 | 19.4736 | 19.7461 | 20.0605 | 22.2234 | 21.126 | 20.2588 | 17.4285
TSO | - | 21 | 12 | 72 | 2025 | Winter | S, [%] | 1 | 0 | 5.868% | 5.954% | 5.756% | 5.669% | 5.127% | 5.074% | 4.871% | 5.711% | 6.111% | 5.76% | 6.518% | 6.704% | 6.953% | 6.648% | 6.374% | 6.841% | 7.476% | 7.916% | 8.027% | 8.155% | 9.034% | 8.588% | 8.235% | 7.085%
TSO | - | 21 | 72 | 12 | 2025 | Winter | S, [MVA] | 1 | 0 | 14.6257 | 14.7911 | 14.28 | 14.0601 | 12.7037 | 12.5965 | 12.11 | 14.2433 | 15.2588 | 14.3441 | 16.2581 | 16.6852 | 17.2902 | 16.5446 | 15.8617 | 17.0328 | 18.5893 | 19.7101 | 19.9834 | 20.2865 | 22.4616 | 21.3624 | 20.4866 | 17.6098
TSO | - | 21 | 72 | 12 | 2025 | Winter | S, [%] | 1 | 0 | 5.945% | 6.013% | 5.805% | 5.716% | 5.164% | 5.121% | 4.923% | 5.79% | 6.203% | 5.831% | 6.609% | 6.783% | 7.029% | 6.725% | 6.448% | 6.924% | 7.557% | 8.012% | 8.123% | 8.247% | 9.131% | 8.684% | 8.328% | 7.158%
TSO | - | 23 | 15 | 18 | 2025 | Winter | P, [MW] | 1 | 0 | 17.4261 | 15.0414 | 14.2368 | 13.5174 | 13.4745 | 15.2113 | 20.9374 | 24.3 | 26.842 | 27.8775 | 27.4725 | 27.3355 | 26.8768 | 26.5748 | 25.4079 | 23.4993 | 23.4849 | 28.0704 | 28.2221 | 27.6388 | 26.5626 | 25.0024 | 22.7714 | 19.9218
TSO | - | 23 | 15 | 18 | 2025 | Winter | P, [%] | 1 | 0 | 14.17% | 12.23% | 11.57% | 10.99% | 10.95% | 12.37% | 17.02% | 19.76% | 21.82% | 22.66% | 22.34% | 22.22% | 21.85% | 21.61% | 20.66% | 19.11% | 19.09% | 22.82% | 22.94% | 22.47% | 21.6% | 20.33% | 18.51% | 16.2%
TSO | - | 23 | 18 | 15 | 2025 | Winter | P, [MW] | 1 | 0 | -17.406 | -15.0256 | -14.2224 | -13.5044 | -13.4616 | -15.1954 | -20.9107 | -24.2647 | -26.799 | -27.8297 | -27.4275 | -27.2904 | -26.8329 | -26.5318 | -25.3686 | -23.4655 | -23.4507 | -28.0235 | -28.1744 | -27.5925 | -26.519 | -24.9634 | -22.7388 | -19.8965
TSO | - | 23 | 18 | 15 | 2025 | Winter | P, [%] | 1 | 0 | 14.15% | 12.22% | 11.56% | 10.98% | 10.94% | 12.35% | 17% | 19.73% | 21.79% | 22.63% | 22.3% | 22.19% | 21.82% | 21.57% | 20.62% | 19.08% | 19.07% | 22.78% | 22.91% | 22.43% | 21.56% | 20.3% | 18.49% | 16.18%
TSO | - | 23 | 15 | 18 | 2025 | Winter | Q, [MVAr] | 1 | 0 | -3.7897 | -4.4195 | -4.4027 | -4.1611 | -4.1018 | -4.0253 | -0.81563 | 1.0409 | 2.0029 | 3.1756 | 2.2522 | 2.2602 | 2.2087 | 2.3361 | 1.4795 | 0.17294 | -0.043778 | 1.5029 | 1.732 | 1.4415 | 1.2802 | 0.76624 | -1.0395 | -1.7146
TSO | - | 23 | 15 | 18 | 2025 | Winter | Q, [%] | 1 | 0 | 3.081% | 3.593% | 3.579% | 3.383% | 3.335% | 3.273% | 0.6631% | 0.8463% | 1.628% | 2.582% | 1.831% | 1.838% | 1.796% | 1.899% | 1.203% | 0.1406% | 0.03559% | 1.222% | 1.408% | 1.172% | 1.041% | 0.623% | 0.8451% | 1.394%
TSO | - | 23 | 18 | 15 | 2025 | Winter | Q, [MVAr] | 1 | 0 | 3.6387 | 4.258 | 4.2374 | 3.9907 | 3.932 | 3.8636 | 0.67817 | -1.153 | -2.0904 | -3.2411 | -2.3334 | -2.3381 | -2.2893 | -2.4191 | -1.5746 | -0.28488 | -0.063121 | -1.5768 | -1.8019 | -1.5129 | -1.3567 | -0.85671 | 0.92937 | 1.5823
TSO | - | 23 | 18 | 15 | 2025 | Winter | Q, [%] | 1 | 0 | 2.958% | 3.462% | 3.445% | 3.244% | 3.197% | 3.141% | 0.5514% | 0.9374% | 1.699% | 2.635% | 1.897% | 1.901% | 1.861% | 1.967% | 1.28% | 0.2316% | 0.05132% | 1.282% | 1.465% | 1.23% | 1.103% | 0.6965% | 0.7556% | 1.286%
TSO | - | 23 | 15 | 18 | 2025 | Winter | S, [MVA] | 1 | 0 | 17.8334 | 15.6772 | 14.902 | 14.1433 | 14.085 | 15.7349 | 20.9533 | 24.3223 | 26.9166 | 28.0578 | 27.5647 | 27.4288 | 26.9674 | 26.6773 | 25.4509 | 23.4999 | 23.485 | 28.1106 | 28.2752 | 27.6764 | 26.5935 | 25.0141 | 22.7951 | 19.9955
TSO | - | 23 | 15 | 18 | 2025 | Winter | S, [%] | 1 | 0 | 14.5% | 12.75% | 12.12% | 11.5% | 11.45% | 12.79% | 17.04% | 19.77% | 21.88% | 22.81% | 22.41% | 22.3% | 21.92% | 21.69% | 20.69% | 19.11% | 19.09% | 22.85% | 22.99% | 22.5% | 21.62% | 20.34% | 18.53% | 16.26%
TSO | - | 23 | 18 | 15 | 2025 | Winter | S, [MVA] | 1 | 0 | 17.7823 | 15.6173 | 14.8402 | 14.0817 | 14.0241 | 15.6789 | 20.9217 | 24.292 | 26.8804 | 28.0178 | 27.5266 | 27.3904 | 26.9304 | 26.6419 | 25.4174 | 23.4672 | 23.4508 | 28.0678 | 28.232 | 27.6339 | 26.5537 | 24.9781 | 22.7578 | 19.9593
TSO | - | 23 | 18 | 15 | 2025 | Winter | S, [%] | 1 | 0 | 14.46% | 12.7% | 12.07% | 11.45% | 11.4% | 12.75% | 17.01% | 19.75% | 21.85% | 22.78% | 22.38% | 22.27% | 21.89% | 21.66% | 20.66% | 19.08% | 19.07% | 22.82% | 22.95% | 22.47% | 21.59% | 20.31% | 18.5% | 16.23%
TSO | - | 24 | 15 | 26 | 2025 | Winter | P, [MW] | 1 | 0 | 25.0827 | 21.9972 | 20.2842 | 19.7473 | 19.393 | 22.0976 | 35.523 | 36.8182 | 38.9213 | 38.628 | 39.6541 | 41.9465 | 38.9573 | 39.9976 | 36.9028 | 34.3229 | 32.8378 | 40.107 | 39.2516 | 38.2239 | 36.9684 | 34.074 | 32.3354 | 29.4679
TSO | - | 24 | 15 | 26 | 2025 | Winter | P, [%] | 1 | 0 | 20.39% | 17.88% | 16.49% | 16.05% | 15.77% | 17.97% | 28.88% | 29.93% | 31.64% | 31.4% | 32.24% | 34.1% | 31.67% | 32.52% | 30% | 27.9% | 26.7% | 32.61% | 31.91% | 31.08% | 30.06% | 27.7% | 26.29% | 23.96%
TSO | - | 24 | 26 | 15 | 2025 | Winter | P, [MW] | 1 | 0 | -24.9815 | -21.9091 | -20.2043 | -19.6712 | -19.3171 | -22.0093 | -35.3507 | -36.642 | -38.7273 | -38.4321 | -39.4534 | -41.7184 | -38.7591 | -39.7878 | -36.7226 | -34.1634 | -32.6873 | -39.9003 | -39.0523 | -38.0314 | -36.783 | -33.9128 | -32.1846 | -29.3357
TSO | - | 24 | 26 | 15 | 2025 | Winter | P, [%] | 1 | 0 | 20.31% | 17.81% | 16.43% | 15.99% | 15.7% | 17.89% | 28.74% | 29.79% | 31.49% | 31.25% | 32.08% | 33.92% | 31.51% | 32.35% | 29.86% | 27.78% | 26.58% | 32.44% | 31.75% | 30.92% | 29.9% | 27.57% | 26.17% | 23.85%
TSO | - | 24 | 15 | 26 | 2025 | Winter | Q, [MVAr] | 1 | 0 | -10.857 | -12.4605 | -12.8487 | -12.6352 | -13.0792 | -12.3856 | -7.5372 | -4.1332 | -2.0714 | -2.8201 | -1.8647 | -3.1378 | -3.2684 | -3.818 | -4.5069 | -5.9987 | -7.092 | -3.2427 | -3.5423 | -4.4049 | -5.7551 | -6.7206 | -8.5663 | -10.1539
TSO | - | 24 | 15 | 26 | 2025 | Winter | Q, [%] | 1 | 0 | 8.827% | 10.13% | 10.45% | 10.27% | 10.63% | 10.07% | 6.128% | 3.36% | 1.684% | 2.293% | 1.516% | 2.551% | 2.657% | 3.104% | 3.664% | 4.877% | 5.766% | 2.636% | 2.88% | 3.581% | 4.679% | 5.464% | 6.964% | 8.255%
TSO | - | 24 | 26 | 15 | 2025 | Winter | Q, [MVAr] | 1 | 0 | 10.7333 | 12.3004 | 12.6626 | 12.4355 | 12.8808 | 12.2248 | 7.6378 | 4.2391 | 2.2349 | 3.0016 | 2.0502 | 3.4228 | 3.4543 | 4.0446 | 4.6336 | 6.0587 | 7.1282 | 3.45 | 3.7269 | 4.5729 | 5.9077 | 6.7942 | 8.6083 | 10.1375
TSO | - | 24 | 26 | 15 | 2025 | Winter | Q, [%] | 1 | 0 | 8.726% | 10% | 10.29% | 10.11% | 10.47% | 9.939% | 6.21% | 3.446% | 1.817% | 2.44% | 1.667% | 2.783% | 2.808% | 3.288% | 3.767% | 4.926% | 5.795% | 2.805% | 3.03% | 3.718% | 4.803% | 5.524% | 6.999% | 8.242%
TSO | - | 24 | 15 | 26 | 2025 | Winter | S, [MVA] | 1 | 0 | 27.3317 | 25.2812 | 24.0112 | 23.4436 | 23.3914 | 25.3319 | 36.3138 | 37.0495 | 38.9763 | 38.7308 | 39.6979 | 42.0637 | 39.0942 | 40.1794 | 37.177 | 34.8432 | 33.5949 | 40.2379 | 39.4112 | 38.4769 | 37.4137 | 34.7304 | 33.4508 | 31.1682
TSO | - | 24 | 15 | 26 | 2025 | Winter | S, [%] | 1 | 0 | 22.22% | 20.55% | 19.52% | 19.06% | 19.02% | 20.6% | 29.52% | 30.12% | 31.69% | 31.49% | 32.27% | 34.2% | 31.78% | 32.67% | 30.23% | 28.33% | 27.31% | 32.71% | 32.04% | 31.28% | 30.42% | 28.24% | 27.2% | 25.34%
TSO | - | 24 | 26 | 15 | 2025 | Winter | S, [MVA] | 1 | 0 | 27.1897 | 25.1258 | 23.8444 | 23.2723 | 23.2178 | 25.1765 | 36.1664 | 36.8864 | 38.7918 | 38.5491 | 39.5066 | 41.8586 | 38.9127 | 39.9928 | 37.0138 | 34.6965 | 33.4555 | 40.0491 | 39.2297 | 38.3053 | 37.2544 | 34.5867 | 33.3159 | 31.0379
TSO | - | 24 | 26 | 15 | 2025 | Winter | S, [%] | 1 | 0 | 22.11% | 20.43% | 19.39% | 18.92% | 18.88% | 20.47% | 29.4% | 29.99% | 31.54% | 31.34% | 32.12% | 34.03% | 31.64% | 32.51% | 30.09% | 28.21% | 27.2% | 32.56% | 31.89% | 31.14% | 30.29% | 28.12% | 27.09% | 25.23%
TSO | - | 25 | 16 | 17 | 2025 | Winter | P, [MW] | 1 | 0 | 0.3234 | -1.4286 | -3.8502 | -3.6631 | -3.9613 | 0.16919 | 6.1826 | 12.8468 | 13.2418 | 12.3205 | 8.9585 | 9.7549 | 12.0968 | 8.727 | 8.8319 | 8.6455 | 8.9739 | 13.0934 | 12.5219 | 12.4858 | 11.5676 | 8.0979 | 6.0125 | 2.1514
TSO | - | 25 | 16 | 17 | 2025 | Winter | P, [%] | 1 | 0 | 0.2629% | 1.161% | 3.13% | 2.978% | 3.221% | 0.1376% | 5.026% | 10.44% | 10.77% | 10.02% | 7.283% | 7.931% | 9.835% | 7.095% | 7.18% | 7.029% | 7.296% | 10.65% | 10.18% | 10.15% | 9.405% | 6.584% | 4.888% | 1.749%
TSO | - | 25 | 17 | 16 | 2025 | Winter | P, [MW] | 1 | 0 | -0.32339 | 1.4287 | 3.851 | 3.6638 | 3.9621 | -0.16913 | -6.1806 | -12.8389 | -13.2334 | -12.3132 | -8.9547 | -9.7503 | -12.0899 | -8.7233 | -8.8281 | -8.6418 | -8.9698 | -13.0853 | -12.5145 | -12.4783 | -11.5609 | -8.0946 | -6.0106 | -2.1511
TSO | - | 25 | 17 | 16 | 2025 | Winter | P, [%] | 1 | 0 | 0.2629% | 1.162% | 3.131% | 2.979% | 3.221% | 0.1375% | 5.025% | 10.44% | 10.76% | 10.01% | 7.28% | 7.927% | 9.829% | 7.092% | 7.177% | 7.026% | 7.293% | 10.64% | 10.17% | 10.14% | 9.399% | 6.581% | 4.887% | 1.749%
TSO | - | 25 | 16 | 17 | 2025 | Winter | Q, [MVAr] | 1 | 0 | -0.2685 | 0.51086 | 0.39855 | 0.33064 | 0.6444 | 1.077 | 1.9144 | -0.19564 | 0.0018203 | 1.1234 | 0.026803 | 1.0331 | 0.68116 | 0.93073 | 1.1069 | 1.2797 | 2.1889 | 0.23274 | -0.25608 | 0.95996 | 2.3906 | 2.1022 | 1.7782 | 1.1938
TSO | - | 25 | 16 | 17 | 2025 | Winter | Q, [%] | 1 | 0 | 0.2183% | 0.4153% | 0.324% | 0.2688% | 0.5239% | 0.8756% | 1.556% | 0.1591% | 0.00148% | 0.9133% | 0.02179% | 0.8399% | 0.5538% | 0.7567% | 0.8999% | 1.04% | 1.78% | 0.1892% | 0.2082% | 0.7805% | 1.944% | 1.709% | 1.446% | 0.9705%
TSO | - | 25 | 17 | 16 | 2025 | Winter | Q, [MVAr] | 1 | 0 | 0.052606 | -0.7257 | -0.61095 | -0.5432 | -0.85648 | -1.2927 | -2.1261 | 0.0044687 | -0.19102 | -1.3161 | -0.23247 | -1.2357 | -0.87552 | -1.1366 | -1.3127 | -1.4859 | -2.3932 | -0.42323 | 0.062812 | -1.1528 | -2.5858 | -2.3086 | -1.9891 | -1.4091
TSO | - | 25 | 17 | 16 | 2025 | Winter | Q, [%] | 1 | 0 | 0.04277% | 0.59% | 0.4967% | 0.4416% | 0.6963% | 1.051% | 1.729% | 0.003633% | 0.1553% | 1.07% | 0.189% | 1.005% | 0.7118% | 0.9241% | 1.067% | 1.208% | 1.946% | 0.3441% | 0.05107% | 0.9372% | 2.102% | 1.877% | 1.617% | 1.146%
TSO | - | 25 | 16 | 17 | 2025 | Winter | S, [MVA] | 1 | 0 | 0.42033 | 1.5172 | 3.8708 | 3.678 | 4.0134 | 1.0902 | 6.4722 | 12.8483 | 13.2418 | 12.3716 | 8.9585 | 9.8094 | 12.116 | 8.7765 | 8.901 | 8.7397 | 9.237 | 13.0955 | 12.5245 | 12.5226 | 11.812 | 8.3664 | 6.27 | 2.4604
TSO | - | 25 | 16 | 17 | 2025 | Winter | S, [%] | 1 | 0 | 0.3417% | 1.233% | 3.147% | 2.99% | 3.263% | 0.8864% | 5.262% | 10.45% | 10.77% | 10.06% | 7.283% | 7.975% | 9.85% | 7.135% | 7.237% | 7.105% | 7.51% | 10.65% | 10.18% | 10.18% | 9.603% | 6.802% | 5.098% | 2%
TSO | - | 25 | 17 | 16 | 2025 | Winter | S, [MVA] | 1 | 0 | 0.32764 | 1.6025 | 3.8991 | 3.7038 | 4.0536 | 1.3037 | 6.536 | 12.8389 | 13.2348 | 12.3834 | 8.9577 | 9.8283 | 12.1215 | 8.7971 | 8.9252 | 8.7686 | 9.2836 | 13.0921 | 12.5146 | 12.5314 | 11.8465 | 8.4174 | 6.3312 | 2.5715
TSO | - | 25 | 17 | 16 | 2025 | Winter | S, [%] | 1 | 0 | 0.2664% | 1.303% | 3.17% | 3.011% | 3.296% | 1.06% | 5.314% | 10.44% | 10.76% | 10.07% | 7.283% | 7.99% | 9.855% | 7.152% | 7.256% | 7.129% | 7.548% | 10.64% | 10.17% | 10.19% | 9.631% | 6.843% | 5.147% | 2.091%
TSO | - | 26 | 17 | 34 | 2025 | Winter | P, [MW] | 1 | 0 | -7.5815 | -9.1717 | -10.7023 | -10.7466 | -11.0342 | -7.6086 | -2.8135 | 2.9371 | 3.349 | 2.0287 | -0.023855 | 0.34212 | 3.1537 | -0.016093 | -0.18741 | -0.71622 | -1.2215 | 2.0492 | 2.2277 | 1.5953 | 0.5621 | -1.3966 | -2.7962 | -6.7098
TSO | - | 26 | 17 | 34 | 2025 | Winter | P, [%] | 1 | 0 | 6.164% | 7.457% | 8.701% | 8.737% | 8.971% | 6.186% | 2.287% | 2.388% | 2.723% | 1.649% | 0.01939% | 0.2781% | 2.564% | 0.01308% | 0.1524% | 0.5823% | 0.9931% | 1.666% | 1.811% | 1.297% | 0.457% | 1.135% | 2.273% | 5.455%
TSO | - | 26 | 34 | 17 | 2025 | Winter | P, [MW] | 1 | 0 | 7.5882 | 9.1818 | 10.7158 | 10.7601 | 11.0486 | 7.6159 | 2.8156 | -2.9361 | -3.3476 | -2.0278 | 0.024004 | -0.34166 | -3.1523 | 0.016515 | 0.18799 | 0.71695 | 1.2229 | -2.0486 | -2.2271 | -1.5946 | -0.56076 | 1.3981 | 2.7982 | 6.7157
TSO | - | 26 | 34 | 17 | 2025 | Winter | P, [%] | 1 | 0 | 6.169% | 7.465% | 8.712% | 8.748% | 8.983% | 6.192% | 2.289% | 2.387% | 2.722% | 1.649% | 0.01952% | 0.2778% | 2.563% | 0.01343% | 0.1528% | 0.5829% | 0.9942% | 1.666% | 1.811% | 1.296% | 0.4559% | 1.137% | 2.275% | 5.46%
TSO | - | 26 | 17 | 34 | 2025 | Winter | Q, [MVAr] | 1 | 0 | 1.3989 | 2.1862 | 2.2064 | 2.0067 | 2.325 | 2.6152 | 3.0287 | 0.50422 | 0.56268 | 1.7838 | 0.90913 | 1.7434 | 1.4562 | 1.7043 | 2.0304 | 2.2085 | 2.9747 | 0.92587 | 0.54266 | 1.8242 | 3.1873 | 3.0892 | 3.0106 | 2.5475
TSO | - | 26 | 17 | 34 | 2025 | Winter | Q, [%] | 1 | 0 | 1.137% | 1.777% | 1.794% | 1.631% | 1.89% | 2.126% | 2.462% | 0.4099% | 0.4575% | 1.45% | 0.7391% | 1.417% | 1.184% | 1.386% | 1.651% | 1.796% | 2.418% | 0.7527% | 0.4412% | 1.483% | 2.591% | 2.512% | 2.448% | 2.071%
TSO | - | 26 | 34 | 17 | 2025 | Winter | Q, [MVAr] | 1 | 0 | -1.8747 | -2.6486 | -2.6563 | -2.4564 | -2.7715 | -3.0882 | -3.5265 | -1.0056 | -1.0625 | -2.2844 | -1.4145 | -2.2468 | -1.9563 | -2.2078 | -2.534 | -2.7113 | -3.4744 | -1.4294 | -1.047 | -2.3268 | -3.6867 | -3.5874 | -3.5055 | -3.0269
TSO | - | 26 | 34 | 17 | 2025 | Winter | Q, [%] | 1 | 0 | 1.524% | 2.153% | 2.16% | 1.997% | 2.253% | 2.511% | 2.867% | 0.8176% | 0.8638% | 1.857% | 1.15% | 1.827% | 1.59% | 1.795% | 2.06% | 2.204% | 2.825% | 1.162% | 0.8512% | 1.892% | 2.997% | 2.917% | 2.85% | 2.461%
TSO | - | 26 | 17 | 34 | 2025 | Winter | S, [MVA] | 1 | 0 | 7.7094 | 9.4287 | 10.9274 | 10.9323 | 11.2765 | 8.0455 | 4.1339 | 2.9801 | 3.3959 | 2.7014 | 0.90944 | 1.7767 | 3.4736 | 1.7044 | 2.039 | 2.3217 | 3.2158 | 2.2487 | 2.2928 | 2.4234 | 3.2365 | 3.3902 | 4.1088 | 7.1772
TSO | - | 26 | 17 | 34 | 2025 | Winter | S, [%] | 1 | 0 | 6.268% | 7.666% | 8.884% | 8.888% | 9.168% | 6.541% | 3.361% | 2.423% | 2.761% | 2.196% | 0.7394% | 1.444% | 2.824% | 1.386% | 1.658% | 1.888% | 2.614% | 1.828% | 1.864% | 1.97% | 2.631% | 2.756% | 3.341% | 5.835%
TSO | - | 26 | 34 | 17 | 2025 | Winter | S, [MVA] | 1 | 0 | 7.8163 | 9.5562 | 11.0401 | 11.0369 | 11.3909 | 8.2182 | 4.5126 | 3.1036 | 3.5122 | 3.0546 | 1.4147 | 2.2726 | 3.71 | 2.2079 | 2.5409 | 2.8045 | 3.6833 | 2.498 | 2.4609 | 2.8208 | 3.7291 | 3.8502 | 4.4854 | 7.3663
TSO | - | 26 | 34 | 17 | 2025 | Winter | S, [%] | 1 | 0 | 6.355% | 7.769% | 8.976% | 8.973% | 9.261% | 6.681% | 3.669% | 2.523% | 2.855% | 2.483% | 1.15% | 1.848% | 3.016% | 1.795% | 2.066% | 2.28% | 2.995% | 2.031% | 2.001% | 2.293% | 3.032% | 3.13% | 3.647% | 5.989%
TSO | - | 27 | 18 | 103 | 2025 | Winter | P, [MW] | 1 | 0 | 16.6412 | 14.2551 | 13.4702 | 12.7605 | 12.6936 | 14.5118 | 19.831 | 23.2397 | 25.7766 | 26.6165 | 25.9269 | 25.9227 | 25.2928 | 24.9589 | 23.8886 | 22.0116 | 21.9238 | 26.4054 | 26.5965 | 26.0173 | 24.9283 | 23.9002 | 21.7977 | 19.0788
TSO | - | 27 | 18 | 103 | 2025 | Winter | P, [%] | 1 | 0 | 13.53% | 11.59% | 10.95% | 10.37% | 10.32% | 11.8% | 16.12% | 18.89% | 20.96% | 21.64% | 21.08% | 21.08% | 20.56% | 20.29% | 19.42% | 17.9% | 17.82% | 21.47% | 21.62% | 21.15% | 20.27% | 19.43% | 17.72% | 15.51%
TSO | - | 27 | 103 | 18 | 2025 | Winter | P, [MW] | 1 | 0 | -16.6232 | -14.2413 | -13.4578 | -12.7494 | -12.6825 | -14.4978 | -19.807 | -23.207 | -25.7365 | -26.5722 | -25.8863 | -25.8816 | -25.2534 | -24.9204 | -23.8534 | -21.9817 | -21.8938 | -26.3635 | -26.5536 | -25.9758 | -24.8895 | -23.8643 | -21.7678 | -19.0556
TSO | - | 27 | 103 | 18 | 2025 | Winter | P, [%] | 1 | 0 | 13.51% | 11.58% | 10.94% | 10.37% | 10.31% | 11.79% | 16.1% | 18.87% | 20.92% | 21.6% | 21.05% | 21.04% | 20.53% | 20.26% | 19.39% | 17.87% | 17.8% | 21.43% | 21.59% | 21.12% | 20.24% | 19.4% | 17.7% | 15.49%
TSO | - | 27 | 18 | 103 | 2025 | Winter | Q, [MVAr] | 1 | 0 | -2.6058 | -3.2252 | -3.2047 | -2.9579 | -2.9532 | -2.8548 | 0.24109 | 2.0426 | 2.9801 | 4.2288 | 3.2462 | 3.2258 | 3.184 | 3.3637 | 2.4921 | 1.2003 | 1.0044 | 2.5185 | 2.7437 | 2.4255 | 2.2662 | 1.8451 | 0.05879 | -0.59423
TSO | - | 27 | 18 | 103 | 2025 | Winter | Q, [%] | 1 | 0 | 2.119% | 2.622% | 2.605% | 2.405% | 2.401% | 2.321% | 0.196% | 1.661% | 2.423% | 3.438% | 2.639% | 2.623% | 2.589% | 2.735% | 2.026% | 0.9759% | 0.8166% | 2.048% | 2.231% | 1.972% | 1.842% | 1.5% | 0.0478% | 0.4831%
TSO | - | 27 | 103 | 18 | 2025 | Winter | Q, [MVAr] | 1 | 0 | 2.4476 | 3.0568 | 3.0327 | 2.7813 | 2.7772 | 2.6869 | -0.38727 | -2.1631 | -3.0763 | -4.3051 | -3.3413 | -3.3164 | -3.279 | -3.4612 | -2.6005 | -1.325 | -1.125 | -2.6084 | -2.8292 | -2.5126 | -2.3582 | -1.9451 | -0.17755 | 0.45483
TSO | - | 27 | 103 | 18 | 2025 | Winter | Q, [%] | 1 | 0 | 1.99% | 2.485% | 2.466% | 2.261% | 2.258% | 2.184% | 0.3148% | 1.759% | 2.501% | 3.5% | 2.717% | 2.696% | 2.666% | 2.814% | 2.114% | 1.077% | 0.9147% | 2.121% | 2.3% | 2.043% | 1.917% | 1.581% | 0.1444% | 0.3698%
TSO | - | 27 | 18 | 103 | 2025 | Winter | S, [MVA] | 1 | 0 | 16.8439 | 14.6154 | 13.8462 | 13.0988 | 13.0326 | 14.79 | 19.8325 | 23.3292 | 25.9483 | 26.9504 | 26.1293 | 26.1226 | 25.4924 | 25.1845 | 24.0182 | 22.0443 | 21.9468 | 26.5253 | 26.7376 | 26.1302 | 25.0311 | 23.9713 | 21.7978 | 19.0881
TSO | - | 27 | 18 | 103 | 2025 | Winter | S, [%] | 1 | 0 | 13.69% | 11.88% | 11.26% | 10.65% | 10.6% | 12.02% | 16.12% | 18.97% | 21.1% | 21.91% | 21.24% | 21.24% | 20.73% | 20.48% | 19.53% | 17.92% | 17.84% | 21.57% | 21.74% | 21.24% | 20.35% | 19.49% | 17.72% | 15.52%
TSO | - | 27 | 103 | 18 | 2025 | Winter | S, [MVA] | 1 | 0 | 16.8024 | 14.5657 | 13.7953 | 13.0492 | 12.983 | 14.7447 | 19.8108 | 23.3076 | 25.9197 | 26.9187 | 26.1011 | 26.0932 | 25.4654 | 25.1596 | 23.9948 | 22.0216 | 21.9227 | 26.4922 | 26.7039 | 26.0971 | 25.0009 | 23.9434 | 21.7685 | 19.0611
TSO | - | 27 | 103 | 18 | 2025 | Winter | S, [%] | 1 | 0 | 13.66% | 11.84% | 11.22% | 10.61% | 10.56% | 11.99% | 16.11% | 18.95% | 21.07% | 21.89% | 21.22% | 21.21% | 20.7% | 20.45% | 19.51% | 17.9% | 17.82% | 21.54% | 21.71% | 21.22% | 20.33% | 19.47% | 17.7% | 15.5%
TSO | - | 28 | 26 | 55 | 2025 | Winter | P, [MW] | 1 | 0 | 9.6681 | 7.9298 | 6.4887 | 6.4766 | 6.3426 | 9.441 | 26.1474 | 24.2583 | 22.9852 | 20.563 | 23.5322 | 28.0987 | 22.9395 | 25.3291 | 20.917 | 18.0976 | 16.3265 | 23.9945 | 21.2069 | 19.9328 | 18.1057 | 15.3332 | 14.2629 | 13.5009
TSO | - | 28 | 26 | 55 | 2025 | Winter | P, [%] | 1 | 0 | 7.86% | 6.447% | 5.275% | 5.266% | 5.157% | 7.676% | 21.26% | 19.72% | 18.69% | 16.72% | 19.13% | 22.84% | 18.65% | 20.59% | 17.01% | 14.71% | 13.27% | 19.51% | 17.24% | 16.21% | 14.72% | 12.47% | 11.6% | 10.98%
TSO | - | 28 | 55 | 26 | 2025 | Winter | P, [MW] | 1 | 0 | -9.5093 | -7.7449 | -6.3019 | -6.2932 | -6.1525 | -9.251 | -25.8255 | -24.0094 | -22.7721 | -20.3522 | -23.3072 | -27.7689 | -22.6978 | -25.0371 | -20.6934 | -17.9019 | -16.1286 | -23.7559 | -21.0015 | -19.7312 | -17.9007 | -15.1473 | -14.0721 | -13.2914
TSO | - | 28 | 55 | 26 | 2025 | Winter | P, [%] | 1 | 0 | 7.731% | 6.297% | 5.124% | 5.116% | 5.002% | 7.521% | 21% | 19.52% | 18.51% | 16.55% | 18.95% | 22.58% | 18.45% | 20.36% | 16.82% | 14.55% | 13.11% | 19.31% | 17.07% | 16.04% | 14.55% | 12.31% | 11.44% | 10.81%
TSO | - | 28 | 26 | 55 | 2025 | Winter | Q, [MVAr] | 1 | 0 | -19.4894 | -21.8704 | -22.4135 | -22.2101 | -22.6432 | -21.6114 | -16.8109 | -13.0351 | -11.1282 | -14.5668 | -11.6756 | -14.3733 | -14.2972 | -15.4031 | -15.4462 | -16.2225 | -18.0195 | -12.4325 | -13.3986 | -14.631 | -16.9041 | -17.8887 | -19.0579 | -20.8328
TSO | - | 28 | 26 | 55 | 2025 | Winter | Q, [%] | 1 | 0 | 15.85% | 17.78% | 18.22% | 18.06% | 18.41% | 17.57% | 13.67% | 10.6% | 9.047% | 11.84% | 9.492% | 11.69% | 11.62% | 12.52% | 12.56% | 13.19% | 14.65% | 10.11% | 10.89% | 11.9% | 13.74% | 14.54% | 15.49% | 16.94%
TSO | - | 28 | 55 | 26 | 2025 | Winter | Q, [MVAr] | 1 | 0 | 18.7883 | 21.2738 | 21.8275 | 21.6117 | 22.0708 | 21.0301 | 16.6292 | 12.5915 | 10.5602 | 14.0133 | 11.1447 | 14.2099 | 13.8406 | 15.1187 | 14.9313 | 15.6192 | 17.4377 | 11.949 | 12.8067 | 14.0398 | 16.3423 | 17.2688 | 18.4614 | 20.3079
TSO | - | 28 | 55 | 26 | 2025 | Winter | Q, [%] | 1 | 0 | 15.28% | 17.3% | 17.75% | 17.57% | 17.94% | 17.1% | 13.52% | 10.24% | 8.586% | 11.39% | 9.061% | 11.55% | 11.25% | 12.29% | 12.14% | 12.7% | 14.18% | 9.715% | 10.41% | 11.41% | 13.29% | 14.04% | 15.01% | 16.51%
TSO | - | 28 | 26 | 55 | 2025 | Winter | S, [MVA] | 1 | 0 | 21.7557 | 23.2636 | 23.3338 | 23.1351 | 23.5148 | 23.5835 | 31.0853 | 27.5386 | 25.5374 | 25.1998 | 26.2695 | 31.5616 | 27.0301 | 29.6449 | 26.002 | 24.3041 | 24.3158 | 27.0242 | 25.085 | 24.7262 | 24.7702 | 23.5608 | 23.8041 | 24.825
TSO | - | 28 | 26 | 55 | 2025 | Winter | S, [%] | 1 | 0 | 17.69% | 18.91% | 18.97% | 18.81% | 19.12% | 19.17% | 25.27% | 22.39% | 20.76% | 20.49% | 21.36% | 25.66% | 21.98% | 24.1% | 21.14% | 19.76% | 19.77% | 21.97% | 20.39% | 20.1% | 20.14% | 19.16% | 19.35% | 20.18%
TSO | - | 28 | 55 | 26 | 2025 | Winter | S, [MVA] | 1 | 0 | 21.0578 | 22.6398 | 22.719 | 22.5093 | 22.9123 | 22.9749 | 30.7162 | 27.1108 | 25.1016 | 24.71 | 25.8346 | 31.1935 | 26.5848 | 29.2477 | 25.5178 | 23.7579 | 23.753 | 26.5918 | 24.5982 | 24.2165 | 24.2385 | 22.9707 | 23.2131 | 24.2709
TSO | - | 28 | 55 | 26 | 2025 | Winter | S, [%] | 1 | 0 | 17.12% | 18.41% | 18.47% | 18.3% | 18.63% | 18.68% | 24.97% | 22.04% | 20.41% | 20.09% | 21% | 25.36% | 21.61% | 23.78% | 20.75% | 19.32% | 19.31% | 21.62% | 20% | 19.69% | 19.71% | 18.68% | 18.87% | 19.73%
TSO | - | 29 | 26 | 103 | 2025 | Winter | P, [MW] | 1 | 0 | -9.4069 | -8.5106 | -7.5067 | -7.6405 | -7.3218 | -8.4041 | -16.9007 | -15.0098 | -14.7513 | -13.5136 | -15.1263 | -17.5109 | -14.9746 | -16.3275 | -14.2392 | -13.4093 | -11.9213 | -15.0672 | -14.018 | -13.511 | -13.2373 | -11.5049 | -11.8009 | -11.5142
TSO | - | 29 | 26 | 103 | 2025 | Winter | P, [%] | 1 | 0 | 7.648% | 6.919% | 6.103% | 6.212% | 5.953% | 6.833% | 13.74% | 12.2% | 11.99% | 10.99% | 12.3% | 14.24% | 12.17% | 13.27% | 11.58% | 10.9% | 9.692% | 12.25% | 11.4% | 10.98% | 10.76% | 9.354% | 9.594% | 9.361%
TSO | - | 29 | 103 | 26 | 2025 | Winter | P, [MW] | 1 | 0 | 9.4279 | 8.5322 | 7.5272 | 7.6613 | 7.3433 | 8.4261 | 16.9456 | 15.0431 | 14.7819 | 13.5432 | 15.1583 | 17.5552 | 15.0085 | 16.3683 | 14.2714 | 13.4393 | 11.9484 | 15.0999 | 14.0478 | 13.5403 | 13.2685 | 11.5317 | 11.8292 | 11.5443
TSO | - | 29 | 103 | 26 | 2025 | Winter | P, [%] | 1 | 0 | 7.665% | 6.937% | 6.12% | 6.229% | 5.97% | 6.85% | 13.78% | 12.23% | 12.02% | 11.01% | 12.32% | 14.27% | 12.2% | 13.31% | 11.6% | 10.93% | 9.714% | 12.28% | 11.42% | 11.01% | 10.79% | 9.375% | 9.617% | 9.386%
TSO | - | 29 | 26 | 103 | 2025 | Winter | Q, [MVAr] | 1 | 0 | 7.9809 | 9.0227 | 9.4226 | 9.4333 | 9.9211 | 9.3093 | 7.52 | 5.7191 | 4.5147 | 6.4323 | 4.5608 | 5.9467 | 5.9591 | 6.7106 | 6.5267 | 6.7908 | 7.6941 | 5.2826 | 5.7837 | 6.372 | 7.6072 | 8.1053 | 8.2914 | 9.277
TSO | - | 29 | 26 | 103 | 2025 | Winter | Q, [%] | 1 | 0 | 6.489% | 7.336% | 7.661% | 7.669% | 8.066% | 7.569% | 6.114% | 4.65% | 3.67% | 5.229% | 3.708% | 4.835% | 4.845% | 5.456% | 5.306% | 5.521% | 6.255% | 4.295% | 4.702% | 5.18% | 6.185% | 6.59% | 6.741% | 7.542%
TSO | - | 29 | 103 | 26 | 2025 | Winter | Q, [MVAr] | 1 | 0 | -8.3648 | -9.3965 | -9.7978 | -9.8079 | -10.2918 | -9.6826 | -7.8406 | -6.0859 | -4.8931 | -6.8029 | -4.9355 | -6.2743 | -6.3187 | -7.0463 | -6.8898 | -7.1583 | -8.0642 | -5.6536 | -6.1623 | -6.7459 | -7.9663 | -8.4754 | -8.6531 | -9.6283
TSO | - | 29 | 103 | 26 | 2025 | Winter | Q, [%] | 1 | 0 | 6.801% | 7.639% | 7.966% | 7.974% | 8.367% | 7.872% | 6.374% | 4.948% | 3.978% | 5.531% | 4.013% | 5.101% | 5.137% | 5.729% | 5.601% | 5.82% | 6.556% | 4.596% | 5.01% | 5.484% | 6.477% | 6.891% | 7.035% | 7.828%
TSO | - | 29 | 26 | 103 | 2025 | Winter | S, [MVA] | 1 | 0 | 12.3363 | 12.4032 | 12.0472 | 12.1394 | 12.3303 | 12.5416 | 18.4982 | 16.0625 | 15.4267 | 14.9664 | 15.799 | 18.4931 | 16.1168 | 17.6528 | 15.6637 | 15.0308 | 14.1886 | 15.9664 | 15.1643 | 14.9382 | 15.2674 | 14.0733 | 14.4225 | 14.7865
TSO | - | 29 | 26 | 103 | 2025 | Winter | S, [%] | 1 | 0 | 10.03% | 10.08% | 9.795% | 9.869% | 10.02% | 10.2% | 15.04% | 13.06% | 12.54% | 12.17% | 12.84% | 15.04% | 13.1% | 14.35% | 12.73% | 12.22% | 11.54% | 12.98% | 12.33% | 12.14% | 12.41% | 11.44% | 11.73% | 12.02%
TSO | - | 29 | 103 | 26 | 2025 | Winter | S, [MVA] | 1 | 0 | 12.6037 | 12.6923 | 12.3554 | 12.4455 | 12.643 | 12.8356 | 18.6716 | 16.2276 | 15.5707 | 15.1558 | 15.9416 | 18.6427 | 16.2844 | 17.8205 | 15.8475 | 15.2268 | 14.4151 | 16.1236 | 15.3399 | 15.1277 | 15.4762 | 14.3112 | 14.6562 | 15.0324
TSO | - | 29 | 103 | 26 | 2025 | Winter | S, [%] | 1 | 0 | 10.25% | 10.32% | 10.05% | 10.12% | 10.28% | 10.44% | 15.18% | 13.19% | 12.66% | 12.32% | 12.96% | 15.16% | 13.24% | 14.49% | 12.88% | 12.38% | 11.72% | 13.11% | 12.47% | 12.3% | 12.58% | 11.64% | 11.92% | 12.22%
TSO | - | 30 | 29 | 34 | 2025 | Winter | P, [MW] | 1 | 0 | -45.0713 | -43.0855 | -41.7983 | -41.5087 | -41.3244 | -46.0417 | -49.2323 | -55.7722 | -55.3424 | -52.7843 | -51.8669 | -51.0527 | -54.4035 | -51.8944 | -52.2928 | -52.3357 | -51.9993 | -54.6086 | -55.2207 | -53.9673 | -53.1001 | -50.7379 | -49.8661 | -45.3814
TSO | - | 30 | 29 | 34 | 2025 | Winter | P, [%] | 1 | 0 | 36.64% | 35.03% | 33.98% | 33.75% | 33.6% | 37.43% | 40.03% | 45.34% | 44.99% | 42.91% | 42.17% | 41.51% | 44.23% | 42.19% | 42.51% | 42.55% | 42.28% | 44.4% | 44.89% | 43.88% | 43.17% | 41.25% | 40.54% | 36.9%
TSO | - | 30 | 34 | 29 | 2025 | Winter | P, [MW] | 1 | 0 | 45.3283 | 43.3234 | 42.0239 | 41.7318 | 41.5472 | 46.3111 | 49.543 | 56.1516 | 55.7197 | 53.14 | 52.2042 | 51.3899 | 54.7756 | 52.2404 | 52.6392 | 52.6807 | 52.3436 | 54.9707 | 55.5866 | 54.3239 | 53.454 | 51.0635 | 50.1773 | 45.6446
TSO | - | 30 | 34 | 29 | 2025 | Winter | P, [%] | 1 | 0 | 36.85% | 35.22% | 34.17% | 33.93% | 33.78% | 37.65% | 40.28% | 45.65% | 45.3% | 43.2% | 42.44% | 41.78% | 44.53% | 42.47% | 42.8% | 42.83% | 42.56% | 44.69% | 45.19% | 44.17% | 43.46% | 41.52% | 40.79% | 37.11%
TSO | - | 30 | 29 | 34 | 2025 | Winter | Q, [MVAr] | 1 | 0 | -19.1229 | -18.9003 | -18.7532 | -18.7595 | -19.0544 | -19.7023 | -22.2424 | -21.206 | -21.7286 | -23.2728 | -21.9961 | -23.591 | -22.9682 | -23.5182 | -22.7962 | -22.3898 | -22.8253 | -20.5651 | -19.961 | -20.9118 | -22.2035 | -21.7479 | -20.5371 | -19.9282
TSO | - | 30 | 29 | 34 | 2025 | Winter | Q, [%] | 1 | 0 | 15.55% | 15.37% | 15.25% | 15.25% | 15.49% | 16.02% | 18.08% | 17.24% | 17.67% | 18.92% | 17.88% | 19.18% | 18.67% | 19.12% | 18.53% | 18.2% | 18.56% | 16.72% | 16.23% | 17% | 18.05% | 17.68% | 16.7% | 16.2%
TSO | - | 30 | 34 | 29 | 2025 | Winter | Q, [MVAr] | 1 | 0 | 19.5598 | 19.272 | 19.0823 | 19.0797 | 19.3737 | 20.1837 | 22.8633 | 22.0676 | 22.5833 | 24.0528 | 22.7091 | 24.3048 | 23.8041 | 24.2631 | 23.5417 | 23.1308 | 23.5649 | 21.365 | 20.7735 | 21.6932 | 22.9769 | 22.4226 | 21.1622 | 20.387
TSO | - | 30 | 34 | 29 | 2025 | Winter | Q, [%] | 1 | 0 | 15.9% | 15.67% | 15.51% | 15.51% | 15.75% | 16.41% | 18.59% | 17.94% | 18.36% | 19.56% | 18.46% | 19.76% | 19.35% | 19.73% | 19.14% | 18.81% | 19.16% | 17.37% | 16.89% | 17.64% | 18.68% | 18.23% | 17.21% | 16.57%
TSO | - | 30 | 29 | 34 | 2025 | Winter | S, [MVA] | 1 | 0 | 48.9603 | 47.0487 | 45.8124 | 45.551 | 45.5058 | 50.0801 | 54.0235 | 59.6677 | 59.4551 | 57.6871 | 56.3383 | 56.2398 | 59.0532 | 56.9748 | 57.0457 | 56.9239 | 56.7884 | 58.3525 | 58.7177 | 57.8772 | 57.5553 | 55.2025 | 53.9296 | 49.5641
TSO | - | 30 | 29 | 34 | 2025 | Winter | S, [%] | 1 | 0 | 39.81% | 38.25% | 37.25% | 37.03% | 37% | 40.72% | 43.92% | 48.51% | 48.34% | 46.9% | 45.8% | 45.72% | 48.01% | 46.32% | 46.38% | 46.28% | 46.17% | 47.44% | 47.74% | 47.05% | 46.79% | 44.88% | 43.85% | 40.3%
TSO | - | 30 | 34 | 29 | 2025 | Winter | S, [MVA] | 1 | 0 | 49.3684 | 47.4165 | 46.1535 | 45.8866 | 45.8422 | 50.5183 | 54.564 | 60.3323 | 60.1223 | 58.3301 | 56.9296 | 56.8475 | 59.7244 | 57.6 | 57.6636 | 57.5351 | 57.4034 | 58.9766 | 59.3414 | 58.4952 | 58.1831 | 55.7697 | 54.4573 | 49.9906
TSO | - | 30 | 34 | 29 | 2025 | Winter | S, [%] | 1 | 0 | 40.14% | 38.55% | 37.52% | 37.31% | 37.27% | 41.07% | 44.36% | 49.05% | 48.88% | 47.42% | 46.28% | 46.22% | 48.56% | 46.83% | 46.88% | 46.78% | 46.67% | 47.95% | 48.25% | 47.56% | 47.3% | 45.34% | 44.27% | 40.64%
TSO | - | 31 | 34 | 35 | 2025 | Winter | P, [MW] | 1 | 0 | 23.1127 | 22.1716 | 20.6018 | 20.3456 | 20.4539 | 24.2867 | 30.9616 | 37.6319 | 37.9163 | 36.8074 | 33.8789 | 34.1697 | 36.289 | 33.3928 | 32.2115 | 32.138 | 32.2811 | 36.8232 | 35.8025 | 35.589 | 34.5196 | 31.7877 | 29.8575 | 25.0056
TSO | - | 31 | 34 | 35 | 2025 | Winter | P, [%] | 1 | 0 | 18.79% | 18.03% | 16.75% | 16.54% | 16.63% | 19.75% | 25.17% | 30.6% | 30.83% | 29.92% | 27.54% | 27.78% | 29.5% | 27.15% | 26.19% | 26.13% | 26.24% | 29.94% | 29.11% | 28.93% | 28.06% | 25.84% | 24.27% | 20.33%
TSO | - | 31 | 35 | 34 | 2025 | Winter | P, [MW] | 1 | 0 | -23.0098 | -22.071 | -20.5071 | -20.2517 | -20.3587 | -24.1731 | -30.8139 | -37.4531 | -37.7325 | -36.6285 | -33.7241 | -34.0096 | -36.1172 | -33.2396 | -32.0646 | -31.99 | -32.1278 | -36.6489 | -35.637 | -35.4181 | -34.3484 | -31.6359 | -29.7163 | -24.8916
TSO | - | 31 | 35 | 34 | 2025 | Winter | P, [%] | 1 | 0 | 18.71% | 17.94% | 16.67% | 16.46% | 16.55% | 19.65% | 25.05% | 30.45% | 30.68% | 29.78% | 27.42% | 27.65% | 29.36% | 27.02% | 26.07% | 26.01% | 26.12% | 29.8% | 28.97% | 28.8% | 27.93% | 25.72% | 24.16% | 20.24%
TSO | - | 31 | 34 | 35 | 2025 | Winter | Q, [MVAr] | 1 | 0 | 22.8399 | 23.1791 | 23.2822 | 23.3406 | 23.5229 | 23.9782 | 24.0381 | 21.1615 | 21.808 | 22.4588 | 21.6141 | 22.3383 | 21.7279 | 21.9044 | 22.183 | 22.5356 | 23.4581 | 21.4926 | 21.1741 | 22.6711 | 24.2019 | 23.749 | 23.8338 | 23.3921
TSO | - | 31 | 34 | 35 | 2025 | Winter | Q, [%] | 1 | 0 | 18.57% | 18.84% | 18.93% | 18.98% | 19.12% | 19.49% | 19.54% | 17.2% | 17.73% | 18.26% | 17.57% | 18.16% | 17.66% | 17.81% | 18.03% | 18.32% | 19.07% | 17.47% | 17.21% | 18.43% | 19.68% | 19.31% | 19.38% | 19.02%
TSO | - | 31 | 35 | 34 | 2025 | Winter | Q, [MVAr] | 1 | 0 | -22.9187 | -23.264 | -23.3869 | -23.4476 | -23.6254 | -24.0198 | -23.9688 | -20.9871 | -21.6163 | -22.283 | -21.5222 | -22.2274 | -21.5775 | -21.817 | -22.1176 | -22.466 | -23.3693 | -21.3345 | -21.0461 | -22.5238 | -24.0523 | -23.6643 | -23.7841 | -23.4332
TSO | - | 31 | 35 | 34 | 2025 | Winter | Q, [%] | 1 | 0 | 18.63% | 18.91% | 19.01% | 19.06% | 19.21% | 19.53% | 19.49% | 17.06% | 17.57% | 18.12% | 17.5% | 18.07% | 17.54% | 17.74% | 17.98% | 18.27% | 19% | 17.35% | 17.11% | 18.31% | 19.55% | 19.24% | 19.34% | 19.05%
TSO | - | 31 | 34 | 35 | 2025 | Winter | S, [MVA] | 1 | 0 | 32.494 | 32.0757 | 31.0885 | 30.9633 | 31.1719 | 34.1291 | 39.1976 | 43.1737 | 43.7406 | 43.1182 | 40.1864 | 40.8236 | 42.2965 | 39.936 | 39.1109 | 39.2518 | 39.9043 | 42.6366 | 41.5952 | 42.1967 | 42.1585 | 39.6797 | 38.2037 | 34.2414
TSO | - | 31 | 34 | 35 | 2025 | Winter | S, [%] | 1 | 0 | 26.42% | 26.08% | 25.28% | 25.17% | 25.34% | 27.75% | 31.87% | 35.1% | 35.56% | 35.06% | 32.67% | 33.19% | 34.39% | 32.47% | 31.8% | 31.91% | 32.44% | 34.66% | 33.82% | 34.31% | 34.28% | 32.26% | 31.06% | 27.84%
TSO | - | 31 | 35 | 34 | 2025 | Winter | S, [MVA] | 1 | 0 | 32.4764 | 32.0678 | 31.1045 | 30.9826 | 31.1871 | 34.0777 | 39.0384 | 42.9324 | 43.4857 | 42.874 | 40.0065 | 40.6289 | 42.0719 | 39.7599 | 38.9529 | 39.0907 | 39.7281 | 42.4064 | 41.3876 | 41.9733 | 41.9324 | 39.5073 | 38.0624 | 34.1863
TSO | - | 31 | 35 | 34 | 2025 | Winter | S, [%] | 1 | 0 | 26.4% | 26.07% | 25.29% | 25.19% | 25.36% | 27.71% | 31.74% | 34.9% | 35.35% | 34.86% | 32.53% | 33.03% | 34.2% | 32.33% | 31.67% | 31.78% | 32.3% | 34.48% | 33.65% | 34.12% | 34.09% | 32.12% | 30.95% | 27.79%
TSO | - | 32 | 35 | 36 | 2025 | Winter | P, [MW] | 1 | 0 | 3.4705 | 3.4045 | 3.048 | 3.0987 | 3.4271 | 4.9021 | 3.9594 | 8.153 | 7.6959 | 6.0141 | 6.2018 | 4.6848 | 7.4212 | 5.3266 | 6.1926 | 6.4831 | 5.9358 | 7.5337 | 8.0579 | 8.236 | 7.2759 | 6.7046 | 6.3437 | 3.3778
TSO | - | 32 | 35 | 36 | 2025 | Winter | P, [%] | 1 | 0 | 2.822% | 2.768% | 2.478% | 2.519% | 2.786% | 3.985% | 3.219% | 6.628% | 6.257% | 4.889% | 5.042% | 3.809% | 6.033% | 4.331% | 5.035% | 5.271% | 4.826% | 6.125% | 6.551% | 6.696% | 5.915% | 5.451% | 5.157% | 2.746%
TSO | - | 32 | 36 | 35 | 2025 | Winter | P, [MW] | 1 | 0 | -3.4355 | -3.3709 | -3.0142 | -3.0647 | -3.3923 | -4.8649 | -3.9156 | -8.1089 | -7.649 | -5.9623 | -6.1563 | -4.6357 | -7.3707 | -5.2775 | -6.1458 | -6.4377 | -5.8884 | -7.4922 | -8.0169 | -8.1901 | -7.2284 | -6.6593 | -6.3023 | -3.3401
TSO | - | 32 | 36 | 35 | 2025 | Winter | P, [%] | 1 | 0 | 2.793% | 2.741% | 2.451% | 2.492% | 2.758% | 3.955% | 3.183% | 6.593% | 6.219% | 4.847% | 5.005% | 3.769% | 5.992% | 4.291% | 4.997% | 5.234% | 4.787% | 6.091% | 6.518% | 6.659% | 5.877% | 5.414% | 5.124% | 2.716%
TSO | - | 32 | 35 | 36 | 2025 | Winter | Q, [MVAr] | 1 | 0 | 19.4696 | 19.0109 | 19.1337 | 19.1946 | 19.3722 | 19.7667 | 21.8633 | 20.761 | 21.6591 | 23.3964 | 21.833 | 23.0737 | 22.6925 | 22.9314 | 22.1601 | 21.6905 | 22.3183 | 20.2881 | 19.9949 | 21.2044 | 21.9282 | 21.5402 | 20.5879 | 20.2368
TSO | - | 32 | 35 | 36 | 2025 | Winter | Q, [%] | 1 | 0 | 15.83% | 15.46% | 15.56% | 15.61% | 15.75% | 16.07% | 17.78% | 16.88% | 17.61% | 19.02% | 17.75% | 18.76% | 18.45% | 18.64% | 18.02% | 17.63% | 18.14% | 16.49% | 16.26% | 17.24% | 17.83% | 17.51% | 16.74% | 16.45%
TSO | - | 32 | 36 | 35 | 2025 | Winter | Q, [MVAr] | 1 | 0 | -19.7226 | -19.2679 | -19.3896 | -19.4496 | -19.6241 | -20.0111 | -22.0884 | -20.9856 | -21.8732 | -23.5924 | -22.0534 | -23.2804 | -22.8944 | -23.1385 | -22.3755 | -21.9107 | -22.5304 | -20.5224 | -20.2316 | -21.4227 | -22.1394 | -21.7589 | -20.8194 | -20.4805
TSO | - | 32 | 36 | 35 | 2025 | Winter | Q, [%] | 1 | 0 | 16.03% | 15.66% | 15.76% | 15.81% | 15.95% | 16.27% | 17.96% | 17.06% | 17.78% | 19.18% | 17.93% | 18.93% | 18.61% | 18.81% | 18.19% | 17.81% | 18.32% | 16.68% | 16.45% | 17.42% | 18% | 17.69% | 16.93% | 16.65%
TSO | - | 32 | 35 | 36 | 2025 | Winter | S, [MVA] | 1 | 0 | 19.7765 | 19.3133 | 19.3749 | 19.4431 | 19.673 | 20.3655 | 22.2189 | 22.3045 | 22.9858 | 24.157 | 22.6967 | 23.5445 | 23.8752 | 23.542 | 23.0091 | 22.6386 | 23.0941 | 21.6417 | 21.5575 | 22.7477 | 23.1038 | 22.5595 | 21.5431 | 20.5168
TSO | - | 32 | 35 | 36 | 2025 | Winter | S, [%] | 1 | 0 | 16.08% | 15.7% | 15.75% | 15.81% | 15.99% | 16.56% | 18.06% | 18.13% | 18.69% | 19.64% | 18.45% | 19.14% | 19.41% | 19.14% | 18.71% | 18.41% | 18.78% | 17.59% | 17.53% | 18.49% | 18.78% | 18.34% | 17.51% | 16.68%
TSO | - | 32 | 36 | 35 | 2025 | Winter | S, [MVA] | 1 | 0 | 20.0196 | 19.5605 | 19.6225 | 19.6895 | 19.9151 | 20.594 | 22.4328 | 22.4978 | 23.1721 | 24.3342 | 22.8966 | 23.7375 | 24.0516 | 23.7327 | 23.2042 | 22.8369 | 23.2871 | 21.8473 | 21.7621 | 22.9349 | 23.2895 | 22.7551 | 21.7524 | 20.7511
TSO | - | 32 | 36 | 35 | 2025 | Winter | S, [%] | 1 | 0 | 16.28% | 15.9% | 15.95% | 16.01% | 16.19% | 16.74% | 18.24% | 18.29% | 18.84% | 19.78% | 18.62% | 19.3% | 19.55% | 19.29% | 18.87% | 18.57% | 18.93% | 17.76% | 17.69% | 18.65% | 18.93% | 18.5% | 17.68% | 16.87%
TSO | - | 33 | 42 | 72 | 2025 | Winter | P, [MW] | 1 | 0 | -16.4672 | -13.8101 | -11.7317 | -11.6817 | -11.5973 | -19.215 | -35.4516 | -35.2678 | -33.4422 | -29.7146 | -31.3623 | -34.7103 | -30.9372 | -31.7187 | -28.3227 | -24.7145 | -22.9548 | -32.3745 | -29.8892 | -28.9691 | -26.8285 | -23.7668 | -22.8684 | -20.2591
TSO | - | 33 | 42 | 72 | 2025 | Winter | P, [%] | 1 | 0 | 18.3% | 15.34% | 13.04% | 12.98% | 12.89% | 21.35% | 39.39% | 39.19% | 37.16% | 33.02% | 34.85% | 38.57% | 34.37% | 35.24% | 31.47% | 27.46% | 25.51% | 35.97% | 33.21% | 32.19% | 29.81% | 26.41% | 25.41% | 22.51%
TSO | - | 33 | 72 | 42 | 2025 | Winter | P, [MW] | 1 | 0 | 16.7437 | 14.0975 | 12.007 | 11.9549 | 11.8763 | 19.5862 | 36.1354 | 35.8816 | 33.9748 | 30.175 | 31.8443 | 35.3242 | 31.4335 | 32.2525 | 28.7661 | 25.0889 | 23.3201 | 32.8937 | 30.3458 | 29.4152 | 27.2505 | 24.1362 | 23.2438 | 20.6148
TSO | - | 33 | 72 | 42 | 2025 | Winter | P, [%] | 1 | 0 | 18.6% | 15.66% | 13.34% | 13.28% | 13.2% | 21.76% | 40.15% | 39.87% | 37.75% | 33.53% | 35.38% | 39.25% | 34.93% | 35.84% | 31.96% | 27.88% | 25.91% | 36.55% | 33.72% | 32.68% | 30.28% | 26.82% | 25.83% | 22.91%
TSO | - | 33 | 42 | 72 | 2025 | Winter | Q, [MVAr] | 1 | 0 | 18.0467 | 20.4956 | 21.0894 | 21.0106 | 21.3172 | 20.567 | 16.6678 | 12.4233 | 10.0641 | 12.1994 | 11.1705 | 13.7805 | 12.7868 | 14.0478 | 13.9644 | 15.0022 | 16.6454 | 11.9926 | 12.2836 | 12.9275 | 14.6481 | 15.6911 | 17.1865 | 18.9263
TSO | - | 33 | 42 | 72 | 2025 | Winter | Q, [%] | 1 | 0 | 20.05% | 22.77% | 23.43% | 23.35% | 23.69% | 22.85% | 18.52% | 13.8% | 11.18% | 13.55% | 12.41% | 15.31% | 14.21% | 15.61% | 15.52% | 16.67% | 18.49% | 13.33% | 13.65% | 14.36% | 16.28% | 17.43% | 19.1% | 21.03%
TSO | - | 33 | 72 | 42 | 2025 | Winter | Q, [MVAr] | 1 | 0 | -18.408 | -20.817 | -21.4339 | -21.3601 | -21.6507 | -20.7029 | -16.1594 | -12.0867 | -9.9132 | -12.1861 | -11.1358 | -13.4402 | -12.7014 | -13.8771 | -13.992 | -15.1763 | -16.8256 | -11.8732 | -12.2991 | -12.9521 | -14.7074 | -15.8594 | -17.3342 | -19.1093
TSO | - | 33 | 72 | 42 | 2025 | Winter | Q, [%] | 1 | 0 | 20.45% | 23.13% | 23.82% | 23.73% | 24.06% | 23% | 17.95% | 13.43% | 11.01% | 13.54% | 12.37% | 14.93% | 14.11% | 15.42% | 15.55% | 16.86% | 18.7% | 13.19% | 13.67% | 14.39% | 16.34% | 17.62% | 19.26% | 21.23%
TSO | - | 33 | 42 | 72 | 2025 | Winter | S, [MVA] | 1 | 0 | 24.4306 | 24.7141 | 24.1329 | 24.0398 | 24.2677 | 28.1464 | 39.1744 | 37.392 | 34.9237 | 32.1214 | 33.2923 | 37.3457 | 33.4756 | 34.6903 | 31.5781 | 28.9115 | 28.3548 | 34.5243 | 32.3148 | 31.7227 | 30.5669 | 28.4793 | 28.6066 | 27.7243
TSO | - | 33 | 42 | 72 | 2025 | Winter | S, [%] | 1 | 0 | 27.15% | 27.46% | 26.81% | 26.71% | 26.96% | 31.27% | 43.53% | 41.55% | 38.8% | 35.69% | 36.99% | 41.5% | 37.2% | 38.54% | 35.09% | 32.12% | 31.51% | 38.36% | 35.91% | 35.25% | 33.96% | 31.64% | 31.79% | 30.8%
TSO | - | 33 | 72 | 42 | 2025 | Winter | S, [MVA] | 1 | 0 | 24.8839 | 25.1413 | 24.5678 | 24.478 | 24.6941 | 28.4996 | 39.584 | 37.8626 | 35.3915 | 32.5427 | 33.7352 | 37.7947 | 33.9026 | 35.1112 | 31.9885 | 29.3219 | 28.7563 | 34.971 | 32.7435 | 32.1405 | 30.9661 | 28.8804 | 28.9956 | 28.1093
TSO | - | 33 | 72 | 42 | 2025 | Winter | S, [%] | 1 | 0 | 27.65% | 27.93% | 27.3% | 27.2% | 27.44% | 31.67% | 43.98% | 42.07% | 39.32% | 36.16% | 37.48% | 41.99% | 37.67% | 39.01% | 35.54% | 32.58% | 31.95% | 38.86% | 36.38% | 35.71% | 34.41% | 32.09% | 32.22% | 31.23%
TSO | - | 34 | 72 | 103 | 2025 | Winter | P, [MW] | 1 | 0 | -1.202 | -2.2178 | -2.1182 | -3.0513 | -2.2205 | -2.805 | 0.65576 | 1.0611 | 3.7287 | 5.6763 | 5.0418 | 4.9735 | 3.8551 | 3.7036 | 3.6567 | 1.2364 | -0.086239 | 1.8171 | 2.4845 | 1.1607 | -1.5213 | -1.2339 | -2.1294 | -2.1238
TSO | - | 34 | 72 | 103 | 2025 | Winter | P, [%] | 1 | 0 | 0.4886% | 0.9015% | 0.8611% | 1.24% | 0.9027% | 1.14% | 0.2666% | 0.4314% | 1.516% | 2.307% | 2.05% | 2.022% | 1.567% | 1.506% | 1.486% | 0.5026% | 0.03506% | 0.7387% | 1.01% | 0.4718% | 0.6184% | 0.5016% | 0.8656% | 0.8633%
TSO | - | 34 | 103 | 72 | 2025 | Winter | P, [MW] | 1 | 0 | 1.241 | 2.2684 | 2.1695 | 3.1055 | 2.2747 | 2.8547 | -0.63208 | -1.0524 | -3.7222 | -5.665 | -5.0334 | -4.9604 | -3.8441 | -3.6905 | -3.6419 | -1.2196 | 0.10742 | -1.8125 | -2.4806 | -1.1551 | 1.532 | 1.2489 | 2.1521 | 2.1511
TSO | - | 34 | 103 | 72 | 2025 | Winter | P, [%] | 1 | 0 | 0.5045% | 0.9221% | 0.8819% | 1.262% | 0.9247% | 1.16% | 0.2569% | 0.4278% | 1.513% | 2.303% | 2.046% | 2.016% | 1.563% | 1.5% | 1.48% | 0.4958% | 0.04367% | 0.7368% | 1.008% | 0.4696% | 0.6227% | 0.5077% | 0.8748% | 0.8744%
TSO | - | 34 | 72 | 103 | 2025 | Winter | Q, [MVAr] | 1 | 0 | -19.8993 | -22.2688 | -22.3589 | -22.8458 | -22.892 | -22.0108 | -16.0139 | -10.0442 | -7.9515 | -9.6687 | -8.4661 | -11.0482 | -10.4983 | -11.5312 | -12.3134 | -13.4939 | -15.0259 | -7.3711 | -6.5033 | -8.1072 | -10.8103 | -12.6845 | -15.29 | -16.6223
TSO | - | 34 | 72 | 103 | 2025 | Winter | Q, [%] | 1 | 0 | 8.089% | 9.052% | 9.089% | 9.287% | 9.306% | 8.947% | 6.51% | 4.083% | 3.232% | 3.93% | 3.442% | 4.491% | 4.268% | 4.687% | 5.005% | 5.485% | 6.108% | 2.996% | 2.644% | 3.296% | 4.394% | 5.156% | 6.215% | 6.757%
TSO | - | 34 | 103 | 72 | 2025 | Winter | Q, [MVAr] | 1 | 0 | 18.6221 | 21.0594 | 21.1595 | 21.6552 | 21.7062 | 20.795 | 14.6258 | 8.5761 | 6.466 | 8.2373 | 6.9839 | 9.6026 | 9.0547 | 10.0988 | 10.8914 | 12.0903 | 13.6609 | 5.8798 | 5.0171 | 6.6481 | 9.3983 | 11.3009 | 13.9453 | 15.3091
TSO | - | 34 | 103 | 72 | 2025 | Winter | Q, [%] | 1 | 0 | 7.57% | 8.561% | 8.601% | 8.803% | 8.824% | 8.453% | 5.945% | 3.486% | 2.628% | 3.349% | 2.839% | 3.903% | 3.681% | 4.105% | 4.427% | 4.915% | 5.553% | 2.39% | 2.039% | 2.702% | 3.82% | 4.594% | 5.669% | 6.223%
TSO | - | 34 | 72 | 103 | 2025 | Winter | S, [MVA] | 1 | 0 | 19.9356 | 22.3789 | 22.4591 | 23.0487 | 22.9995 | 22.1888 | 16.0273 | 10.1001 | 8.7823 | 11.2118 | 9.8537 | 12.116 | 11.1837 | 12.1114 | 12.8449 | 13.5505 | 15.0262 | 7.5918 | 6.9617 | 8.1899 | 10.9168 | 12.7444 | 15.4376 | 16.7574
TSO | - | 34 | 72 | 103 | 2025 | Winter | S, [%] | 1 | 0 | 8.104% | 9.097% | 9.13% | 9.369% | 9.349% | 9.02% | 6.515% | 4.106% | 3.57% | 4.558% | 4.006% | 4.925% | 4.546% | 4.923% | 5.222% | 5.508% | 6.108% | 3.086% | 2.83% | 3.329% | 4.438% | 5.181% | 6.275% | 6.812%
TSO | - | 34 | 103 | 72 | 2025 | Winter | S, [MVA] | 1 | 0 | 18.6635 | 21.1812 | 21.2704 | 21.8768 | 21.8251 | 20.9901 | 14.6395 | 8.6404 | 7.4609 | 9.9973 | 8.6088 | 10.8081 | 9.8369 | 10.752 | 11.4842 | 12.1516 | 13.6613 | 6.1528 | 5.5969 | 6.7477 | 9.5223 | 11.3697 | 14.1104 | 15.4595
TSO | - | 34 | 103 | 72 | 2025 | Winter | S, [%] | 1 | 0 | 7.587% | 8.61% | 8.646% | 8.893% | 8.872% | 8.533% | 5.951% | 3.512% | 3.033% | 4.064% | 3.5% | 4.394% | 3.999% | 4.371% | 4.668% | 4.94% | 5.553% | 2.501% | 2.275% | 2.743% | 3.871% | 4.622% | 5.736% | 6.284%
TSO | - | 36 | 1 | 2 | 2025 | Winter | P, [MW] | 1 | 0 | 21.6276 | 20.4904 | 19.2414 | 18.9722 | 18.6635 | 19.9458 | 23.8684 | 26.2936 | 28.5486 | 29.0673 | 28.0775 | 28.2983 | 28.5066 | 28.5732 | 27.0822 | 26.3188 | 26.8357 | 30.3833 | 29.7012 | 28.8713 | 28.677 | 26.5981 | 25.2191 | 23.5969
TSO | - | 36 | 1 | 2 | 2025 | Winter | P, [%] | 1 | 0 | 54.07% | 51.23% | 48.1% | 47.43% | 46.66% | 49.86% | 59.67% | 65.73% | 71.37% | 72.67% | 70.19% | 70.75% | 71.27% | 71.43% | 67.71% | 65.8% | 67.09% | 75.96% | 74.25% | 72.18% | 71.69% | 66.5% | 63.05% | 58.99%
TSO | - | 36 | 2 | 1 | 2025 | Winter | P, [MW] | 1 | 0 | -21.5743 | -20.4421 | -19.1985 | -18.9305 | -18.6229 | -19.9001 | -23.8043 | -26.2168 | -28.4582 | -28.9736 | -27.9901 | -28.2095 | -28.4165 | -28.4826 | -27.0007 | -26.2416 | -26.7555 | -30.2809 | -29.6034 | -28.7787 | -28.5856 | -26.5192 | -25.1477 | -23.5341
TSO | - | 36 | 2 | 1 | 2025 | Winter | P, [%] | 1 | 0 | 53.94% | 51.11% | 48% | 47.33% | 46.56% | 49.75% | 59.51% | 65.54% | 71.15% | 72.43% | 69.98% | 70.52% | 71.04% | 71.21% | 67.5% | 65.6% | 66.89% | 75.7% | 74.01% | 71.95% | 71.46% | 66.3% | 62.87% | 58.84%
TSO | - | 36 | 1 | 2 | 2025 | Winter | Q, [MVAr] | 1 | 0 | -1.8877 | -2.3399 | -2.7866 | -2.7912 | -2.9676 | -2.3577 | -0.86432 | 1.143 | 2.3487 | 2.7304 | 2.1266 | 2.2911 | 2.1973 | 2.2058 | 1.1988 | 0.53131 | 0.81436 | 2.5047 | 2.1285 | 1.7703 | 1.1802 | 0.3507 | -0.55433 | -1.144
TSO | - | 36 | 1 | 2 | 2025 | Winter | Q, [%] | 1 | 0 | 4.719% | 5.85% | 6.966% | 6.978% | 7.419% | 5.894% | 2.161% | 2.858% | 5.872% | 6.826% | 5.317% | 5.728% | 5.493% | 5.514% | 2.997% | 1.328% | 2.036% | 6.262% | 5.321% | 4.426% | 2.951% | 0.8768% | 1.386% | 2.86%
TSO | - | 36 | 2 | 1 | 2025 | Winter | Q, [MVAr] | 1 | 0 | 3.4681 | 3.7701 | 4.0611 | 4.0311 | 4.1731 | 3.7141 | 2.7651 | 1.1361 | 0.33211 | 0.048089 | 0.46711 | 0.34309 | 0.4761 | 0.48009 | 1.2191 | 1.7581 | 1.5631 | 0.53109 | 0.77408 | 0.97408 | 1.5321 | 1.9901 | 2.6711 | 3.0071
TSO | - | 36 | 2 | 1 | 2025 | Winter | Q, [%] | 1 | 0 | 8.67% | 9.425% | 10.15% | 10.08% | 10.43% | 9.285% | 6.913% | 2.84% | 0.8303% | 0.1202% | 1.168% | 0.8577% | 1.19% | 1.2% | 3.048% | 4.395% | 3.908% | 1.328% | 1.935% | 2.435% | 3.83% | 4.975% | 6.678% | 7.518%
TSO | - | 36 | 1 | 2 | 2025 | Winter | S, [MVA] | 1 | 0 | 21.7098 | 20.6235 | 19.4422 | 19.1765 | 18.898 | 20.0847 | 23.884 | 26.3184 | 28.6451 | 29.1952 | 28.158 | 28.3909 | 28.5911 | 28.6582 | 27.1088 | 26.3241 | 26.848 | 30.4863 | 29.7774 | 28.9255 | 28.7013 | 26.6004 | 25.2252 | 23.6246
TSO | - | 36 | 1 | 2 | 2025 | Winter | S, [%] | 1 | 0 | 54.27% | 51.56% | 48.61% | 47.94% | 47.24% | 50.21% | 59.71% | 65.8% | 71.61% | 72.99% | 70.39% | 70.98% | 71.48% | 71.65% | 67.77% | 65.81% | 67.12% | 76.22% | 74.44% | 72.31% | 71.75% | 66.5% | 63.06% | 59.06%
TSO | - | 36 | 2 | 1 | 2025 | Winter | S, [MVA] | 1 | 0 | 21.8513 | 20.7869 | 19.6233 | 19.3549 | 19.0847 | 20.2437 | 23.9644 | 26.2414 | 28.4602 | 28.9736 | 27.994 | 28.2116 | 28.4204 | 28.4867 | 27.0282 | 26.3004 | 26.8012 | 30.2856 | 29.6135 | 28.7952 | 28.6266 | 26.5938 | 25.2892 | 23.7255
TSO | - | 36 | 2 | 1 | 2025 | Winter | S, [%] | 1 | 0 | 54.63% | 51.97% | 49.06% | 48.39% | 47.71% | 50.61% | 59.91% | 65.6% | 71.15% | 72.43% | 69.98% | 70.53% | 71.05% | 71.22% | 67.57% | 65.75% | 67% | 75.71% | 74.03% | 71.99% | 71.57% | 66.48% | 63.22% | 59.31%
TSO | - | 38 | 8 | 72 | 2025 | Winter | P, [MW] | 1 | 0 | 52.0418 | 39.5783 | 35.8018 | 34.8802 | 35.4551 | 42.7219 | 68.9355 | 80.1794 | 85.8824 | 87.9855 | 84.0623 | 82.1347 | 79.444 | 81.7471 | 76.8064 | 71.3345 | 68.8351 | 89.9992 | 85.4853 | 84.9424 | 80.712 | 74.2591 | 67.6996 | 61.5315
TSO | - | 38 | 8 | 72 | 2025 | Winter | P, [%] | 1 | 0 | 17.35% | 13.19% | 11.93% | 11.63% | 11.82% | 14.24% | 22.98% | 26.73% | 28.63% | 29.33% | 28.02% | 27.38% | 26.48% | 27.25% | 25.6% | 23.78% | 22.95% | 30% | 28.5% | 28.31% | 26.9% | 24.75% | 22.57% | 20.51%
TSO | - | 38 | 72 | 8 | 2025 | Winter | P, [MW] | 1 | 0 | -52.0116 | -39.5536 | -35.7788 | -34.8571 | -35.4317 | -42.6952 | -68.8905 | -80.1253 | -85.8228 | -87.9204 | -84.0061 | -82.0785 | -79.3907 | -81.6906 | -76.7564 | -71.2898 | -68.7908 | -89.9335 | -85.4259 | -84.8822 | -80.6542 | -74.2086 | -67.6558 | -61.4922
TSO | - | 38 | 72 | 8 | 2025 | Winter | P, [%] | 1 | 0 | 17.34% | 13.18% | 11.93% | 11.62% | 11.81% | 14.23% | 22.96% | 26.71% | 28.61% | 29.31% | 28% | 27.36% | 26.46% | 27.23% | 25.59% | 23.76% | 22.93% | 29.98% | 28.48% | 28.29% | 26.88% | 24.74% | 22.55% | 20.5%
TSO | - | 38 | 8 | 72 | 2025 | Winter | Q, [MVAr] | 1 | 0 | -29.9033 | -36.1353 | -37.055 | -37.9779 | -37.918 | -35.8796 | -28.9937 | -21.7316 | -17.8339 | -20.4851 | -14.4549 | -19.8642 | -20.5385 | -20.7848 | -19.7552 | -21.5827 | -25.7593 | -18.9444 | -17.6179 | -19.74 | -24.464 | -25.1784 | -26.3958 | -29.7772
TSO | - | 38 | 8 | 72 | 2025 | Winter | Q, [%] | 1 | 0 | 9.968% | 12.05% | 12.35% | 12.66% | 12.64% | 11.96% | 9.665% | 7.244% | 5.945% | 6.828% | 4.818% | 6.621% | 6.846% | 6.928% | 6.585% | 7.194% | 8.586% | 6.315% | 5.873% | 6.58% | 8.155% | 8.393% | 8.799% | 9.926%
TSO | - | 38 | 72 | 8 | 2025 | Winter | Q, [MVAr] | 1 | 0 | 31.1887 | 37.1867 | 38.0331 | 38.9577 | 38.9147 | 37.0163 | 30.9052 | 24.0295 | 20.3702 | 23.2505 | 16.8428 | 22.2506 | 22.8036 | 23.1861 | 21.8832 | 23.4811 | 27.6426 | 21.736 | 20.142 | 22.3017 | 26.9203 | 27.3241 | 28.2579 | 31.4487
TSO | - | 38 | 72 | 8 | 2025 | Winter | Q, [%] | 1 | 0 | 10.4% | 12.4% | 12.68% | 12.99% | 12.97% | 12.34% | 10.3% | 8.01% | 6.79% | 7.75% | 5.614% | 7.417% | 7.601% | 7.729% | 7.294% | 7.827% | 9.214% | 7.245% | 6.714% | 7.434% | 8.973% | 9.108% | 9.419% | 10.48%
TSO | - | 38 | 8 | 72 | 2025 | Winter | S, [MVA] | 1 | 0 | 60.0213 | 53.5929 | 51.5252 | 51.565 | 51.9119 | 55.7899 | 74.7846 | 83.0722 | 87.7146 | 90.3387 | 85.296 | 84.5026 | 82.056 | 84.3481 | 79.3063 | 74.528 | 73.497 | 91.9714 | 87.2819 | 87.206 | 84.3381 | 78.4115 | 72.6634 | 68.3579
TSO | - | 38 | 8 | 72 | 2025 | Winter | S, [%] | 1 | 0 | 20.01% | 17.86% | 17.18% | 17.19% | 17.3% | 18.6% | 24.93% | 27.69% | 29.24% | 30.11% | 28.43% | 28.17% | 27.35% | 28.12% | 26.44% | 24.84% | 24.5% | 30.66% | 29.09% | 29.07% | 28.11% | 26.14% | 24.22% | 22.79%
TSO | - | 38 | 72 | 8 | 2025 | Winter | S, [MVA] | 1 | 0 | 60.646 | 54.2893 | 52.2172 | 52.2754 | 52.6285 | 56.5073 | 75.5052 | 83.6509 | 88.2071 | 90.9428 | 85.6779 | 85.041 | 82.6008 | 84.9173 | 79.8149 | 75.0573 | 74.1369 | 92.5229 | 87.7684 | 87.763 | 85.0282 | 79.0792 | 73.3199 | 69.0674
TSO | - | 38 | 72 | 8 | 2025 | Winter | S, [%] | 1 | 0 | 20.22% | 18.1% | 17.41% | 17.43% | 17.54% | 18.84% | 25.17% | 27.88% | 29.4% | 30.31% | 28.56% | 28.35% | 27.53% | 28.31% | 26.6% | 25.02% | 24.71% | 30.84% | 29.26% | 29.25% | 28.34% | 26.36% | 24.44% | 23.02%
TSO | - | 41 | 11 | 12 | 2025 | Winter | P, [MW] | 1 | 0 | 190.0047 | 169.721 | 158.9435 | 154.1714 | 147.7401 | 162.7659 | 225.912 | 247.0985 | 266.2952 | 265.8292 | 276.7341 | 284.347 | 273.4012 | 275.159 | 258.2083 | 247.6686 | 249.7485 | 301.6344 | 294.1724 | 291.1547 | 290.8743 | 271.0913 | 254.4252 | 225.9917
TSO | - | 41 | 11 | 12 | 2025 | Winter | P, [%] | 1 | 0 | 31.67% | 28.29% | 26.49% | 25.7% | 24.62% | 27.13% | 37.65% | 41.18% | 44.38% | 44.3% | 46.12% | 47.39% | 45.57% | 45.86% | 43.03% | 41.28% | 41.62% | 50.27% | 49.03% | 48.53% | 48.48% | 45.18% | 42.4% | 37.67%
TSO | - | 41 | 12 | 11 | 2025 | Winter | P, [MW] | 1 | 0 | -189.8745 | -169.6129 | -158.848 | -154.081 | -147.6563 | -162.6665 | -225.7391 | -246.8969 | -266.0627 | -265.591 | -276.4827 | -284.0779 | -273.1503 | -274.9048 | -257.9837 | -247.4607 | -249.5335 | -301.3345 | -293.8855 | -290.8692 | -290.5845 | -270.8377 | -254.1997 | -225.8114
TSO | - | 41 | 12 | 11 | 2025 | Winter | P, [%] | 1 | 0 | 31.65% | 28.27% | 26.47% | 25.68% | 24.61% | 27.11% | 37.62% | 41.15% | 44.34% | 44.27% | 46.08% | 47.35% | 45.53% | 45.82% | 43% | 41.24% | 41.59% | 50.22% | 48.98% | 48.48% | 48.43% | 45.14% | 42.37% | 37.64%
TSO | - | 41 | 11 | 12 | 2025 | Winter | Q, [MVAr] | 1 | 0 | -23.137 | -29.8426 | -28.9353 | -30.5686 | -31.2702 | -29.4609 | -5.2571 | 12.5039 | 20.9872 | 28.1218 | 32.8239 | 32.5009 | 35.156 | 30.0744 | 27.4819 | 16.9875 | 15.4771 | 40.6419 | 40.8226 | 41.9475 | 32.4444 | 18.7614 | 9.399 | 1.781
TSO | - | 41 | 11 | 12 | 2025 | Winter | Q, [%] | 1 | 0 | 3.856% | 4.974% | 4.823% | 5.095% | 5.212% | 4.91% | 0.8762% | 2.084% | 3.498% | 4.687% | 5.471% | 5.417% | 5.859% | 5.012% | 4.58% | 2.831% | 2.58% | 6.774% | 6.804% | 6.991% | 5.407% | 3.127% | 1.567% | 0.2968%
TSO | - | 41 | 12 | 11 | 2025 | Winter | Q, [MVAr] | 1 | 0 | 30.9227 | 36.3056 | 34.6457 | 35.975 | 36.2801 | 35.4007 | 15.5916 | -0.4555 | -7.0906 | -13.8849 | -17.796 | -16.4147 | -20.1597 | -14.8785 | -14.057 | -4.5601 | -2.6279 | -22.7145 | -23.6739 | -24.8804 | -15.1215 | -3.6039 | 4.0816 | 8.9958
TSO | - | 41 | 12 | 11 | 2025 | Winter | Q, [%] | 1 | 0 | 5.154% | 6.051% | 5.774% | 5.996% | 6.047% | 5.9% | 2.599% | 0.07592% | 1.182% | 2.314% | 2.966% | 2.736% | 3.36% | 2.48% | 2.343% | 0.76% | 0.438% | 3.786% | 3.946% | 4.147% | 2.52% | 0.6007% | 0.6803% | 1.499%
TSO | - | 41 | 11 | 12 | 2025 | Winter | S, [MVA] | 1 | 0 | 191.4083 | 172.3247 | 161.5559 | 157.1728 | 151.0132 | 165.4106 | 225.9731 | 247.4147 | 267.121 | 267.3125 | 278.6739 | 286.1984 | 275.6523 | 276.7977 | 259.6666 | 248.2505 | 250.2276 | 304.3601 | 296.9914 | 294.1609 | 292.6781 | 271.7397 | 254.5988 | 225.9988
TSO | - | 41 | 11 | 12 | 2025 | Winter | S, [%] | 1 | 0 | 31.9% | 28.72% | 26.93% | 26.2% | 25.17% | 27.57% | 37.66% | 41.24% | 44.52% | 44.55% | 46.45% | 47.7% | 45.94% | 46.13% | 43.28% | 41.38% | 41.7% | 50.73% | 49.5% | 49.03% | 48.78% | 45.29% | 42.43% | 37.67%
TSO | - | 41 | 12 | 11 | 2025 | Winter | S, [MVA] | 1 | 0 | 192.376 | 173.455 | 162.5823 | 158.225 | 152.0481 | 166.474 | 226.2769 | 246.8973 | 266.1572 | 265.9537 | 277.0548 | 284.5517 | 273.8932 | 275.3071 | 258.3664 | 247.5027 | 249.5474 | 302.1894 | 294.8375 | 291.9313 | 290.9777 | 270.8617 | 254.2325 | 225.9906
TSO | - | 41 | 12 | 11 | 2025 | Winter | S, [%] | 1 | 0 | 32.06% | 28.91% | 27.1% | 26.37% | 25.34% | 27.75% | 37.71% | 41.15% | 44.36% | 44.33% | 46.18% | 47.43% | 45.65% | 45.88% | 43.06% | 41.25% | 41.59% | 50.36% | 49.14% | 48.66% | 48.5% | 45.14% | 42.37% | 37.67%
TSO | - | 44 | 13 | 14 | 2025 | Winter | P, [MW] | 1 | 0 | 32.4224 | 33.5507 | 32.1133 | 30.6568 | 28.8177 | 30.0907 | 38.0317 | 34.4835 | 37.3252 | 37.4558 | 42.3727 | 47.9302 | 43.8888 | 44.2402 | 41.1515 | 39.3787 | 41.0345 | 44.2069 | 44.2381 | 43.364 | 44.9497 | 43.0636 | 42.3333 | 37.8898
TSO | - | 44 | 13 | 14 | 2025 | Winter | P, [%] | 1 | 0 | 8.106% | 8.388% | 8.028% | 7.664% | 7.204% | 7.523% | 9.508% | 8.621% | 9.331% | 9.364% | 10.59% | 11.98% | 10.97% | 11.06% | 10.29% | 9.845% | 10.26% | 11.05% | 11.06% | 10.84% | 11.24% | 10.77% | 10.58% | 9.472%
TSO | - | 44 | 14 | 13 | 2025 | Winter | P, [MW] | 1 | 0 | -32.4176 | -33.5456 | -32.1087 | -30.6526 | -28.8139 | -30.0866 | -38.0252 | -34.4782 | -37.3189 | -37.4495 | -42.3646 | -47.9199 | -43.8802 | -44.2314 | -41.1439 | -39.3717 | -41.0269 | -44.1981 | -44.2293 | -43.3556 | -44.9406 | -43.0553 | -42.3252 | -37.8833
TSO | - | 44 | 14 | 13 | 2025 | Winter | P, [%] | 1 | 0 | 8.104% | 8.386% | 8.027% | 7.663% | 7.203% | 7.522% | 9.506% | 8.62% | 9.33% | 9.362% | 10.59% | 11.98% | 10.97% | 11.06% | 10.29% | 9.843% | 10.26% | 11.05% | 11.06% | 10.84% | 11.24% | 10.76% | 10.58% | 9.471%
TSO | - | 44 | 13 | 14 | 2025 | Winter | Q, [MVAr] | 1 | 0 | -0.37227 | -0.38524 | -0.36872 | -0.35198 | -0.33086 | -0.34551 | -0.43686 | -0.39596 | -0.42859 | -0.4301 | -0.48657 | -0.55041 | -0.50398 | -0.50802 | -0.47255 | -0.45217 | -0.47119 | -0.50762 | -0.50798 | -0.49794 | -0.51615 | -0.49449 | -0.4861 | -0.43507
TSO | - | 44 | 13 | 14 | 2025 | Winter | Q, [%] | 1 | 0 | 0.09307% | 0.09631% | 0.09218% | 0.08799% | 0.08271% | 0.08638% | 0.1092% | 0.09899% | 0.1071% | 0.1075% | 0.1216% | 0.1376% | 0.126% | 0.127% | 0.1181% | 0.113% | 0.1178% | 0.1269% | 0.127% | 0.1245% | 0.129% | 0.1236% | 0.1215% | 0.1088%
TSO | - | 44 | 14 | 13 | 2025 | Winter | Q, [MVAr] | 1 | 0 | 0.78416 | 0.82631 | 0.77278 | 0.72018 | 0.65617 | 0.70023 | 1.0037 | 0.86195 | 0.97461 | 0.97996 | 1.1904 | 1.451 | 1.259 | 1.2752 | 1.1363 | 1.0599 | 1.1312 | 1.2737 | 1.2752 | 1.2351 | 1.3082 | 1.2214 | 1.1886 | 0.99773
TSO | - | 44 | 14 | 13 | 2025 | Winter | Q, [%] | 1 | 0 | 0.196% | 0.2066% | 0.1932% | 0.18% | 0.164% | 0.1751% | 0.2509% | 0.2155% | 0.2437% | 0.245% | 0.2976% | 0.3628% | 0.3148% | 0.3188% | 0.2841% | 0.265% | 0.2828% | 0.3184% | 0.3188% | 0.3088% | 0.3271% | 0.3054% | 0.2971% | 0.2494%
TSO | - | 44 | 13 | 14 | 2025 | Winter | S, [MVA] | 1 | 0 | 32.4245 | 33.5529 | 32.1154 | 30.6588 | 28.8196 | 30.0927 | 38.0342 | 34.4858 | 37.3276 | 37.4583 | 42.3755 | 47.9334 | 43.8917 | 44.2431 | 41.1542 | 39.3812 | 41.0372 | 44.2098 | 44.241 | 43.3669 | 44.9526 | 43.0665 | 42.336 | 37.8922
TSO | - | 44 | 13 | 14 | 2025 | Winter | S, [%] | 1 | 0 | 8.106% | 8.388% | 8.029% | 7.665% | 7.205% | 7.523% | 9.509% | 8.621% | 9.332% | 9.365% | 10.59% | 11.98% | 10.97% | 11.06% | 10.29% | 9.845% | 10.26% | 11.05% | 11.06% | 10.84% | 11.24% | 10.77% | 10.58% | 9.473%
TSO | - | 44 | 14 | 13 | 2025 | Winter | S, [MVA] | 1 | 0 | 32.4271 | 33.5558 | 32.118 | 30.661 | 28.8214 | 30.0948 | 38.0385 | 34.489 | 37.3316 | 37.4623 | 42.3813 | 47.9418 | 43.8982 | 44.2497 | 41.1596 | 39.3859 | 41.0425 | 44.2165 | 44.2477 | 43.3732 | 44.9596 | 43.0726 | 42.3419 | 37.8964
TSO | - | 44 | 14 | 13 | 2025 | Winter | S, [%] | 1 | 0 | 8.107% | 8.389% | 8.029% | 7.665% | 7.205% | 7.524% | 9.51% | 8.622% | 9.333% | 9.366% | 10.6% | 11.99% | 10.97% | 11.06% | 10.29% | 9.846% | 10.26% | 11.05% | 11.06% | 10.84% | 11.24% | 10.77% | 10.59% | 9.474%
TSO | - | 45 | 13 | 15 | 2025 | Winter | P, [MW] | 1 | 0 | 126.0015 | 109.5389 | 101.6991 | 97.6094 | 96.4481 | 106.9756 | 166.6672 | 171.5329 | 187.0725 | 192.9977 | 196.9505 | 206.2866 | 191.0821 | 196.7643 | 183.0538 | 168.2554 | 164.7292 | 203.1493 | 195.2444 | 190.7401 | 184.0365 | 171.8712 | 160.9691 | 146.4651
TSO | - | 45 | 13 | 15 | 2025 | Winter | P, [%] | 1 | 0 | 21% | 18.26% | 16.95% | 16.27% | 16.07% | 17.83% | 27.78% | 28.59% | 31.18% | 32.17% | 32.83% | 34.38% | 31.85% | 32.79% | 30.51% | 28.04% | 27.45% | 33.86% | 32.54% | 31.79% | 30.67% | 28.65% | 26.83% | 24.41%
TSO | - | 45 | 15 | 13 | 2025 | Winter | P, [MW] | 1 | 0 | -125.9508 | -109.4946 | -101.6587 | -97.571 | -96.4103 | -106.9335 | -166.593 | -171.4589 | -186.9862 | -192.9037 | -196.8552 | -206.1802 | -190.9902 | -196.6665 | -182.9683 | -168.1813 | -164.6559 | -203.0474 | -195.1499 | -190.6482 | -183.9484 | -171.7925 | -160.897 | -146.4023
TSO | - | 45 | 15 | 13 | 2025 | Winter | P, [%] | 1 | 0 | 20.99% | 18.25% | 16.94% | 16.26% | 16.07% | 17.82% | 27.77% | 28.58% | 31.16% | 32.15% | 32.81% | 34.36% | 31.83% | 32.78% | 30.49% | 28.03% | 27.44% | 33.84% | 32.52% | 31.77% | 30.66% | 28.63% | 26.82% | 24.4%
TSO | - | 45 | 13 | 15 | 2025 | Winter | Q, [MVAr] | 1 | 0 | -54.6723 | -64.083 | -65.4183 | -65.9655 | -65.8045 | -62.5665 | -35.3362 | -16.7399 | -6.015 | -5.8579 | -3.8819 | -9.7351 | -10.8316 | -12.4729 | -17.4622 | -25.6814 | -31.1605 | -5.9103 | -4.8273 | -10.1122 | -19.0445 | -25.3756 | -37.0715 | -44.1557
TSO | - | 45 | 13 | 15 | 2025 | Winter | Q, [%] | 1 | 0 | 9.112% | 10.68% | 10.9% | 10.99% | 10.97% | 10.43% | 5.889% | 2.79% | 1.003% | 0.9763% | 0.647% | 1.623% | 1.805% | 2.079% | 2.91% | 4.28% | 5.193% | 0.985% | 0.8046% | 1.685% | 3.174% | 4.229% | 6.179% | 7.359%
TSO | - | 45 | 15 | 13 | 2025 | Winter | Q, [MVAr] | 1 | 0 | 58.537 | 67.4614 | 68.5048 | 68.8929 | 68.6903 | 65.778 | 40.9968 | 22.384 | 12.6008 | 13.0308 | 11.1535 | 17.8457 | 17.8437 | 19.9358 | 23.9888 | 31.3405 | 36.7483 | 13.6804 | 12.0374 | 17.1181 | 25.7677 | 31.3729 | 42.5699 | 48.9409
TSO | - | 45 | 15 | 13 | 2025 | Winter | Q, [%] | 1 | 0 | 9.756% | 11.24% | 11.42% | 11.48% | 11.45% | 10.96% | 6.833% | 3.731% | 2.1% | 2.172% | 1.859% | 2.974% | 2.974% | 3.323% | 3.998% | 5.223% | 6.125% | 2.28% | 2.006% | 2.853% | 4.295% | 5.229% | 7.095% | 8.157%
TSO | - | 45 | 13 | 15 | 2025 | Winter | S, [MVA] | 1 | 0 | 137.3515 | 126.9071 | 120.9226 | 117.8094 | 116.7582 | 123.9288 | 170.3719 | 172.3478 | 187.1692 | 193.0866 | 196.9888 | 206.5161 | 191.3889 | 197.1592 | 183.8848 | 170.2041 | 167.6505 | 203.2352 | 195.3041 | 191.0079 | 185.0193 | 173.7343 | 165.1828 | 152.9763
TSO | - | 45 | 13 | 15 | 2025 | Winter | S, [%] | 1 | 0 | 22.89% | 21.15% | 20.15% | 19.63% | 19.46% | 20.65% | 28.4% | 28.72% | 31.19% | 32.18% | 32.83% | 34.42% | 31.9% | 32.86% | 30.65% | 28.37% | 27.94% | 33.87% | 32.55% | 31.83% | 30.84% | 28.96% | 27.53% | 25.5%
TSO | - | 45 | 15 | 13 | 2025 | Winter | S, [MVA] | 1 | 0 | 138.8891 | 128.6084 | 122.5863 | 119.4417 | 118.3778 | 125.5449 | 171.5633 | 172.9139 | 187.4103 | 193.3433 | 197.1709 | 206.9511 | 191.8219 | 197.6743 | 184.5341 | 171.0765 | 168.7069 | 203.5078 | 195.5208 | 191.4152 | 185.7444 | 174.6337 | 166.4334 | 154.366
TSO | - | 45 | 15 | 13 | 2025 | Winter | S, [%] | 1 | 0 | 23.15% | 21.43% | 20.43% | 19.91% | 19.73% | 20.92% | 28.59% | 28.82% | 31.24% | 32.22% | 32.86% | 34.49% | 31.97% | 32.95% | 30.76% | 28.51% | 28.12% | 33.92% | 32.59% | 31.9% | 30.96% | 29.11% | 27.74% | 25.73%
TSO | - | 47 | 19 | 20 | 2025 | Winter | P, [MW] | 1 | 0 | 4.282 | 4.2978 | 4.2467 | 4.1687 | 4.5338 | 4.2127 | 4.3382 | 3.3753 | 2.8901 | 2.5572 | 3.0307 | 3.4381 | 3.8022 | 4.2105 | 4.1113 | 3.6132 | 3.5902 | 3.9686 | 3.9297 | 3.794 | 3.9034 | 4.383 | 4.4432 | 4.1322
TSO | - | 47 | 19 | 20 | 2025 | Winter | P, [%] | 1 | 0 | 21.41% | 21.49% | 21.23% | 20.84% | 22.67% | 21.06% | 21.69% | 16.88% | 14.45% | 12.79% | 15.15% | 17.19% | 19.01% | 21.05% | 20.56% | 18.07% | 17.95% | 19.84% | 19.65% | 18.97% | 19.52% | 21.91% | 22.22% | 20.66%
TSO | - | 47 | 20 | 19 | 2025 | Winter | P, [MW] | 1 | 0 | -4.2768 | -4.2926 | -4.2416 | -4.1638 | -4.5281 | -4.2078 | -4.3329 | -3.3721 | -2.8877 | -2.5553 | -3.0281 | -3.4346 | -3.7979 | -4.2053 | -4.1066 | -3.6096 | -3.5866 | -3.9639 | -3.9251 | -3.7897 | -3.8992 | -4.3776 | -4.4377 | -4.1274
TSO | - | 47 | 20 | 19 | 2025 | Winter | P, [%] | 1 | 0 | 21.38% | 21.46% | 21.21% | 20.82% | 22.64% | 21.04% | 21.66% | 16.86% | 14.44% | 12.78% | 15.14% | 17.17% | 18.99% | 21.03% | 20.53% | 18.05% | 17.93% | 19.82% | 19.63% | 18.95% | 19.5% | 21.89% | 22.19% | 20.64%
TSO | - | 47 | 19 | 20 | 2025 | Winter | Q, [MVAr] | 1 | 0 | -0.073088 | -0.072087 | -0.073642 | -0.076347 | -0.055812 | -0.068319 | -0.070895 | -0.10479 | -0.11869 | -0.12696 | -0.1149 | -0.66856 | -0.84511 | -0.83018 | -0.079674 | -0.097228 | -0.29251 | -0.86102 | -0.86242 | -0.86721 | -0.10921 | -0.091087 | -0.088662 | -0.10068
TSO | - | 47 | 19 | 20 | 2025 | Winter | Q, [%] | 1 | 0 | 0.3654% | 0.3604% | 0.3682% | 0.3817% | 0.2791% | 0.3416% | 0.3545% | 0.524% | 0.5934% | 0.6348% | 0.5745% | 3.343% | 4.226% | 4.151% | 0.3984% | 0.4861% | 1.463% | 4.305% | 4.312% | 4.336% | 0.5461% | 0.4554% | 0.4433% | 0.5034%
TSO | - | 47 | 20 | 19 | 2025 | Winter | Q, [MVAr] | 1 | 0 | 0.15695 | 0.15658 | 0.15614 | 0.15586 | 0.14981 | 0.14951 | 0.15697 | 0.15697 | 0.15698 | 0.15697 | 0.15699 | 0.72498 | 0.91499 | 0.91498 | 0.157 | 0.15699 | 0.35197 | 0.93698 | 0.93698 | 0.93698 | 0.17897 | 0.17897 | 0.17897 | 0.17883
TSO | - | 47 | 20 | 19 | 2025 | Winter | Q, [%] | 1 | 0 | 0.7847% | 0.7829% | 0.7807% | 0.7793% | 0.7491% | 0.7476% | 0.7848% | 0.7848% | 0.7849% | 0.7849% | 0.785% | 3.625% | 4.575% | 4.575% | 0.785% | 0.785% | 1.76% | 4.685% | 4.685% | 4.685% | 0.8948% | 0.8949% | 0.8949% | 0.8942%
TSO | - | 47 | 19 | 20 | 2025 | Winter | S, [MVA] | 1 | 0 | 4.2826 | 4.2984 | 4.2473 | 4.1694 | 4.5342 | 4.2133 | 4.3388 | 3.3769 | 2.8925 | 2.5603 | 3.0329 | 3.5025 | 3.895 | 4.2915 | 4.1121 | 3.6145 | 3.6021 | 4.0609 | 4.0232 | 3.8919 | 3.905 | 4.3839 | 4.4441 | 4.1334
TSO | - | 47 | 19 | 20 | 2025 | Winter | S, [%] | 1 | 0 | 21.41% | 21.49% | 21.24% | 20.85% | 22.67% | 21.07% | 21.69% | 16.88% | 14.46% | 12.8% | 15.16% | 17.51% | 19.47% | 21.46% | 20.56% | 18.07% | 18.01% | 20.3% | 20.12% | 19.46% | 19.52% | 21.92% | 22.22% | 20.67%
TSO | - | 47 | 20 | 19 | 2025 | Winter | S, [MVA] | 1 | 0 | 4.2797 | 4.2955 | 4.2445 | 4.1667 | 4.5306 | 4.2104 | 4.3358 | 3.3758 | 2.892 | 2.5601 | 3.0322 | 3.5103 | 3.9065 | 4.3037 | 4.1096 | 3.613 | 3.6038 | 4.0732 | 4.0354 | 3.9038 | 3.9033 | 4.3813 | 4.4413 | 4.1313
TSO | - | 47 | 20 | 19 | 2025 | Winter | S, [%] | 1 | 0 | 21.4% | 21.48% | 21.22% | 20.83% | 22.65% | 21.05% | 21.68% | 16.88% | 14.46% | 12.8% | 15.16% | 17.55% | 19.53% | 21.52% | 20.55% | 18.06% | 18.02% | 20.37% | 20.18% | 19.52% | 19.52% | 21.91% | 22.21% | 20.66%
TSO | - | 48 | 19 | 21 | 2025 | Winter | P, [MW] | 1 | 0 | 7.3101 | 6.9018 | 6.4311 | 6.3293 | 6.1295 | 6.6165 | 9.8521 | 11.0477 | 11.751 | 11.8682 | 11.2659 | 11.7949 | 11.9499 | 11.9865 | 10.7537 | 10.0828 | 10.4198 | 12.4008 | 11.6004 | 11.3589 | 11.2021 | 10.3286 | 9.3582 | 8.4469
TSO | - | 48 | 19 | 21 | 2025 | Winter | P, [%] | 1 | 0 | 36.55% | 34.51% | 32.16% | 31.65% | 30.65% | 33.08% | 49.26% | 55.24% | 58.75% | 59.34% | 56.33% | 58.97% | 59.75% | 59.93% | 53.77% | 50.41% | 52.1% | 62% | 58% | 56.79% | 56.01% | 51.64% | 46.79% | 42.23%
TSO | - | 48 | 21 | 19 | 2025 | Winter | P, [MW] | 1 | 0 | -7.2944 | -6.8877 | -6.4188 | -6.3173 | -6.1182 | -6.6035 | -9.8245 | -11.0137 | -11.7124 | -11.8289 | -11.2305 | -11.7561 | -11.9101 | -11.9464 | -10.7214 | -10.0542 | -10.3893 | -12.3578 | -11.5627 | -11.3227 | -11.1668 | -10.2986 | -9.333 | -8.4263
TSO | - | 48 | 21 | 19 | 2025 | Winter | P, [%] | 1 | 0 | 36.47% | 34.44% | 32.09% | 31.59% | 30.59% | 33.02% | 49.12% | 55.07% | 58.56% | 59.14% | 56.15% | 58.78% | 59.55% | 59.73% | 53.61% | 50.27% | 51.95% | 61.79% | 57.81% | 56.61% | 55.83% | 51.49% | 46.67% | 42.13%
TSO | - | 48 | 19 | 21 | 2025 | Winter | Q, [MVAr] | 1 | 0 | -1.3761 | -1.4028 | -1.4316 | -1.4373 | -1.4432 | -1.4139 | -0.77687 | 0.30078 | 0.56513 | 0.57803 | 0.51312 | 0.56995 | 0.58708 | 0.59116 | 0.26589 | -0.38117 | -0.34893 | -0.13838 | -0.22781 | -0.25364 | -0.27011 | -0.35775 | -1.1951 | -1.2706
TSO | - | 48 | 19 | 21 | 2025 | Winter | Q, [%] | 1 | 0 | 6.881% | 7.014% | 7.158% | 7.187% | 7.216% | 7.069% | 3.884% | 1.504% | 2.826% | 2.89% | 2.566% | 2.85% | 2.935% | 2.956% | 1.329% | 1.906% | 1.745% | 0.6919% | 1.139% | 1.268% | 1.351% | 1.789% | 5.975% | 6.353%
TSO | - | 48 | 21 | 19 | 2025 | Winter | Q, [MVAr] | 1 | 0 | 1.6389 | 1.6385 | 1.638 | 1.6376 | 1.6317 | 1.6315 | 1.238 | 0.26997 | 0.079983 | 0.079974 | 0.079994 | 0.079983 | 0.079985 | 0.079983 | 0.275 | 0.85999 | 0.85997 | 0.85998 | 0.85998 | 0.85998 | 0.85997 | 0.85997 | 1.617 | 1.6168
TSO | - | 48 | 21 | 19 | 2025 | Winter | Q, [%] | 1 | 0 | 8.195% | 8.193% | 8.19% | 8.188% | 8.159% | 8.157% | 6.19% | 1.35% | 0.3999% | 0.3999% | 0.4% | 0.3999% | 0.3999% | 0.3999% | 1.375% | 4.3% | 4.3% | 4.3% | 4.3% | 4.3% | 4.3% | 4.3% | 8.085% | 8.084%
TSO | - | 48 | 19 | 21 | 2025 | Winter | S, [MVA] | 1 | 0 | 7.4385 | 7.0429 | 6.5885 | 6.4904 | 6.2971 | 6.7658 | 9.8826 | 11.0518 | 11.7645 | 11.8823 | 11.2776 | 11.8087 | 11.9643 | 12.001 | 10.757 | 10.09 | 10.4256 | 12.4016 | 11.6027 | 11.3617 | 11.2053 | 10.3348 | 9.4342 | 8.542
TSO | - | 48 | 19 | 21 | 2025 | Winter | S, [%] | 1 | 0 | 37.19% | 35.21% | 32.94% | 32.45% | 31.49% | 33.83% | 49.41% | 55.26% | 58.82% | 59.41% | 56.39% | 59.04% | 59.82% | 60.01% | 53.79% | 50.45% | 52.13% | 62.01% | 58.01% | 56.81% | 56.03% | 51.67% | 47.17% | 42.71%
TSO | - | 48 | 21 | 19 | 2025 | Winter | S, [MVA] | 1 | 0 | 7.4763 | 7.0799 | 6.6245 | 6.5261 | 6.3321 | 6.802 | 9.9022 | 11.017 | 11.7127 | 11.8292 | 11.2308 | 11.7564 | 11.9103 | 11.9467 | 10.725 | 10.0909 | 10.4248 | 12.3876 | 11.5946 | 11.3553 | 11.1999 | 10.3345 | 9.4721 | 8.58
TSO | - | 48 | 21 | 19 | 2025 | Winter | S, [%] | 1 | 0 | 37.38% | 35.4% | 33.12% | 32.63% | 31.66% | 34.01% | 49.51% | 55.08% | 58.56% | 59.15% | 56.15% | 58.78% | 59.55% | 59.73% | 53.62% | 50.45% | 52.12% | 61.94% | 57.97% | 56.78% | 56% | 51.67% | 47.36% | 42.9%
TSO | - | 50 | 29 | 30 | 2025 | Winter | P, [MW] | 1 | 0 | 11.838 | 11.2495 | 11.0985 | 11.0371 | 10.9424 | 11.3959 | 14.6794 | 15.3515 | 15.889 | 15.4488 | 15.3492 | 16.1582 | 16.063 | 16.3388 | 15.7242 | 15.4432 | 15.1463 | 15.8908 | 15.2932 | 14.6858 | 14.9206 | 13.8689 | 12.8542 | 12.5077
TSO | - | 50 | 29 | 30 | 2025 | Winter | P, [%] | 1 | 0 | 53.81% | 51.13% | 50.45% | 50.17% | 49.74% | 51.8% | 66.72% | 69.78% | 72.22% | 70.22% | 69.77% | 73.45% | 73.01% | 74.27% | 71.47% | 70.2% | 68.85% | 72.23% | 69.51% | 66.75% | 67.82% | 63.04% | 58.43% | 56.85%
TSO | - | 50 | 30 | 29 | 2025 | Winter | P, [MW] | 1 | 0 | -11.8078 | -11.222 | -11.0717 | -11.0106 | -10.9164 | -11.3679 | -14.6339 | -15.3017 | -15.8355 | -15.3984 | -15.2994 | -16.1029 | -16.0083 | -16.2822 | -15.672 | -15.3929 | -15.0979 | -15.8376 | -15.2439 | -14.6403 | -14.8737 | -13.8283 | -12.8189 | -12.4741
TSO | - | 50 | 30 | 29 | 2025 | Winter | P, [%] | 1 | 0 | 53.67% | 51.01% | 50.33% | 50.05% | 49.62% | 51.67% | 66.52% | 69.55% | 71.98% | 69.99% | 69.54% | 73.2% | 72.77% | 74.01% | 71.24% | 69.97% | 68.63% | 71.99% | 69.29% | 66.55% | 67.61% | 62.86% | 58.27% | 56.7%
TSO | - | 50 | 29 | 30 | 2025 | Winter | Q, [MVAr] | 1 | 0 | -1.0259 | -1.3243 | -1.3823 | -1.3705 | -1.2822 | -1.0115 | 0.69948 | 1.6125 | 2.0993 | 1.6175 | 1.7006 | 2.1882 | 2.3183 | 2.348 | 1.6086 | 1.3196 | 1.2852 | 1.4247 | 0.94526 | 0.4312 | 0.83337 | 0.2899 | -0.72521 | -0.82467
TSO | - | 50 | 29 | 30 | 2025 | Winter | Q, [%] | 1 | 0 | 4.663% | 6.02% | 6.283% | 6.23% | 5.828% | 4.598% | 3.179% | 7.329% | 9.542% | 7.352% | 7.73% | 9.947% | 10.54% | 10.67% | 7.312% | 5.998% | 5.842% | 6.476% | 4.297% | 1.96% | 3.788% | 1.318% | 3.296% | 3.748%
TSO | - | 50 | 30 | 29 | 2025 | Winter | Q, [MVAr] | 1 | 0 | 1.6499 | 1.8929 | 1.9369 | 1.9189 | 1.8199 | 1.5899 | 0.24092 | -0.58306 | -0.99407 | -0.57507 | -0.67107 | -1.0451 | -1.1871 | -1.1781 | -0.52907 | -0.27907 | -0.28408 | -0.32307 | 0.074917 | 0.51091 | 0.13792 | 0.55092 | 1.4559 | 1.5179
TSO | - | 50 | 30 | 29 | 2025 | Winter | Q, [%] | 1 | 0 | 7.5% | 8.604% | 8.804% | 8.722% | 8.272% | 7.227% | 1.095% | 2.65% | 4.518% | 2.614% | 3.05% | 4.75% | 5.396% | 5.355% | 2.405% | 1.269% | 1.291% | 1.468% | 0.3405% | 2.322% | 0.6269% | 2.504% | 6.618% | 6.9%
TSO | - | 50 | 29 | 30 | 2025 | Winter | S, [MVA] | 1 | 0 | 11.8824 | 11.3272 | 11.1842 | 11.1219 | 11.0173 | 11.4407 | 14.6961 | 15.436 | 16.027 | 15.5332 | 15.4431 | 16.3057 | 16.2295 | 16.5067 | 15.8063 | 15.4995 | 15.2007 | 15.9546 | 15.3224 | 14.6921 | 14.9439 | 13.872 | 12.8746 | 12.5348
TSO | - | 50 | 29 | 30 | 2025 | Winter | S, [%] | 1 | 0 | 54.01% | 51.49% | 50.84% | 50.55% | 50.08% | 52% | 66.8% | 70.16% | 72.85% | 70.61% | 70.2% | 74.12% | 73.77% | 75.03% | 71.85% | 70.45% | 69.09% | 72.52% | 69.65% | 66.78% | 67.93% | 63.05% | 58.52% | 56.98%
TSO | - | 50 | 30 | 29 | 2025 | Winter | S, [MVA] | 1 | 0 | 11.9225 | 11.3806 | 11.2398 | 11.1765 | 11.0671 | 11.4786 | 14.6359 | 15.3128 | 15.8667 | 15.4091 | 15.3141 | 16.1368 | 16.0523 | 16.3248 | 15.681 | 15.3955 | 15.1006 | 15.8409 | 15.244 | 14.6492 | 14.8743 | 13.8393 | 12.9013 | 12.5661
TSO | - | 50 | 30 | 29 | 2025 | Winter | S, [%] | 1 | 0 | 54.19% | 51.73% | 51.09% | 50.8% | 50.3% | 52.18% | 66.53% | 69.6% | 72.12% | 70.04% | 69.61% | 73.35% | 72.96% | 74.2% | 71.28% | 69.98% | 68.64% | 72% | 69.29% | 66.59% | 67.61% | 62.91% | 58.64% | 57.12%
TSO | - | 1 | 1 | 5 | 2025 | Winter | P, [MW] | 1 | 1 | 1.1063 | 1.7553 | 1.7543 | 2.1224 | 2.0126 | 11.4299 | 2.2764 | 4.4894 | 0.51624 | -2.1713 | -5.3389 | -8.1505 | -4.3051 | -6.5925 | -3.6386 | -2.9718 | -1.3561 | -4.3844 | -3.4183 | -1.7459 | -0.23656 | 0.95796 | 1.9732 | 0.69343
TSO | - | 1 | 1 | 5 | 2025 | Winter | P, [%] | 1 | 1 | 0.8995% | 1.427% | 1.426% | 1.726% | 1.636% | 9.293% | 1.851% | 3.65% | 0.4197% | 1.765% | 4.341% | 6.626% | 3.5% | 5.36% | 2.958% | 2.416% | 1.103% | 3.565% | 2.779% | 1.419% | 0.1923% | 0.7788% | 1.604% | 0.5638%
TSO | - | 1 | 5 | 1 | 2025 | Winter | P, [MW] | 1 | 1 | -1.0273 | -1.6613 | -1.663 | -2.0318 | -1.9169 | -11.2882 | -2.1845 | -4.4228 | -0.47202 | 2.2336 | 5.3852 | 8.231 | 4.3685 | 6.6722 | 3.7035 | 3.0346 | 1.4264 | 4.4293 | 3.463 | 1.798 | 0.30263 | -0.88621 | -1.894 | -0.606
TSO | - | 1 | 5 | 1 | 2025 | Winter | P, [%] | 1 | 1 | 0.8352% | 1.351% | 1.352% | 1.652% | 1.558% | 9.177% | 1.776% | 3.596% | 0.3838% | 1.816% | 4.378% | 6.692% | 3.552% | 5.425% | 3.011% | 2.467% | 1.16% | 3.601% | 2.815% | 1.462% | 0.246% | 0.7205% | 1.54% | 0.4927%
TSO | - | 1 | 1 | 5 | 2025 | Winter | Q, [MVAr] | 1 | 1 | 15.8943 | 17.3168 | 17.0578 | 16.9482 | 17.4466 | 18.2977 | 17.1251 | 13.9385 | 11.7782 | 13.9121 | 10.9287 | 13.9798 | 13.5902 | 14.651 | 13.9777 | 13.8677 | 14.9491 | 11.106 | 11.4249 | 12.7435 | 14.5155 | 15.1247 | 15.818 | 16.7651
TSO | - | 1 | 1 | 5 | 2025 | Winter | Q, [%] | 1 | 1 | 12.92% | 14.08% | 13.87% | 13.78% | 14.18% | 14.88% | 13.92% | 11.33% | 9.576% | 11.31% | 8.885% | 11.37% | 11.05% | 11.91% | 11.36% | 11.27% | 12.15% | 9.029% | 9.289% | 10.36% | 11.8% | 12.3% | 12.86% | 13.63%
TSO | - | 1 | 5 | 1 | 2025 | Winter | Q, [MVAr] | 1 | 1 | -16.762 | -18.1282 | -17.8784 | -17.771 | -18.2507 | -18.9408 | -17.9519 | -14.8556 | -12.7726 | -14.8385 | -11.9234 | -14.8503 | -14.5176 | -15.5233 | -14.9028 | -14.7997 | -15.8497 | -12.1065 | -12.4277 | -13.7125 | -15.4289 | -16.0178 | -16.6838 | -17.6015
TSO | - | 1 | 5 | 1 | 2025 | Winter | Q, [%] | 1 | 1 | 13.63% | 14.74% | 14.54% | 14.45% | 14.84% | 15.4% | 14.6% | 12.08% | 10.38% | 12.06% | 9.694% | 12.07% | 11.8% | 12.62% | 12.12% | 12.03% | 12.89% | 9.843% | 10.1% | 11.15% | 12.54% | 13.02% | 13.56% | 14.31%
TSO | - | 1 | 1 | 5 | 2025 | Winter | S, [MVA] | 1 | 1 | 15.9328 | 17.4055 | 17.1478 | 17.0806 | 17.5623 | 21.5743 | 17.2757 | 14.6437 | 11.7895 | 14.0806 | 12.1631 | 16.1823 | 14.2558 | 16.0659 | 14.4436 | 14.1825 | 15.0105 | 11.9401 | 11.9253 | 12.8625 | 14.5175 | 15.155 | 15.9406 | 16.7794
TSO | - | 1 | 1 | 5 | 2025 | Winter | S, [%] | 1 | 1 | 12.95% | 14.15% | 13.94% | 13.89% | 14.28% | 17.54% | 14.05% | 11.91% | 9.585% | 11.45% | 9.889% | 13.16% | 11.59% | 13.06% | 11.74% | 11.53% | 12.2% | 9.707% | 9.695% | 10.46% | 11.8% | 12.32% | 12.96% | 13.64%
TSO | - | 1 | 5 | 1 | 2025 | Winter | S, [MVA] | 1 | 1 | 16.7934 | 18.2041 | 17.9556 | 17.8868 | 18.3511 | 22.0495 | 18.0843 | 15.5 | 12.7813 | 15.0057 | 13.0831 | 16.9788 | 15.1607 | 16.8965 | 15.3561 | 15.1076 | 15.9137 | 12.8913 | 12.9012 | 13.8299 | 15.4319 | 16.0423 | 16.7909 | 17.612
TSO | - | 1 | 5 | 1 | 2025 | Winter | S, [%] | 1 | 1 | 13.65% | 14.8% | 14.6% | 14.54% | 14.92% | 17.93% | 14.7% | 12.6% | 10.39% | 12.2% | 10.64% | 13.8% | 12.33% | 13.74% | 12.48% | 12.28% | 12.94% | 10.48% | 10.49% | 11.24% | 12.55% | 13.04% | 13.65% | 14.32%
TSO | - | 2 | 1 | 19 | 2025 | Winter | P, [MW] | 1 | 1 | 24.6221 | 23.3875 | 22.6576 | 22.248 | 22.1841 | 22.41 | 34.8732 | 35.3718 | 34.7364 | 27.3021 | 34.1343 | 36.4731 | 37.1059 | 37.0023 | 33.7699 | 32.4604 | 26.741 | 35.7183 | 33.7972 | 32.7515 | 28.6101 | 27.5585 | 27.6479 | 26
TSO | - | 2 | 1 | 19 | 2025 | Winter | P, [%] | 1 | 1 | 20.02% | 19.01% | 18.42% | 18.09% | 18.04% | 18.22% | 28.35% | 28.76% | 28.24% | 22.2% | 27.75% | 29.65% | 30.17% | 30.08% | 27.46% | 26.39% | 21.74% | 29.04% | 27.48% | 26.63% | 23.26% | 22.41% | 22.48% | 21.14%
TSO | - | 2 | 19 | 1 | 2025 | Winter | P, [MW] | 1 | 1 | -24.5 | -23.2764 | -22.5529 | -22.1469 | -22.0832 | -22.3071 | -34.6285 | -35.1192 | -34.4856 | -27.1485 | -33.888 | -36.2032 | -36.8269 | -36.7255 | -33.5367 | -32.2459 | -26.5966 | -35.4602 | -33.5676 | -32.5345 | -28.4443 | -27.4048 | -27.4936 | -25.8632
TSO | - | 2 | 19 | 1 | 2025 | Winter | P, [%] | 1 | 1 | 19.92% | 18.92% | 18.34% | 18.01% | 17.95% | 18.14% | 28.15% | 28.55% | 28.04% | 22.07% | 27.55% | 29.43% | 29.94% | 29.86% | 27.27% | 26.22% | 21.62% | 28.83% | 27.29% | 26.45% | 23.13% | 22.28% | 22.35% | 21.03%
TSO | - | 2 | 1 | 19 | 2025 | Winter | Q, [MVAr] | 1 | 1 | -0.31757 | -2.2259 | -2.6257 | -2.6967 | -3.0711 | -3.0271 | 1.781 | 2.7752 | 6.1134 | 3.6558 | 7.7284 | 3.2752 | 2.9732 | 2.5654 | 4.4584 | 3.6788 | 1.3312 | 3.6096 | 2.7109 | 2.7865 | 1.8019 | 1.5702 | 0.64605 | -2.0093
TSO | - | 2 | 1 | 19 | 2025 | Winter | Q, [%] | 1 | 1 | 0.2582% | 1.81% | 2.135% | 2.192% | 2.497% | 2.461% | 1.448% | 2.256% | 4.97% | 2.972% | 6.283% | 2.663% | 2.417% | 2.086% | 3.625% | 2.991% | 1.082% | 2.935% | 2.204% | 2.265% | 1.465% | 1.277% | 0.5252% | 1.634%
TSO | - | 2 | 19 | 1 | 2025 | Winter | Q, [MVAr] | 1 | 1 | -0.064444 | 1.8076 | 2.1852 | 2.2437 | 2.6181 | 2.5809 | -1.7448 | -2.7119 | -6.0526 | -3.9262 | -7.6855 | -3.1501 | -2.8169 | -2.4174 | -4.4605 | -3.7453 | -1.6366 | -3.529 | -2.7303 | -2.8444 | -2.0322 | -1.8423 | -0.91606 | 1.678
TSO | - | 2 | 19 | 1 | 2025 | Winter | Q, [%] | 1 | 1 | 0.05239% | 1.47% | 1.777% | 1.824% | 2.129% | 2.098% | 1.419% | 2.205% | 4.921% | 3.192% | 6.248% | 2.561% | 2.29% | 1.965% | 3.626% | 3.045% | 1.331% | 2.869% | 2.22% | 2.313% | 1.652% | 1.498% | 0.7448% | 1.364%
TSO | - | 2 | 1 | 19 | 2025 | Winter | S, [MVA] | 1 | 1 | 24.6241 | 23.4932 | 22.8092 | 22.4108 | 22.3957 | 22.6135 | 34.9186 | 35.4805 | 35.2703 | 27.5458 | 34.9983 | 36.6199 | 37.2248 | 37.0911 | 34.0629 | 32.6682 | 26.7741 | 35.9003 | 33.9058 | 32.8699 | 28.6668 | 27.6032 | 27.6555 | 26.0775
TSO | - | 2 | 1 | 19 | 2025 | Winter | S, [%] | 1 | 1 | 20.02% | 19.1% | 18.54% | 18.22% | 18.21% | 18.38% | 28.39% | 28.85% | 28.68% | 22.39% | 28.45% | 29.77% | 30.26% | 30.16% | 27.69% | 26.56% | 21.77% | 29.19% | 27.57% | 26.72% | 23.31% | 22.44% | 22.48% | 21.2%
TSO | - | 2 | 19 | 1 | 2025 | Winter | S, [MVA] | 1 | 1 | 24.5001 | 23.3464 | 22.6585 | 22.2603 | 22.2378 | 22.4559 | 34.6724 | 35.2237 | 35.0127 | 27.431 | 34.7486 | 36.34 | 36.9345 | 36.805 | 33.832 | 32.4626 | 26.6469 | 35.6354 | 33.6784 | 32.6586 | 28.5168 | 27.4667 | 27.5089 | 25.9176
TSO | - | 2 | 19 | 1 | 2025 | Winter | S, [%] | 1 | 1 | 19.92% | 18.98% | 18.42% | 18.1% | 18.08% | 18.26% | 28.19% | 28.64% | 28.47% | 22.3% | 28.25% | 29.54% | 30.03% | 29.92% | 27.51% | 26.39% | 21.66% | 28.97% | 27.38% | 26.55% | 23.18% | 22.33% | 22.36% | 21.07%
TSO | - | 3 | 1 | 29 | 2025 | Winter | P, [MW] | 1 | 1 | -24.3564 | -23.356 | -22.4387 | -22.2419 | -22.1845 | -26.5443 | -26.7563 | -32.4294 | -32.3538 | -30.7029 | -29.9987 | -28.1987 | -31.6452 | -29.0034 | -28.7907 | -29.1768 | -28.3024 | -31.6251 | -31.624 | -32.0706 | -31.1079 | -30.1241 | -29.1637 | -25.2252
TSO | - | 3 | 1 | 29 | 2025 | Winter | P, [%] | 1 | 1 | 19.8% | 18.99% | 18.24% | 18.08% | 18.04% | 21.58% | 21.75% | 26.37% | 26.3% | 24.96% | 24.39% | 22.93% | 25.73% | 23.58% | 23.41% | 23.72% | 23.01% | 25.71% | 25.71% | 26.07% | 25.29% | 24.49% | 23.71% | 20.51%
TSO | - | 3 | 29 | 1 | 2025 | Winter | P, [MW] | 1 | 1 | 24.5232 | 23.5167 | 22.592 | 22.3937 | 22.3372 | 26.7363 | 26.9551 | 32.6693 | 32.5982 | 30.9452 | 30.2221 | 28.4133 | 31.8895 | 29.224 | 29.005 | 29.3936 | 28.5163 | 31.8563 | 31.8536 | 32.3172 | 31.3519 | 30.3571 | 29.3852 | 25.4066
TSO | - | 3 | 29 | 1 | 2025 | Winter | P, [%] | 1 | 1 | 19.94% | 19.12% | 18.37% | 18.21% | 18.16% | 21.74% | 21.91% | 26.56% | 26.5% | 25.16% | 24.57% | 23.1% | 25.93% | 23.76% | 23.58% | 23.9% | 23.18% | 25.9% | 25.9% | 26.27% | 25.49% | 24.68% | 23.89% | 20.66%
TSO | - | 3 | 1 | 29 | 2025 | Winter | Q, [MVAr] | 1 | 1 | -19.1785 | -19.4445 | -19.4539 | -19.454 | -19.6252 | -19.8977 | -20.8167 | -18.1978 | -18.9453 | -21.1323 | -19.7832 | -21.0154 | -20.0712 | -20.7263 | -20.2056 | -19.9909 | -20.7423 | -18.3285 | -18.1754 | -19.8141 | -20.7909 | -20.742 | -20.5201 | -20.1624
TSO | - | 3 | 1 | 29 | 2025 | Winter | Q, [%] | 1 | 1 | 15.59% | 15.81% | 15.82% | 15.82% | 15.96% | 16.18% | 16.92% | 14.79% | 15.4% | 17.18% | 16.08% | 17.09% | 16.32% | 16.85% | 16.43% | 16.25% | 16.86% | 14.9% | 14.78% | 16.11% | 16.9% | 16.86% | 16.68% | 16.39%
TSO | - | 3 | 29 | 1 | 2025 | Winter | Q, [MVAr] | 1 | 1 | 19.038 | 19.2845 | 19.2686 | 19.2634 | 19.4379 | 19.8476 | 20.7841 | 18.3089 | 19.0737 | 21.2553 | 19.8349 | 21.0393 | 20.1991 | 20.771 | 20.2266 | 20.0209 | 20.7646 | 18.4072 | 18.2472 | 19.9486 | 20.9192 | 20.8319 | 20.5707 | 20.0731
TSO | - | 3 | 29 | 1 | 2025 | Winter | Q, [%] | 1 | 1 | 15.48% | 15.68% | 15.67% | 15.66% | 15.8% | 16.14% | 16.9% | 14.89% | 15.51% | 17.28% | 16.13% | 17.11% | 16.42% | 16.89% | 16.44% | 16.28% | 16.88% | 14.97% | 14.84% | 16.22% | 17.01% | 16.94% | 16.72% | 16.32%
TSO | - | 3 | 1 | 29 | 2025 | Winter | S, [MVA] | 1 | 1 | 31.0008 | 30.3907 | 29.6976 | 29.5493 | 29.6193 | 33.1741 | 33.9004 | 37.1863 | 37.4925 | 37.2726 | 35.9346 | 35.1684 | 37.4736 | 35.6479 | 35.1734 | 35.3684 | 35.0894 | 36.5525 | 36.4749 | 37.6977 | 37.4161 | 36.5745 | 35.6594 | 32.2929
TSO | - | 3 | 1 | 29 | 2025 | Winter | S, [%] | 1 | 1 | 25.2% | 24.71% | 24.14% | 24.02% | 24.08% | 26.97% | 27.56% | 30.23% | 30.48% | 30.3% | 29.22% | 28.59% | 30.47% | 28.98% | 28.6% | 28.75% | 28.53% | 29.72% | 29.65% | 30.65% | 30.42% | 29.74% | 28.99% | 26.25%
TSO | - | 3 | 29 | 1 | 2025 | Winter | S, [MVA] | 1 | 1 | 31.0457 | 30.4126 | 29.6931 | 29.539 | 29.6105 | 33.298 | 34.0376 | 37.4499 | 37.7684 | 37.5419 | 36.1496 | 35.3549 | 37.7484 | 35.8536 | 35.361 | 35.5643 | 35.2753 | 36.792 | 36.7099 | 37.9783 | 37.6902 | 36.8174 | 35.8699 | 32.3794
TSO | - | 3 | 29 | 1 | 2025 | Winter | S, [%] | 1 | 1 | 25.24% | 24.73% | 24.14% | 24.02% | 24.07% | 27.07% | 27.67% | 30.45% | 30.71% | 30.52% | 29.39% | 28.74% | 30.69% | 29.15% | 28.75% | 28.91% | 28.68% | 29.91% | 29.85% | 30.88% | 30.64% | 29.93% | 29.16% | 26.32%
TSO | - | 4 | 1 | 36 | 2025 | Winter | P, [MW] | 1 | 1 | -42.9446 | -41.0389 | -40.2752 | -39.9782 | -39.5259 | -44.5249 | -43.4396 | -47.9454 | -47.6315 | -45.6199 | -45.8917 | -43.983 | -47.3462 | -45.5987 | -45.8583 | -46.1952 | -45.1799 | -47.0621 | -47.8143 | -47.4387 | -46.9455 | -46.1988 | -45.8889 | -43.0167
TSO | - | 4 | 1 | 36 | 2025 | Winter | P, [%] | 1 | 1 | 34.91% | 33.36% | 32.74% | 32.5% | 32.13% | 36.2% | 35.32% | 38.98% | 38.72% | 37.09% | 37.31% | 35.76% | 38.49% | 37.07% | 37.28% | 37.56% | 36.73% | 38.26% | 38.87% | 38.57% | 38.17% | 37.56% | 37.31% | 34.97%
TSO | - | 4 | 36 | 1 | 2025 | Winter | P, [MW] | 1 | 1 | 43.2418 | 41.3128 | 40.5389 | 40.2379 | 39.7808 | 44.8458 | 43.7484 | 48.3134 | 47.9967 | 45.9652 | 46.2341 | 44.3056 | 47.7129 | 45.9434 | 46.2026 | 46.5427 | 45.5151 | 47.4155 | 48.1772 | 47.8008 | 47.3043 | 46.5472 | 46.231 | 43.318
TSO | - | 4 | 36 | 1 | 2025 | Winter | P, [%] | 1 | 1 | 35.16% | 33.59% | 32.96% | 32.71% | 32.34% | 36.46% | 35.57% | 39.28% | 39.02% | 37.37% | 37.59% | 36.02% | 38.79% | 37.35% | 37.56% | 37.84% | 37% | 38.55% | 39.17% | 38.86% | 38.46% | 37.84% | 37.59% | 35.22%
TSO | - | 4 | 1 | 36 | 2025 | Winter | Q, [MVAr] | 1 | 1 | -9.3113 | -9.5104 | -9.2686 | -9.201 | -9.397 | -9.686 | -11.3543 | -10.156 | -10.4628 | -12.6346 | -11.5674 | -12.9474 | -12.0696 | -12.9133 | -12.0697 | -11.5856 | -11.823 | -9.8959 | -9.6505 | -10.5768 | -11.2284 | -11.3157 | -10.6733 | -10.2394
TSO | - | 4 | 1 | 36 | 2025 | Winter | Q, [%] | 1 | 1 | 7.57% | 7.732% | 7.535% | 7.481% | 7.64% | 7.875% | 9.231% | 8.257% | 8.506% | 10.27% | 9.404% | 10.53% | 9.813% | 10.5% | 9.813% | 9.419% | 9.612% | 8.045% | 7.846% | 8.599% | 9.129% | 9.2% | 8.677% | 8.325%
TSO | - | 4 | 36 | 1 | 2025 | Winter | Q, [MVAr] | 1 | 1 | 9.7259 | 9.8451 | 9.5679 | 9.4869 | 9.6664 | 10.1854 | 11.8058 | 10.8141 | 11.1128 | 13.2168 | 12.135 | 13.4479 | 12.725 | 13.491 | 12.645 | 12.1721 | 12.3687 | 10.5019 | 10.2879 | 11.215 | 11.8576 | 11.9082 | 11.2447 | 10.6688
TSO | - | 4 | 36 | 1 | 2025 | Winter | Q, [%] | 1 | 1 | 7.907% | 8.004% | 7.779% | 7.713% | 7.859% | 8.281% | 9.598% | 8.792% | 9.035% | 10.75% | 9.866% | 10.93% | 10.35% | 10.97% | 10.28% | 9.896% | 10.06% | 8.538% | 8.364% | 9.118% | 9.64% | 9.681% | 9.142% | 8.674%
TSO | - | 4 | 1 | 36 | 2025 | Winter | S, [MVA] | 1 | 1 | 43.9424 | 42.1264 | 41.328 | 41.0233 | 40.6275 | 45.5663 | 44.899 | 49.0093 | 48.7671 | 47.3372 | 47.3271 | 45.8491 | 48.8604 | 47.3919 | 47.42 | 47.6259 | 46.7013 | 48.0912 | 48.7785 | 48.6035 | 48.2696 | 47.5645 | 47.1138 | 44.2186
TSO | - | 4 | 1 | 36 | 2025 | Winter | S, [%] | 1 | 1 | 35.73% | 34.25% | 33.6% | 33.35% | 33.03% | 37.05% | 36.5% | 39.84% | 39.65% | 38.49% | 38.48% | 37.28% | 39.72% | 38.53% | 38.55% | 38.72% | 37.97% | 39.1% | 39.66% | 39.52% | 39.24% | 38.67% | 38.3% | 35.95%
TSO | - | 4 | 36 | 1 | 2025 | Winter | S, [MVA] | 1 | 1 | 44.3221 | 42.4697 | 41.6527 | 41.3412 | 40.9384 | 45.9879 | 45.3134 | 49.5089 | 49.2664 | 47.8277 | 47.8001 | 46.3015 | 49.3806 | 47.8832 | 47.9018 | 48.1081 | 47.1658 | 48.5646 | 49.2634 | 49.0988 | 48.7678 | 48.0463 | 47.5789 | 44.6125
TSO | - | 4 | 36 | 1 | 2025 | Winter | S, [%] | 1 | 1 | 36.03% | 34.53% | 33.86% | 33.61% | 33.28% | 37.39% | 36.84% | 40.25% | 40.05% | 38.88% | 38.86% | 37.64% | 40.15% | 38.93% | 38.94% | 39.11% | 38.35% | 39.48% | 40.05% | 39.92% | 39.65% | 39.06% | 38.68% | 36.27%
TSO | - | 5 | 1 | 55 | 2025 | Winter | P, [MW] | 1 | 1 | -6.288 | -4.4763 | -3.0983 | -3.1235 | -3.0781 | -6.2516 | -21.2245 | -18.4303 | -16.9875 | -14.2873 | -17.2816 | -21.652 | -16.5951 | -18.7943 | -14.8371 | -12.1846 | -10.5096 | -17.6199 | -14.8864 | -13.6537 | -11.7561 | -9.1952 | -8.9261 | -8.6243
TSO | - | 5 | 1 | 55 | 2025 | Winter | P, [%] | 1 | 1 | 5.112% | 3.639% | 2.519% | 2.539% | 2.503% | 5.083% | 17.26% | 14.98% | 13.81% | 11.62% | 14.05% | 17.6% | 13.49% | 15.28% | 12.06% | 9.906% | 8.544% | 14.33% | 12.1% | 11.1% | 9.558% | 7.476% | 7.257% | 7.012%
TSO | - | 5 | 55 | 1 | 2025 | Winter | P, [MW] | 1 | 1 | 6.4087 | 4.6227 | 3.2491 | 3.2714 | 3.2324 | 6.4007 | 21.4438 | 18.5793 | 17.107 | 14.4087 | 17.4075 | 21.8536 | 16.7358 | 18.9698 | 14.9708 | 12.3034 | 10.6362 | 17.7549 | 15.0015 | 13.7694 | 11.8797 | 9.3124 | 9.0553 | 8.7743
TSO | - | 5 | 55 | 1 | 2025 | Winter | P, [%] | 1 | 1 | 5.21% | 3.758% | 2.642% | 2.66% | 2.628% | 5.204% | 17.43% | 15.11% | 13.91% | 11.71% | 14.15% | 17.77% | 13.61% | 15.42% | 12.17% | 10% | 8.647% | 14.43% | 12.2% | 11.19% | 9.658% | 7.571% | 7.362% | 7.134%
TSO | - | 5 | 1 | 55 | 2025 | Winter | Q, [MVAr] | 1 | 1 | 18.8197 | 21.4008 | 21.9708 | 21.7449 | 22.2274 | 21.1666 | 16.9876 | 12.703 | 10.5711 | 14.0406 | 11.1736 | 14.5069 | 13.9296 | 15.3276 | 14.9942 | 15.6331 | 17.485 | 12.0092 | 12.7974 | 14.0407 | 16.3795 | 17.2856 | 18.5219 | 20.443
TSO | - | 5 | 1 | 55 | 2025 | Winter | Q, [%] | 1 | 1 | 15.3% | 17.4% | 17.86% | 17.68% | 18.07% | 17.21% | 13.81% | 10.33% | 8.594% | 11.42% | 9.084% | 11.79% | 11.32% | 12.46% | 12.19% | 12.71% | 14.22% | 9.764% | 10.4% | 11.42% | 13.32% | 14.05% | 15.06% | 16.62%
TSO | - | 5 | 55 | 1 | 2025 | Winter | Q, [MVAr] | 1 | 1 | -19.5502 | -22.0357 | -22.5893 | -22.3736 | -22.8327 | -21.792 | -17.391 | -13.3533 | -11.322 | -14.7751 | -11.9065 | -14.9717 | -14.6024 | -15.8806 | -15.6932 | -16.381 | -18.1996 | -12.7108 | -13.5686 | -14.8017 | -17.1042 | -18.0306 | -19.2233 | -21.0698
TSO | - | 5 | 55 | 1 | 2025 | Winter | Q, [%] | 1 | 1 | 15.89% | 17.92% | 18.37% | 18.19% | 18.56% | 17.72% | 14.14% | 10.86% | 9.205% | 12.01% | 9.68% | 12.17% | 11.87% | 12.91% | 12.76% | 13.32% | 14.8% | 10.33% | 11.03% | 12.03% | 13.91% | 14.66% | 15.63% | 17.13%
TSO | - | 5 | 1 | 55 | 2025 | Winter | S, [MVA] | 1 | 1 | 19.8424 | 21.8639 | 22.1882 | 21.9681 | 22.4395 | 22.0705 | 27.1856 | 22.3839 | 20.0081 | 20.0316 | 20.5792 | 26.0626 | 21.6663 | 24.2521 | 21.0942 | 19.8206 | 20.4004 | 21.3232 | 19.631 | 19.5848 | 20.1617 | 19.5792 | 20.5605 | 22.1877
TSO | - | 5 | 1 | 55 | 2025 | Winter | S, [%] | 1 | 1 | 16.13% | 17.78% | 18.04% | 17.86% | 18.24% | 17.94% | 22.1% | 18.2% | 16.27% | 16.29% | 16.73% | 21.19% | 17.61% | 19.72% | 17.15% | 16.11% | 16.59% | 17.34% | 15.96% | 15.92% | 16.39% | 15.92% | 16.72% | 18.04%
TSO | - | 5 | 55 | 1 | 2025 | Winter | S, [MVA] | 1 | 1 | 20.5738 | 22.5154 | 22.8218 | 22.6115 | 23.0603 | 22.7125 | 27.6095 | 22.8801 | 20.5144 | 20.6377 | 21.0899 | 26.4902 | 22.2108 | 24.7396 | 21.6887 | 20.4869 | 21.0797 | 21.8358 | 20.2275 | 20.216 | 20.825 | 20.2935 | 21.2493 | 22.8238
TSO | - | 5 | 55 | 1 | 2025 | Winter | S, [%] | 1 | 1 | 16.73% | 18.31% | 18.55% | 18.38% | 18.75% | 18.47% | 22.45% | 18.6% | 16.68% | 16.78% | 17.15% | 21.54% | 18.06% | 20.11% | 17.63% | 16.66% | 17.14% | 17.75% | 16.45% | 16.44% | 16.93% | 16.5% | 17.28% | 18.56%
TSO | - | 6 | 3 | 9 | 2025 | Winter | P, [MW] | 1 | 1 | -19.5456 | -16.9283 | -13.4425 | -14.007 | -13.5522 | -19.0503 | -33.7172 | -42.0379 | -44.3752 | -42.2192 | -38.278 | -40.4744 | -41.469 | -37.7332 | -36.2807 | -34.8 | -34.4999 | -40.8732 | -39.6009 | -38.9237 | -37.56 | -31.1928 | -27.9824 | -22.3924
TSO | - | 6 | 3 | 9 | 2025 | Winter | P, [%] | 1 | 1 | 21.72% | 18.81% | 14.94% | 15.56% | 15.06% | 21.17% | 37.46% | 46.71% | 49.31% | 46.91% | 42.53% | 44.97% | 46.08% | 41.93% | 40.31% | 38.67% | 38.33% | 45.41% | 44% | 43.25% | 41.73% | 34.66% | 31.09% | 24.88%
TSO | - | 6 | 9 | 3 | 2025 | Winter | P, [MW] | 1 | 1 | 19.6169 | 16.9822 | 13.4767 | 14.0442 | 13.5872 | 19.1185 | 33.9263 | 42.3611 | 44.7356 | 42.5458 | 38.5456 | 40.7739 | 41.7835 | 37.9935 | 36.5213 | 35.0216 | 34.7186 | 41.1785 | 39.8873 | 39.2009 | 37.8192 | 31.3724 | 28.1276 | 22.4857
TSO | - | 6 | 9 | 3 | 2025 | Winter | P, [%] | 1 | 1 | 21.8% | 18.87% | 14.97% | 15.6% | 15.1% | 21.24% | 37.7% | 47.07% | 49.71% | 47.27% | 42.83% | 45.3% | 46.43% | 42.22% | 40.58% | 38.91% | 38.58% | 45.75% | 44.32% | 43.56% | 42.02% | 34.86% | 31.25% | 24.98%
TSO | - | 6 | 3 | 9 | 2025 | Winter | Q, [MVAr] | 1 | 1 | -1.6831 | -1.834 | -1.7463 | -2.0041 | -2.1642 | -2.2398 | -2.5486 | 0.00307 | 0.3579 | -0.52624 | -0.33222 | -0.62872 | 0.18005 | -0.48606 | -0.59255 | -1.2382 | -2.1275 | -0.02727 | 0.50442 | -0.62792 | -2.0789 | -2.2948 | -2.3532 | -1.6172
TSO | - | 6 | 3 | 9 | 2025 | Winter | Q, [%] | 1 | 1 | 1.87% | 2.038% | 1.94% | 2.227% | 2.405% | 2.489% | 2.832% | 0.003411% | 0.3977% | 0.5847% | 0.3691% | 0.6986% | 0.2001% | 0.5401% | 0.6584% | 1.376% | 2.364% | 0.0303% | 0.5605% | 0.6977% | 2.31% | 2.55% | 2.615% | 1.797%
TSO | - | 6 | 9 | 3 | 2025 | Winter | Q, [MVAr] | 1 | 1 | 1.3181 | 1.433 | 1.3026 | 1.5671 | 1.7224 | 1.8681 | 2.4795 | 0.17919 | -0.093304 | 0.71666 | 0.3909 | 0.75863 | -0.017044 | 0.52963 | 0.59232 | 1.1965 | 2.0802 | 0.16987 | -0.40412 | 0.70883 | 2.1209 | 2.1627 | 2.1473 | 1.2999
TSO | - | 6 | 9 | 3 | 2025 | Winter | Q, [%] | 1 | 1 | 1.465% | 1.592% | 1.447% | 1.741% | 1.914% | 2.076% | 2.755% | 0.1991% | 0.1037% | 0.7963% | 0.4343% | 0.8429% | 0.01894% | 0.5885% | 0.6581% | 1.329% | 2.311% | 0.1887% | 0.449% | 0.7876% | 2.357% | 2.403% | 2.386% | 1.444%
TSO | - | 6 | 3 | 9 | 2025 | Winter | S, [MVA] | 1 | 1 | 19.6179 | 17.0274 | 13.5555 | 14.1497 | 13.7239 | 19.1816 | 33.8134 | 42.0379 | 44.3766 | 42.2225 | 38.2795 | 40.4792 | 41.4694 | 37.7363 | 36.2855 | 34.822 | 34.5654 | 40.8732 | 39.6041 | 38.9287 | 37.6175 | 31.2771 | 28.0812 | 22.4508
TSO | - | 6 | 3 | 9 | 2025 | Winter | S, [%] | 1 | 1 | 21.8% | 18.92% | 15.06% | 15.72% | 15.25% | 21.31% | 37.57% | 46.71% | 49.31% | 46.91% | 42.53% | 44.98% | 46.08% | 41.93% | 40.32% | 38.69% | 38.41% | 45.41% | 44% | 43.25% | 41.8% | 34.75% | 31.2% | 24.95%
TSO | - | 6 | 9 | 3 | 2025 | Winter | S, [MVA] | 1 | 1 | 19.6611 | 17.0426 | 13.5395 | 14.1314 | 13.6959 | 19.2095 | 34.0168 | 42.3615 | 44.7357 | 42.5518 | 38.5476 | 40.781 | 41.7835 | 37.9972 | 36.5261 | 35.0421 | 34.7809 | 41.1789 | 39.8894 | 39.2073 | 37.8786 | 31.4469 | 28.2095 | 22.5233
TSO | - | 6 | 9 | 3 | 2025 | Winter | S, [%] | 1 | 1 | 21.85% | 18.94% | 15.04% | 15.7% | 15.22% | 21.34% | 37.8% | 47.07% | 49.71% | 47.28% | 42.83% | 45.31% | 46.43% | 42.22% | 40.58% | 38.94% | 38.65% | 45.75% | 44.32% | 43.56% | 42.09% | 34.94% | 31.34% | 25.03%
TSO | - | 7 | 3 | 34 | 2025 | Winter | P, [MW] | 1 | 1 | -3.9717 | -5.3223 | -6.6558 | -7.1593 | -6.9474 | -1.7885 | 3.3186 | 10.8567 | 10.2966 | 7.9237 | 6.1079 | 5.2181 | 7.9161 | 5.6505 | 5.0385 | 5.536 | 5.8484 | 9.7523 | 9.1679 | 8.3227 | 7.4159 | 4.2484 | 2.8312 | -2.6358
TSO | - | 7 | 3 | 34 | 2025 | Winter | P, [%] | 1 | 1 | 3.229% | 4.327% | 5.411% | 5.821% | 5.648% | 1.454% | 2.698% | 8.827% | 8.371% | 6.442% | 4.966% | 4.242% | 6.436% | 4.594% | 4.096% | 4.501% | 4.755% | 7.929% | 7.454% | 6.766% | 6.029% | 3.454% | 2.302% | 2.143%
TSO | - | 7 | 34 | 3 | 2025 | Winter | P, [MW] | 1 | 1 | 3.9737 | 5.3259 | 6.6612 | 7.1652 | 6.953 | 1.789 | -3.3173 | -10.8445 | -10.2855 | -7.9167 | -6.104 | -5.2148 | -7.9095 | -5.6469 | -5.0358 | -5.5328 | -5.8446 | -9.7424 | -9.1591 | -8.3155 | -7.41 | -4.2465 | -2.8303 | 2.6368
TSO | - | 7 | 34 | 3 | 2025 | Winter | P, [%] | 1 | 1 | 3.231% | 4.33% | 5.416% | 5.825% | 5.653% | 1.454% | 2.697% | 8.817% | 8.362% | 6.436% | 4.963% | 4.24% | 6.43% | 4.591% | 4.094% | 4.498% | 4.752% | 7.921% | 7.446% | 6.761% | 6.024% | 3.452% | 2.301% | 2.144%
TSO | - | 7 | 3 | 34 | 2025 | Winter | Q, [MVAr] | 1 | 1 | -1.9404 | -2.6554 | -2.7432 | -2.4854 | -2.3253 | -1.3966 | 0.90122 | -0.2124 | 0.88974 | 1.7739 | 0.44286 | 1.9294 | 1.1206 | 1.4937 | 0.7212 | 0.48781 | 1.0841 | -1.0161 | -1.548 | -0.41569 | 1.0354 | 0.11438 | -0.98129 | -1.7174
TSO | - | 7 | 3 | 34 | 2025 | Winter | Q, [%] | 1 | 1 | 1.578% | 2.159% | 2.23% | 2.021% | 1.89% | 1.135% | 0.7327% | 0.1727% | 0.7234% | 1.442% | 0.3601% | 1.569% | 0.9111% | 1.214% | 0.5863% | 0.3966% | 0.8814% | 0.8261% | 1.259% | 0.338% | 0.8418% | 0.09299% | 0.7978% | 1.396%
TSO | - | 7 | 34 | 3 | 2025 | Winter | Q, [MVAr] | 1 | 1 | 1.4774 | 2.2 | 2.2944 | 2.0387 | 1.8775 | 0.92892 | -1.3723 | -0.22066 | -1.3262 | -2.2244 | -0.90588 | -2.3936 | -1.573 | -1.9569 | -1.1879 | -0.95242 | -1.546 | 0.5745 | 1.102 | -0.034986 | -1.4895 | -0.58157 | 0.51203 | 1.2504
TSO | - | 7 | 34 | 3 | 2025 | Winter | Q, [%] | 1 | 1 | 1.201% | 1.789% | 1.865% | 1.658% | 1.526% | 0.7552% | 1.116% | 0.1794% | 1.078% | 1.808% | 0.7365% | 1.946% | 1.279% | 1.591% | 0.9658% | 0.7743% | 1.257% | 0.4671% | 0.896% | 0.02844% | 1.211% | 0.4728% | 0.4163% | 1.017%
TSO | - | 7 | 3 | 34 | 2025 | Winter | S, [MVA] | 1 | 1 | 4.4204 | 5.948 | 7.199 | 7.5784 | 7.3262 | 2.2693 | 3.4388 | 10.8588 | 10.335 | 8.1198 | 6.124 | 5.5634 | 7.9951 | 5.8446 | 5.0898 | 5.5574 | 5.948 | 9.8051 | 9.2977 | 8.333 | 7.4878 | 4.2499 | 2.9964 | 3.1459
TSO | - | 7 | 3 | 34 | 2025 | Winter | S, [%] | 1 | 1 | 3.594% | 4.836% | 5.853% | 6.161% | 5.956% | 1.845% | 2.796% | 8.828% | 8.402% | 6.601% | 4.979% | 4.523% | 6.5% | 4.752% | 4.138% | 4.518% | 4.836% | 7.972% | 7.559% | 6.775% | 6.088% | 3.455% | 2.436% | 2.558%
TSO | - | 7 | 34 | 3 | 2025 | Winter | S, [MVA] | 1 | 1 | 4.2395 | 5.7624 | 7.0453 | 7.4496 | 7.202 | 2.0158 | 3.59 | 10.8467 | 10.3706 | 8.2233 | 6.1709 | 5.7379 | 8.0644 | 5.9764 | 5.174 | 5.6141 | 6.0456 | 9.7593 | 9.2251 | 8.3155 | 7.5582 | 4.2861 | 2.8762 | 2.9182
TSO | - | 7 | 34 | 3 | 2025 | Winter | S, [%] | 1 | 1 | 3.447% | 4.685% | 5.728% | 6.057% | 5.855% | 1.639% | 2.919% | 8.818% | 8.431% | 6.686% | 5.017% | 4.665% | 6.556% | 4.859% | 4.206% | 4.564% | 4.915% | 7.934% | 7.5% | 6.761% | 6.145% | 3.485% | 2.338% | 2.373%
TSO | - | 8 | 4 | 15 | 2025 | Winter | P, [MW] | 1 | 1 | -71.6429 | -62.9724 | -59.3531 | -56.9911 | -57.0709 | -62.8575 | -81.3889 | -90.5446 | -98.5654 | -101.8838 | -100.6793 | -100.2768 | -98.9231 | -98.0255 | -94.4702 | -89.2234 | -89.5041 | -105.6344 | -106.0213 | -104.4899 | -101.0313 | -95.911 | -90.117 | -80.256
TSO | - | 8 | 4 | 15 | 2025 | Winter | P, [%] | 1 | 1 | 11.94% | 10.5% | 9.892% | 9.499% | 9.512% | 10.48% | 13.56% | 15.09% | 16.43% | 16.98% | 16.78% | 16.71% | 16.49% | 16.34% | 15.75% | 14.87% | 14.92% | 17.61% | 17.67% | 17.41% | 16.84% | 15.99% | 15.02% | 13.38%
TSO | - | 8 | 15 | 4 | 2025 | Winter | P, [MW] | 1 | 1 | 71.719 | 63.0323 | 59.4067 | 57.0404 | 57.1205 | 62.917 | 81.4849 | 90.6637 | 98.7071 | 102.0412 | 100.8274 | 100.4255 | 99.0689 | 98.1692 | 94.6027 | 89.341 | 89.624 | 105.797 | 106.1863 | 104.6518 | 101.1852 | 96.0501 | 90.2385 | 80.3528
TSO | - | 8 | 15 | 4 | 2025 | Winter | P, [%] | 1 | 1 | 11.95% | 10.51% | 9.901% | 9.507% | 9.52% | 10.49% | 13.58% | 15.11% | 16.45% | 17.01% | 16.8% | 16.74% | 16.51% | 16.36% | 15.77% | 14.89% | 14.94% | 17.63% | 17.7% | 17.44% | 16.86% | 16.01% | 15.04% | 13.39%
TSO | - | 8 | 4 | 15 | 2025 | Winter | Q, [MVAr] | 1 | 1 | -1.1958 | 1.9048 | 2.4872 | 2.0755 | 1.7411 | 0.4932 | -11.089 | -17.6923 | -21.6857 | -25.7638 | -23.1713 | -22.9971 | -22.776 | -23.0511 | -19.8312 | -15.6001 | -15.2161 | -22.6788 | -23.3076 | -22.1245 | -20.8632 | -18.445 | -12.0407 | -8.299
TSO | - | 8 | 4 | 15 | 2025 | Winter | Q, [%] | 1 | 1 | 0.1993% | 0.3175% | 0.4145% | 0.3459% | 0.2902% | 0.0822% | 1.848% | 2.949% | 3.614% | 4.294% | 3.862% | 3.833% | 3.796% | 3.842% | 3.305% | 2.6% | 2.536% | 3.78% | 3.885% | 3.687% | 3.477% | 3.074% | 2.007% | 1.383%
TSO | - | 8 | 15 | 4 | 2025 | Winter | Q, [MVAr] | 1 | 1 | 0.94256 | -2.26 | -2.8842 | -2.504 | -2.1646 | -0.85316 | 10.9481 | 17.7032 | 21.8551 | 26.067 | 23.3857 | 23.2265 | 22.9887 | 23.2511 | 19.9521 | 15.62 | 15.2658 | 23.0003 | 23.6514 | 22.4575 | 21.1538 | 18.6358 | 12.1111 | 8.1985
TSO | - | 8 | 15 | 4 | 2025 | Winter | Q, [%] | 1 | 1 | 0.1571% | 0.3767% | 0.4807% | 0.4173% | 0.3608% | 0.1422% | 1.825% | 2.951% | 3.643% | 4.344% | 3.898% | 3.871% | 3.831% | 3.875% | 3.325% | 2.603% | 2.544% | 3.833% | 3.942% | 3.743% | 3.526% | 3.106% | 2.019% | 1.366%
TSO | - | 8 | 4 | 15 | 2025 | Winter | S, [MVA] | 1 | 1 | 71.6529 | 63.0012 | 59.4052 | 57.0289 | 57.0974 | 62.8594 | 82.1408 | 92.2569 | 100.9228 | 105.0908 | 103.3113 | 102.88 | 101.5112 | 100.6993 | 96.5293 | 90.5769 | 90.7883 | 108.0414 | 108.553 | 106.8065 | 103.163 | 97.6685 | 90.9178 | 80.684
TSO | - | 8 | 4 | 15 | 2025 | Winter | S, [%] | 1 | 1 | 11.94% | 10.5% | 9.901% | 9.505% | 9.516% | 10.48% | 13.69% | 15.38% | 16.82% | 17.52% | 17.22% | 17.15% | 16.92% | 16.78% | 16.09% | 15.1% | 15.13% | 18.01% | 18.09% | 17.8% | 17.19% | 16.28% | 15.15% | 13.45%
TSO | - | 8 | 15 | 4 | 2025 | Winter | S, [MVA] | 1 | 1 | 71.7251 | 63.0728 | 59.4767 | 57.0954 | 57.1615 | 62.9228 | 82.2171 | 92.3759 | 101.0977 | 105.318 | 103.5039 | 103.0765 | 101.7011 | 100.8851 | 96.6838 | 90.6962 | 90.9149 | 108.2682 | 108.7884 | 107.0343 | 103.3728 | 97.8413 | 91.0476 | 80.77
TSO | - | 8 | 15 | 4 | 2025 | Winter | S, [%] | 1 | 1 | 11.95% | 10.51% | 9.913% | 9.516% | 9.527% | 10.49% | 13.7% | 15.4% | 16.85% | 17.55% | 17.25% | 17.18% | 16.95% | 16.81% | 16.11% | 15.12% | 15.15% | 18.04% | 18.13% | 17.84% | 17.23% | 16.31% | 15.17% | 13.46%
TSO | - | 10 | 4 | 103 | 2025 | Winter | P, [MW] | 1 | 1 | -0.19313 | -1.8068 | -1.1461 | -2.4064 | -3.0565 | -0.3602 | 5.002 | 12.3704 | 16.0624 | 16.0791 | 14.8056 | 15.0388 | 13.4177 | 12.5591 | 11.3618 | 7.6141 | 6.8132 | 10.0573 | 10.4884 | 9.1623 | 7.5422 | 7.6242 | 3.3743 | 1.0775
TSO | - | 10 | 4 | 103 | 2025 | Winter | P, [%] | 1 | 1 | 0.07851% | 0.7345% | 0.4659% | 0.9782% | 1.242% | 0.1464% | 2.033% | 5.029% | 6.529% | 6.536% | 6.019% | 6.113% | 5.454% | 5.105% | 4.619% | 3.095% | 2.77% | 4.088% | 4.264% | 3.725% | 3.066% | 3.099% | 1.372% | 0.438%
TSO | - | 10 | 103 | 4 | 2025 | Winter | P, [MW] | 1 | 1 | 0.19381 | 1.8079 | 1.1471 | 2.4073 | 3.0575 | 0.36113 | -5.0016 | -12.3677 | -16.0577 | -16.0736 | -14.8015 | -15.0345 | -13.4142 | -12.5559 | -11.3593 | -7.6132 | -6.8125 | -10.0556 | -10.4865 | -9.1608 | -7.5411 | -7.6231 | -3.3741 | -1.0775
TSO | - | 10 | 103 | 4 | 2025 | Winter | P, [%] | 1 | 1 | 0.07878% | 0.7349% | 0.4663% | 0.9786% | 1.243% | 0.1468% | 2.033% | 5.028% | 6.528% | 6.534% | 6.017% | 6.112% | 5.453% | 5.104% | 4.618% | 3.095% | 2.769% | 4.088% | 4.263% | 3.724% | 3.065% | 3.099% | 1.372% | 0.438%
TSO | - | 10 | 4 | 103 | 2025 | Winter | Q, [MVAr] | 1 | 1 | -6.4844 | -7.8301 | -7.5595 | -7.0388 | -7.3824 | -7.4975 | 0.22329 | 4.429 | 6.3616 | 8.8886 | 6.1532 | 6.2849 | 5.9928 | 6.4388 | 4.8448 | 1.3605 | 0.52235 | 2.6518 | 3.3096 | 2.7364 | 2.9178 | 2.4855 | -0.97606 | -1.688
TSO | - | 10 | 4 | 103 | 2025 | Winter | Q, [%] | 1 | 1 | 2.636% | 3.183% | 3.073% | 2.861% | 3.001% | 3.048% | 0.09077% | 1.8% | 2.586% | 3.613% | 2.501% | 2.555% | 2.436% | 2.617% | 1.969% | 0.5531% | 0.2123% | 1.078% | 1.345% | 1.112% | 1.186% | 1.01% | 0.3968% | 0.6862%
TSO | - | 10 | 103 | 4 | 2025 | Winter | Q, [MVAr] | 1 | 1 | 6.2603 | 7.6115 | 7.3418 | 6.8206 | 7.1655 | 7.2779 | -0.45713 | -4.6588 | -6.5859 | -9.1046 | -6.3804 | -6.5084 | -6.2175 | -6.6638 | -5.0718 | -1.5908 | -0.74983 | -2.8862 | -3.542 | -2.9671 | -3.1456 | -2.7113 | 0.74898 | 1.4628
TSO | - | 10 | 103 | 4 | 2025 | Winter | Q, [%] | 1 | 1 | 2.545% | 3.094% | 2.984% | 2.773% | 2.913% | 2.958% | 0.1858% | 1.894% | 2.677% | 3.701% | 2.594% | 2.646% | 2.527% | 2.709% | 2.062% | 0.6467% | 0.3048% | 1.173% | 1.44% | 1.206% | 1.279% | 1.102% | 0.3045% | 0.5946%
TSO | - | 10 | 4 | 103 | 2025 | Winter | S, [MVA] | 1 | 1 | 6.4873 | 8.0359 | 7.6459 | 7.4387 | 7.9901 | 7.5061 | 5.007 | 13.1394 | 17.2763 | 18.3724 | 16.0333 | 16.2992 | 14.6952 | 14.1134 | 12.3516 | 7.7347 | 6.8332 | 10.4011 | 10.9982 | 9.5622 | 8.0869 | 8.0191 | 3.5126 | 2.0026
TSO | - | 10 | 4 | 103 | 2025 | Winter | S, [%] | 1 | 1 | 2.637% | 3.267% | 3.108% | 3.024% | 3.248% | 3.051% | 2.035% | 5.341% | 7.023% | 7.468% | 6.518% | 6.626% | 5.974% | 5.737% | 5.021% | 3.144% | 2.778% | 4.228% | 4.471% | 3.887% | 3.287% | 3.26% | 1.428% | 0.8141%
TSO | - | 10 | 103 | 4 | 2025 | Winter | S, [MVA] | 1 | 1 | 6.2633 | 7.8233 | 7.4308 | 7.233 | 7.7906 | 7.2868 | 5.0225 | 13.216 | 17.3558 | 18.4731 | 16.1181 | 16.3828 | 14.7851 | 14.2147 | 12.4402 | 7.7776 | 6.8536 | 10.4617 | 11.0685 | 9.6294 | 8.1708 | 8.0909 | 3.4562 | 1.8168
TSO | - | 10 | 103 | 4 | 2025 | Winter | S, [%] | 1 | 1 | 2.546% | 3.18% | 3.021% | 2.94% | 3.167% | 2.962% | 2.042% | 5.372% | 7.055% | 7.509% | 6.552% | 6.66% | 6.01% | 5.778% | 5.057% | 3.162% | 2.786% | 4.253% | 4.499% | 3.914% | 3.321% | 3.289% | 1.405% | 0.7385%
TSO | - | 12 | 5 | 42 | 2025 | Winter | P, [MW] | 1 | 1 | 0.29353 | 1.8907 | 3.0825 | 2.9466 | 3.0947 | -3.7737 | -15.4884 | -14.2155 | -11.5129 | -7.3495 | -9.6102 | -12.2533 | -8.6455 | -10.1886 | -7.4413 | -5.0948 | -3.4889 | -9.1267 | -6.9074 | -5.9702 | -4.2494 | -2.358 | -2.161 | -1.7894
TSO | - | 12 | 5 | 42 | 2025 | Winter | P, [%] | 1 | 1 | 0.3261% | 2.101% | 3.425% | 3.274% | 3.439% | 4.193% | 17.21% | 15.8% | 12.79% | 8.166% | 10.68% | 13.61% | 9.606% | 11.32% | 8.268% | 5.661% | 3.877% | 10.14% | 7.675% | 6.634% | 4.722% | 2.62% | 2.401% | 1.988%
TSO | - | 12 | 42 | 5 | 2025 | Winter | P, [MW] | 1 | 1 | -0.1633 | -1.7256 | -2.9048 | -2.7709 | -2.912 | 3.9486 | 15.7412 | 14.3948 | 11.6366 | 7.4646 | 9.7165 | 12.4273 | 8.7696 | 10.3459 | 7.5669 | 5.2063 | 3.6137 | 9.2349 | 7.0004 | 6.0699 | 4.3677 | 2.4755 | 2.2948 | 1.9486
TSO | - | 12 | 42 | 5 | 2025 | Winter | P, [%] | 1 | 1 | 0.1814% | 1.917% | 3.228% | 3.079% | 3.236% | 4.387% | 17.49% | 15.99% | 12.93% | 8.294% | 10.8% | 13.81% | 9.744% | 11.5% | 8.408% | 5.785% | 4.015% | 10.26% | 7.778% | 6.744% | 4.853% | 2.751% | 2.55% | 2.165%
TSO | - | 12 | 5 | 42 | 2025 | Winter | Q, [MVAr] | 1 | 1 | 14.8952 | 16.6978 | 17.1947 | 17.1113 | 17.4363 | 16.8413 | 14.5046 | 10.8705 | 9.3138 | 12.0191 | 9.7728 | 12.6284 | 11.9044 | 13.1629 | 12.774 | 12.8842 | 14.2036 | 10.3716 | 10.6845 | 11.6624 | 13.5649 | 13.9343 | 14.9481 | 16.4214
TSO | - | 12 | 5 | 42 | 2025 | Winter | Q, [%] | 1 | 1 | 16.55% | 18.55% | 19.11% | 19.01% | 19.37% | 18.71% | 16.12% | 12.08% | 10.35% | 13.35% | 10.86% | 14.03% | 13.23% | 14.63% | 14.19% | 14.32% | 15.78% | 11.52% | 11.87% | 12.96% | 15.07% | 15.48% | 16.61% | 18.25%
TSO | - | 12 | 42 | 5 | 2025 | Winter | Q, [MVAr] | 1 | 1 | -15.8595 | -17.5734 | -18.0412 | -17.9624 | -18.269 | -17.6878 | -15.2115 | -11.752 | -10.3238 | -13.0321 | -10.8312 | -13.5232 | -12.9055 | -14.0895 | -13.7721 | -13.911 | -15.1892 | -11.4243 | -11.7703 | -12.7192 | -14.5649 | -14.9319 | -15.9042 | -17.3171
TSO | - | 12 | 42 | 5 | 2025 | Winter | Q, [%] | 1 | 1 | 17.62% | 19.53% | 20.05% | 19.96% | 20.3% | 19.65% | 16.9% | 13.06% | 11.47% | 14.48% | 12.03% | 15.03% | 14.34% | 15.65% | 15.3% | 15.46% | 16.88% | 12.69% | 13.08% | 14.13% | 16.18% | 16.59% | 17.67% | 19.24%
TSO | - | 12 | 5 | 42 | 2025 | Winter | S, [MVA] | 1 | 1 | 14.8981 | 16.8045 | 17.4688 | 17.3631 | 17.7088 | 17.2589 | 21.2197 | 17.8955 | 14.8086 | 14.0881 | 13.7064 | 17.596 | 14.7125 | 16.6454 | 14.7834 | 13.8549 | 14.6258 | 13.8154 | 12.7228 | 13.1017 | 14.215 | 14.1325 | 15.1035 | 16.5186
TSO | - | 12 | 5 | 42 | 2025 | Winter | S, [%] | 1 | 1 | 16.55% | 18.67% | 19.41% | 19.29% | 19.68% | 19.18% | 23.58% | 19.88% | 16.45% | 15.65% | 15.23% | 19.55% | 16.35% | 18.49% | 16.43% | 15.39% | 16.25% | 15.35% | 14.14% | 14.56% | 15.79% | 15.7% | 16.78% | 18.35%
TSO | - | 12 | 42 | 5 | 2025 | Winter | S, [MVA] | 1 | 1 | 15.8603 | 17.6579 | 18.2736 | 18.1749 | 18.4996 | 18.1231 | 21.8901 | 18.5827 | 15.556 | 15.0185 | 14.5508 | 18.3661 | 15.6031 | 17.48 | 15.7139 | 14.8533 | 15.6132 | 14.6901 | 13.6947 | 14.0934 | 15.2057 | 15.1357 | 16.0689 | 17.4264
TSO | - | 12 | 42 | 5 | 2025 | Winter | S, [%] | 1 | 1 | 17.62% | 19.62% | 20.3% | 20.19% | 20.56% | 20.14% | 24.32% | 20.65% | 17.28% | 16.69% | 16.17% | 20.41% | 17.34% | 19.42% | 17.46% | 16.5% | 17.35% | 16.32% | 15.22% | 15.66% | 16.9% | 16.82% | 17.85% | 19.36%
TSO | - | 13 | 5 | 68 | 2025 | Winter | P, [MW] | 1 | 1 | 6.4139 | 6.1963 | 5.8965 | 6.396 | 6.0738 | 5.9907 | 6.764 | 6.6281 | 6.415 | 6.9912 | 7.04 | 6.9076 | 6.8461 | 6.9044 | 6.8886 | 6.2554 | 6.5062 | 6.8578 | 6.0835 | 6.6647 | 6.3168 | 5.8189 | 6.2726 | 6.392
TSO | - | 13 | 5 | 68 | 2025 | Winter | P, [%] | 1 | 1 | 5.215% | 5.038% | 4.794% | 5.2% | 4.938% | 4.87% | 5.499% | 5.389% | 5.215% | 5.684% | 5.724% | 5.616% | 5.566% | 5.613% | 5.601% | 5.086% | 5.29% | 5.575% | 4.946% | 5.418% | 5.136% | 4.731% | 5.1% | 5.197%
TSO | - | 13 | 68 | 5 | 2025 | Winter | P, [MW] | 1 | 1 | -6.4119 | -6.1945 | -5.8949 | -6.394 | -6.072 | -5.9889 | -6.7618 | -6.6259 | -6.413 | -6.9888 | -7.0377 | -6.9053 | -6.8438 | -6.9021 | -6.8864 | -6.2535 | -6.5043 | -6.8556 | -6.0818 | -6.6626 | -6.3149 | -5.8173 | -6.2708 | -6.3901
TSO | - | 13 | 68 | 5 | 2025 | Winter | P, [%] | 1 | 1 | 5.213% | 5.036% | 4.793% | 5.198% | 4.937% | 4.869% | 5.497% | 5.387% | 5.214% | 5.682% | 5.722% | 5.614% | 5.564% | 5.611% | 5.599% | 5.084% | 5.288% | 5.574% | 4.945% | 5.417% | 5.134% | 4.729% | 5.098% | 5.195%
TSO | - | 13 | 5 | 68 | 2025 | Winter | Q, [MVAr] | 1 | 1 | 1.5019 | 1.4025 | 1.1378 | 1.3568 | 1.3355 | 1.4866 | 1.5984 | 1.8822 | 1.781 | 1.8875 | 1.8807 | 1.903 | 2.1124 | 2.1086 | 1.7019 | 1.6087 | 1.3462 | 1.3821 | 1.3804 | 1.6013 | 1.3841 | 1.5176 | 1.2378 | 1.2342
TSO | - | 13 | 5 | 68 | 2025 | Winter | Q, [%] | 1 | 1 | 1.221% | 1.14% | 0.925% | 1.103% | 1.086% | 1.209% | 1.3% | 1.53% | 1.448% | 1.535% | 1.529% | 1.547% | 1.717% | 1.714% | 1.384% | 1.308% | 1.094% | 1.124% | 1.122% | 1.302% | 1.125% | 1.234% | 1.006% | 1.003%
TSO | - | 13 | 68 | 5 | 2025 | Winter | Q, [MVAr] | 1 | 1 | -1.6619 | -1.5619 | -1.2979 | -1.5159 | -1.4949 | -1.6449 | -1.7579 | -2.0429 | -1.9428 | -2.0469 | -2.0428 | -2.0639 | -2.2729 | -2.2689 | -1.8629 | -1.7709 | -1.5069 | -1.5449 | -1.5449 | -1.7629 | -1.5449 | -1.6789 | -1.3979 | -1.3939
TSO | - | 13 | 68 | 5 | 2025 | Winter | Q, [%] | 1 | 1 | 1.351% | 1.27% | 1.055% | 1.232% | 1.215% | 1.337% | 1.429% | 1.661% | 1.58% | 1.664% | 1.661% | 1.678% | 1.848% | 1.845% | 1.515% | 1.44% | 1.225% | 1.256% | 1.256% | 1.433% | 1.256% | 1.365% | 1.137% | 1.133%
TSO | - | 13 | 5 | 68 | 2025 | Winter | S, [MVA] | 1 | 1 | 6.5874 | 6.3531 | 6.0053 | 6.5383 | 6.2189 | 6.1724 | 6.9503 | 6.8901 | 6.6576 | 7.2415 | 7.2869 | 7.1649 | 7.1645 | 7.2192 | 7.0958 | 6.4589 | 6.644 | 6.9956 | 6.2382 | 6.8543 | 6.4666 | 6.0135 | 6.3936 | 6.5101
TSO | - | 13 | 5 | 68 | 2025 | Winter | S, [%] | 1 | 1 | 5.356% | 5.165% | 4.882% | 5.316% | 5.056% | 5.018% | 5.651% | 5.602% | 5.413% | 5.887% | 5.924% | 5.825% | 5.825% | 5.869% | 5.769% | 5.251% | 5.402% | 5.688% | 5.072% | 5.573% | 5.257% | 4.889% | 5.198% | 5.293%
TSO | - | 13 | 68 | 5 | 2025 | Winter | S, [MVA] | 1 | 1 | 6.6238 | 6.3884 | 6.0361 | 6.5713 | 6.2533 | 6.2107 | 6.9866 | 6.9337 | 6.7009 | 7.2824 | 7.3281 | 7.2071 | 7.2113 | 7.2654 | 7.1339 | 6.4994 | 6.6765 | 7.0275 | 6.275 | 6.8918 | 6.5011 | 6.0547 | 6.4247 | 6.5404
TSO | - | 13 | 68 | 5 | 2025 | Winter | S, [%] | 1 | 1 | 5.385% | 5.194% | 4.907% | 5.342% | 5.084% | 5.049% | 5.68% | 5.637% | 5.448% | 5.921% | 5.958% | 5.859% | 5.863% | 5.907% | 5.8% | 5.284% | 5.428% | 5.713% | 5.102% | 5.603% | 5.285% | 4.923% | 5.223% | 5.317%
TSO | - | 14 | 7 | 9 | 2025 | Winter | P, [MW] | 1 | 1 | 94.7235 | 91.7967 | 85.6967 | 89.5336 | 90.1111 | 90.3128 | 95.0028 | 95.0017 | 89.4687 | 94.998 | 95.0024 | 95.0028 | 95.0016 | 95.0027 | 95.0021 | 93.7988 | 90.9822 | 95.002 | 89.6808 | 86.4728 | 85.5197 | 80.6492 | 94.5585 | 95.0023
TSO | - | 14 | 7 | 9 | 2025 | Winter | P, [%] | 1 | 1 | 38.51% | 37.32% | 34.84% | 36.4% | 36.63% | 36.71% | 38.62% | 38.62% | 36.37% | 38.62% | 38.62% | 38.62% | 38.62% | 38.62% | 38.62% | 38.13% | 36.98% | 38.62% | 36.46% | 35.15% | 34.76% | 32.78% | 38.44% | 38.62%
TSO | - | 14 | 9 | 7 | 2025 | Winter | P, [MW] | 1 | 1 | -94.3826 | -91.4703 | -85.4017 | -89.2186 | -89.793 | -89.996 | -94.6767 | -94.7005 | -89.1946 | -94.6837 | -94.7053 | -94.7027 | -94.6982 | -94.6896 | -94.689 | -93.4823 | -90.6676 | -94.7026 | -89.4097 | -86.2035 | -85.2333 | -80.3851 | -94.2219 | -94.6606
TSO | - | 14 | 9 | 7 | 2025 | Winter | P, [%] | 1 | 1 | 38.37% | 37.18% | 34.72% | 36.27% | 36.5% | 36.58% | 38.49% | 38.5% | 36.26% | 38.49% | 38.5% | 38.5% | 38.5% | 38.49% | 38.49% | 38% | 36.86% | 38.5% | 36.35% | 35.04% | 34.65% | 32.68% | 38.3% | 38.48%
TSO | - | 14 | 7 | 9 | 2025 | Winter | Q, [MVAr] | 1 | 1 | 50.0005 | 50.0009 | 50.0006 | 50.0013 | 50.0008 | 50.0006 | 46.4352 | 36.1548 | 37.36 | 41.8825 | 34.1462 | 35.5804 | 37.1411 | 41.3442 | 41.3881 | 45.3243 | 50.0006 | 35.2863 | 35.4161 | 41.8315 | 49.999 | 50.0004 | 50.0001 | 49.9971
TSO | - | 14 | 7 | 9 | 2025 | Winter | Q, [%] | 1 | 1 | 20.33% | 20.33% | 20.33% | 20.33% | 20.33% | 20.33% | 18.88% | 14.7% | 15.19% | 17.03% | 13.88% | 14.46% | 15.1% | 16.81% | 16.82% | 18.42% | 20.33% | 14.34% | 14.4% | 17% | 20.32% | 20.33% | 20.33% | 20.32%
TSO | - | 14 | 9 | 7 | 2025 | Winter | Q, [MVAr] | 1 | 1 | -49.3586 | -49.4071 | -49.5152 | -49.4463 | -49.4346 | -49.4428 | -45.8558 | -35.6631 | -36.9632 | -41.3447 | -33.6691 | -35.093 | -36.642 | -40.8109 | -40.8545 | -44.7786 | -49.4613 | -34.801 | -35.0301 | -41.4514 | -49.5588 | -49.6354 | -49.3789 | -49.3538
TSO | - | 14 | 9 | 7 | 2025 | Winter | Q, [%] | 1 | 1 | 20.06% | 20.08% | 20.13% | 20.1% | 20.1% | 20.1% | 18.64% | 14.5% | 15.03% | 16.81% | 13.69% | 14.27% | 14.9% | 16.59% | 16.61% | 18.2% | 20.11% | 14.15% | 14.24% | 16.85% | 20.15% | 20.18% | 20.07% | 20.06%
TSO | - | 14 | 7 | 9 | 2025 | Winter | S, [MVA] | 1 | 1 | 107.1102 | 104.5309 | 99.2168 | 102.5494 | 103.0538 | 103.2302 | 105.7438 | 101.6489 | 96.9558 | 103.8208 | 100.9525 | 101.447 | 102.0037 | 103.6091 | 103.6262 | 104.1754 | 103.8162 | 101.3435 | 96.4207 | 96.0594 | 99.0632 | 94.8911 | 106.9641 | 107.3552
TSO | - | 14 | 7 | 9 | 2025 | Winter | S, [%] | 1 | 1 | 43.54% | 42.49% | 40.33% | 41.69% | 41.89% | 41.96% | 42.99% | 41.32% | 39.41% | 42.2% | 41.04% | 41.24% | 41.46% | 42.12% | 42.12% | 42.35% | 42.2% | 41.2% | 39.2% | 39.05% | 40.27% | 38.57% | 43.48% | 43.64%
TSO | - | 14 | 9 | 7 | 2025 | Winter | S, [MVA] | 1 | 1 | 106.5098 | 103.9609 | 98.7177 | 102.0044 | 102.5015 | 102.6833 | 105.1971 | 101.1931 | 96.5502 | 103.3169 | 100.5122 | 100.9957 | 101.5401 | 103.1099 | 103.1266 | 103.6536 | 103.2814 | 100.8944 | 96.0271 | 95.6518 | 98.5941 | 94.4745 | 106.3769 | 106.754
TSO | - | 14 | 9 | 7 | 2025 | Winter | S, [%] | 1 | 1 | 43.3% | 42.26% | 40.13% | 41.47% | 41.67% | 41.74% | 42.76% | 41.14% | 39.25% | 42% | 40.86% | 41.06% | 41.28% | 41.91% | 41.92% | 42.14% | 41.98% | 41.01% | 39.04% | 38.88% | 40.08% | 38.4% | 43.24% | 43.4%
TSO | - | 16 | 8 | 14 | 2025 | Winter | P, [MW] | 1 | 1 | -1.9056 | -1.9718 | -1.8875 | -1.802 | -1.694 | -1.7687 | -2.2348 | -2.0266 | -2.1933 | -2.201 | -2.4895 | -2.8154 | -2.5784 | -2.599 | -2.4178 | -2.3138 | -2.411 | -2.5971 | -2.5989 | -2.5476 | -2.6406 | -2.53 | -2.4872 | -2.2265
TSO | - | 16 | 8 | 14 | 2025 | Winter | P, [%] | 1 | 1 | 0.6127% | 0.634% | 0.6069% | 0.5794% | 0.5447% | 0.5687% | 0.7186% | 0.6516% | 0.7053% | 0.7077% | 0.8005% | 0.9053% | 0.8291% | 0.8357% | 0.7774% | 0.744% | 0.7752% | 0.8351% | 0.8357% | 0.8192% | 0.8491% | 0.8135% | 0.7997% | 0.7159%
TSO | - | 16 | 14 | 8 | 2025 | Winter | P, [MW] | 1 | 1 | 1.9058 | 1.972 | 1.8877 | 1.8021 | 1.6941 | 1.7689 | 2.2351 | 2.0268 | 2.1936 | 2.2013 | 2.4898 | 2.8158 | 2.5788 | 2.5994 | 2.4182 | 2.3141 | 2.4113 | 2.5974 | 2.5993 | 2.548 | 2.641 | 2.5304 | 2.4875 | 2.2267
TSO | - | 16 | 14 | 8 | 2025 | Winter | P, [%] | 1 | 1 | 0.6128% | 0.6341% | 0.607% | 0.5795% | 0.5447% | 0.5688% | 0.7187% | 0.6517% | 0.7053% | 0.7078% | 0.8006% | 0.9054% | 0.8292% | 0.8358% | 0.7775% | 0.7441% | 0.7753% | 0.8352% | 0.8358% | 0.8193% | 0.8492% | 0.8136% | 0.7998% | 0.716%
TSO | - | 16 | 8 | 14 | 2025 | Winter | Q, [MVAr] | 1 | 1 | -1.0545 | -1.0407 | -1.0584 | -1.0763 | -1.0989 | -1.0832 | -0.98518 | -1.029 | -0.99384 | -0.99225 | -0.93105 | -0.86138 | -0.91214 | -0.90774 | -0.94635 | -0.96843 | -0.94779 | -0.90812 | -0.90776 | -0.91869 | -0.89886 | -0.92246 | -0.9316 | -0.98691
TSO | - | 16 | 8 | 14 | 2025 | Winter | Q, [%] | 1 | 1 | 0.3391% | 0.3346% | 0.3403% | 0.3461% | 0.3533% | 0.3483% | 0.3168% | 0.3309% | 0.3196% | 0.3191% | 0.2994% | 0.277% | 0.2933% | 0.2919% | 0.3043% | 0.3114% | 0.3048% | 0.292% | 0.2919% | 0.2954% | 0.289% | 0.2966% | 0.2995% | 0.3173%
TSO | - | 16 | 14 | 8 | 2025 | Winter | Q, [MVAr] | 1 | 1 | -1.8233 | -1.837 | -1.8196 | -1.802 | -1.7798 | -1.7951 | -1.8918 | -1.8483 | -1.8831 | -1.8846 | -1.9452 | -2.0142 | -1.964 | -1.9684 | -1.9302 | -1.9083 | -1.9286 | -1.9678 | -1.9681 | -1.9573 | -1.977 | -1.9537 | -1.9447 | -1.89
TSO | - | 16 | 14 | 8 | 2025 | Winter | Q, [%] | 1 | 1 | 0.5863% | 0.5907% | 0.5851% | 0.5794% | 0.5723% | 0.5772% | 0.6083% | 0.5943% | 0.6055% | 0.606% | 0.6255% | 0.6477% | 0.6315% | 0.6329% | 0.6206% | 0.6136% | 0.6201% | 0.6327% | 0.6328% | 0.6294% | 0.6357% | 0.6282% | 0.6253% | 0.6077%
TSO | - | 16 | 8 | 14 | 2025 | Winter | S, [MVA] | 1 | 1 | 2.1779 | 2.2296 | 2.1639 | 2.0989 | 2.0192 | 2.0741 | 2.4423 | 2.2729 | 2.408 | 2.4143 | 2.6579 | 2.9442 | 2.735 | 2.753 | 2.5964 | 2.5083 | 2.5906 | 2.7512 | 2.7529 | 2.7082 | 2.7894 | 2.6929 | 2.6559 | 2.4354
TSO | - | 16 | 8 | 14 | 2025 | Winter | S, [%] | 1 | 1 | 0.7003% | 0.7169% | 0.6958% | 0.6749% | 0.6493% | 0.6669% | 0.7853% | 0.7308% | 0.7743% | 0.7763% | 0.8546% | 0.9467% | 0.8794% | 0.8852% | 0.8349% | 0.8065% | 0.833% | 0.8846% | 0.8852% | 0.8708% | 0.8969% | 0.8659% | 0.854% | 0.7831%
TSO | - | 16 | 14 | 8 | 2025 | Winter | S, [MVA] | 1 | 1 | 2.6375 | 2.6951 | 2.6219 | 2.5485 | 2.4572 | 2.5202 | 2.9282 | 2.743 | 2.891 | 2.8978 | 3.1596 | 3.4621 | 3.2415 | 3.2606 | 3.094 | 2.9995 | 3.0877 | 3.2587 | 3.2603 | 3.213 | 3.299 | 3.1968 | 3.1574 | 2.9207
TSO | - | 16 | 14 | 8 | 2025 | Winter | S, [%] | 1 | 1 | 0.8481% | 0.8666% | 0.843% | 0.8195% | 0.7901% | 0.8104% | 0.9415% | 0.882% | 0.9296% | 0.9318% | 1.016% | 1.113% | 1.042% | 1.048% | 0.9949% | 0.9645% | 0.9928% | 1.048% | 1.048% | 1.033% | 1.061% | 1.028% | 1.015% | 0.9391%
TSO | - | 17 | 9 | 10 | 2025 | Winter | P, [MW] | 1 | 1 | 13.4029 | 13.7723 | 13.52 | 13.248 | 12.8585 | 13.5443 | -0.63791 | 9.3942 | 13.6594 | 15.7727 | 10.2883 | 4.0807 | 13.1874 | 7.2753 | 12.5113 | 15.633 | 17.2869 | 13.4791 | 13.8016 | 14.6881 | 16.2326 | 16.1208 | 14.9545 | 10.4095
TSO | - | 17 | 9 | 10 | 2025 | Winter | P, [%] | 1 | 1 | 10.9% | 11.2% | 10.99% | 10.77% | 10.45% | 11.01% | 0.5186% | 7.638% | 11.11% | 12.82% | 8.364% | 3.318% | 10.72% | 5.915% | 10.17% | 12.71% | 14.05% | 10.96% | 11.22% | 11.94% | 13.2% | 13.11% | 12.16% | 8.463%
TSO | - | 17 | 10 | 9 | 2025 | Winter | P, [MW] | 1 | 1 | -12.9968 | -13.2983 | -13.0279 | -12.7839 | -12.3612 | -13.0557 | 0.97524 | -9.1691 | -13.4367 | -15.4351 | -10.0794 | -3.8171 | -12.9018 | -6.9884 | -12.2006 | -15.2644 | -16.8452 | -13.2383 | -13.5296 | -14.3545 | -15.8214 | -15.7038 | -14.5184 | -9.9477
TSO | - | 17 | 10 | 9 | 2025 | Winter | P, [%] | 1 | 1 | 10.57% | 10.81% | 10.59% | 10.39% | 10.05% | 10.61% | 0.7929% | 7.455% | 10.92% | 12.55% | 8.195% | 3.103% | 10.49% | 5.682% | 9.919% | 12.41% | 13.7% | 10.76% | 11% | 11.67% | 12.86% | 12.77% | 11.8% | 8.088%
TSO | - | 17 | 9 | 10 | 2025 | Winter | Q, [MVAr] | 1 | 1 | 33.0507 | 35.9325 | 36.7645 | 35.6445 | 37.2185 | 36.7526 | 32.7042 | 24.956 | 22.7929 | 28.7875 | 23.5319 | 28.5815 | 27.1012 | 29.2542 | 28.8423 | 30.5364 | 33.3854 | 24.1372 | 25.9805 | 29.1261 | 32.4229 | 32.6736 | 34.0336 | 36.6445
TSO | - | 17 | 9 | 10 | 2025 | Winter | Q, [%] | 1 | 1 | 26.87% | 29.21% | 29.89% | 28.98% | 30.26% | 29.88% | 26.59% | 20.29% | 18.53% | 23.4% | 19.13% | 23.24% | 22.03% | 23.78% | 23.45% | 24.83% | 27.14% | 19.62% | 21.12% | 23.68% | 26.36% | 26.56% | 27.67% | 29.79%
TSO | - | 17 | 10 | 9 | 2025 | Winter | Q, [MVAr] | 1 | 1 | -33.014 | -35.655 | -36.4207 | -35.3977 | -36.857 | -36.4313 | -32.9341 | -25.5751 | -23.4215 | -29.0164 | -24.208 | -29.0678 | -27.5108 | -29.6578 | -29.1636 | -30.6573 | -33.2523 | -24.703 | -26.4384 | -29.3686 | -32.3959 | -32.6201 | -33.9075 | -36.4187
TSO | - | 17 | 10 | 9 | 2025 | Winter | Q, [%] | 1 | 1 | 26.84% | 28.99% | 29.61% | 28.78% | 29.97% | 29.62% | 26.78% | 20.79% | 19.04% | 23.59% | 19.68% | 23.63% | 22.37% | 24.11% | 23.71% | 24.92% | 27.03% | 20.08% | 21.49% | 23.88% | 26.34% | 26.52% | 27.57% | 29.61%
TSO | - | 17 | 9 | 10 | 2025 | Winter | S, [MVA] | 1 | 1 | 35.665 | 38.4814 | 39.1717 | 38.0269 | 39.3771 | 39.1689 | 32.7105 | 26.6656 | 26.5724 | 32.8253 | 25.6827 | 28.8714 | 30.1394 | 30.1453 | 31.439 | 34.3054 | 37.5955 | 27.6458 | 29.4189 | 32.6201 | 36.2594 | 36.4341 | 37.1742 | 38.0944
TSO | - | 17 | 9 | 10 | 2025 | Winter | S, [%] | 1 | 1 | 29% | 31.29% | 31.85% | 30.92% | 32.01% | 31.84% | 26.59% | 21.68% | 21.6% | 26.69% | 20.88% | 23.47% | 24.5% | 24.51% | 25.56% | 27.89% | 30.57% | 22.48% | 23.92% | 26.52% | 29.48% | 29.62% | 30.22% | 30.97%
TSO | - | 17 | 10 | 9 | 2025 | Winter | S, [MVA] | 1 | 1 | 35.4801 | 38.0542 | 38.6807 | 37.6355 | 38.8746 | 38.7001 | 32.9486 | 27.169 | 27.0021 | 32.8663 | 26.2225 | 29.3174 | 30.3859 | 30.47 | 31.6128 | 34.2472 | 37.2757 | 28.0266 | 29.6992 | 32.689 | 36.0529 | 36.2033 | 36.885 | 37.7529
TSO | - | 17 | 10 | 9 | 2025 | Winter | S, [%] | 1 | 1 | 28.85% | 30.94% | 31.45% | 30.6% | 31.61% | 31.46% | 26.79% | 22.09% | 21.95% | 26.72% | 21.32% | 23.84% | 24.7% | 24.77% | 25.7% | 27.84% | 30.31% | 22.79% | 24.15% | 26.58% | 29.31% | 29.43% | 29.99% | 30.69%
TSO | - | 18 | 9 | 16 | 2025 | Winter | P, [MW] | 1 | 1 | 32.3594 | 29.9741 | 26.7186 | 26.8147 | 26.9337 | 34.3453 | 51.9512 | 62.3699 | 64.3355 | 60.4069 | 57.1253 | 58.2002 | 58.1174 | 55.8761 | 53.1944 | 52.3543 | 52.617 | 60.3725 | 58.0181 | 56.6428 | 55.1622 | 46.5997 | 43.2433 | 35.9253
TSO | - | 18 | 9 | 16 | 2025 | Winter | P, [%] | 1 | 1 | 26.31% | 24.37% | 21.72% | 21.8% | 21.9% | 27.92% | 42.24% | 50.71% | 52.31% | 49.11% | 46.44% | 47.32% | 47.25% | 45.43% | 43.25% | 42.56% | 42.78% | 49.08% | 47.17% | 46.05% | 44.85% | 37.89% | 35.16% | 29.21%
TSO | - | 18 | 16 | 9 | 2025 | Winter | P, [MW] | 1 | 1 | -32.2666 | -29.8944 | -26.6549 | -26.7508 | -26.8691 | -34.2411 | -51.7139 | -62.0284 | -63.9706 | -60.0846 | -56.8384 | -57.9009 | -57.8207 | -55.6012 | -52.9467 | -52.1143 | -52.3738 | -60.0547 | -57.7253 | -56.3628 | -54.8952 | -46.4092 | -43.0793 | -35.8116
TSO | - | 18 | 16 | 9 | 2025 | Winter | P, [%] | 1 | 1 | 26.23% | 24.3% | 21.67% | 21.75% | 21.84% | 27.84% | 42.04% | 50.43% | 52.01% | 48.85% | 46.21% | 47.07% | 47.01% | 45.2% | 43.05% | 42.37% | 42.58% | 48.82% | 46.93% | 45.82% | 44.63% | 37.73% | 35.02% | 29.12%
TSO | - | 18 | 9 | 16 | 2025 | Winter | Q, [MVAr] | 1 | 1 | 1.7717 | -0.91536 | -1.861 | -0.76219 | -1.0242 | 0.78706 | 6.3688 | 7.8509 | 9.0916 | 8.6714 | 7.5642 | 8.6847 | 7.3448 | 7.3941 | 5.7178 | 5.6705 | 6.0898 | 5.8248 | 4.8751 | 5.3557 | 6.2938 | 4.2551 | 2.543 | 0.27088
TSO | - | 18 | 9 | 16 | 2025 | Winter | Q, [%] | 1 | 1 | 1.44% | 0.7442% | 1.513% | 0.6197% | 0.8327% | 0.6399% | 5.178% | 6.383% | 7.392% | 7.05% | 6.15% | 7.061% | 5.971% | 6.011% | 4.649% | 4.61% | 4.951% | 4.736% | 3.964% | 4.354% | 5.117% | 3.459% | 2.067% | 0.2202%
TSO | - | 18 | 16 | 9 | 2025 | Winter | Q, [MVAr] | 1 | 1 | -1.8551 | 0.78954 | 1.6818 | 0.5838 | 0.84798 | -0.83164 | -5.9699 | -7.0998 | -8.2612 | -7.9848 | -6.9982 | -8.0765 | -6.7456 | -6.8682 | -5.2843 | -5.2622 | -5.6705 | -5.1542 | -4.2896 | -4.8127 | -5.7941 | -4.0128 | -2.3888 | -0.28451
TSO | - | 18 | 16 | 9 | 2025 | Winter | Q, [%] | 1 | 1 | 1.508% | 0.6419% | 1.367% | 0.4746% | 0.6894% | 0.6761% | 4.854% | 5.772% | 6.716% | 6.492% | 5.69% | 6.566% | 5.484% | 5.584% | 4.296% | 4.278% | 4.61% | 4.19% | 3.487% | 3.913% | 4.711% | 3.262% | 1.942% | 0.2313%
TSO | - | 18 | 9 | 16 | 2025 | Winter | S, [MVA] | 1 | 1 | 32.4078 | 29.9881 | 26.7833 | 26.8255 | 26.9532 | 34.3544 | 52.3401 | 62.8621 | 64.9747 | 61.0261 | 57.6239 | 58.8446 | 58.5797 | 56.3632 | 53.5008 | 52.6605 | 52.9682 | 60.6529 | 58.2225 | 56.8954 | 55.5201 | 46.7936 | 43.318 | 35.9263
TSO | - | 18 | 9 | 16 | 2025 | Winter | S, [%] | 1 | 1 | 26.35% | 24.38% | 21.78% | 21.81% | 21.91% | 27.93% | 42.55% | 51.11% | 52.82% | 49.61% | 46.85% | 47.84% | 47.63% | 45.82% | 43.5% | 42.81% | 43.06% | 49.31% | 47.34% | 46.26% | 45.14% | 38.04% | 35.22% | 29.21%
TSO | - | 18 | 16 | 9 | 2025 | Winter | S, [MVA] | 1 | 1 | 32.3199 | 29.9048 | 26.7079 | 26.7571 | 26.8825 | 34.2512 | 52.0573 | 62.4334 | 64.5019 | 60.6129 | 57.2677 | 58.4615 | 58.2129 | 56.0238 | 53.2098 | 52.3793 | 52.6798 | 60.2755 | 57.8845 | 56.5679 | 55.2002 | 46.5823 | 43.1455 | 35.8127
TSO | - | 18 | 16 | 9 | 2025 | Winter | S, [%] | 1 | 1 | 26.28% | 24.31% | 21.71% | 21.75% | 21.86% | 27.85% | 42.32% | 50.76% | 52.44% | 49.28% | 46.56% | 47.53% | 47.33% | 45.55% | 43.26% | 42.58% | 42.83% | 49% | 47.06% | 45.99% | 44.88% | 37.87% | 35.08% | 29.12%
TSO | - | 19 | 10 | 15 | 2025 | Winter | P, [MW] | 1 | 1 | -6.9895 | -4.6838 | -3.2173 | -2.7175 | -1.9998 | -2.1578 | -23.0076 | -13.9785 | -16.4557 | -17.9308 | -22.9549 | -30.1664 | -19.9235 | -25.7821 | -20.2401 | -15.5636 | -13.2852 | -22.9626 | -15.5525 | -14.0792 | -13.2049 | -10.8541 | -9.9975 | -11.5244
TSO | - | 19 | 10 | 15 | 2025 | Winter | P, [%] | 1 | 1 | 5.683% | 3.808% | 2.616% | 2.209% | 1.626% | 1.754% | 18.71% | 11.36% | 13.38% | 14.58% | 18.66% | 24.53% | 16.2% | 20.96% | 16.46% | 12.65% | 10.8% | 18.67% | 12.64% | 11.45% | 10.74% | 8.825% | 8.128% | 9.369%
TSO | - | 19 | 15 | 10 | 2025 | Winter | P, [MW] | 1 | 1 | 7.3676 | 5.1294 | 3.6636 | 3.1872 | 2.4653 | 2.6018 | 23.4547 | 14.2512 | 16.7092 | 18.2753 | 23.2693 | 30.6418 | 20.2856 | 26.2296 | 20.6221 | 15.9164 | 13.6898 | 23.2731 | 15.7914 | 14.3484 | 13.5635 | 11.2299 | 10.3875 | 11.9301
TSO | - | 19 | 15 | 10 | 2025 | Winter | P, [%] | 1 | 1 | 5.99% | 4.17% | 2.979% | 2.591% | 2.004% | 2.115% | 19.07% | 11.59% | 13.58% | 14.86% | 18.92% | 24.91% | 16.49% | 21.32% | 16.77% | 12.94% | 11.13% | 18.92% | 12.84% | 11.67% | 11.03% | 9.13% | 8.445% | 9.699%
TSO | - | 19 | 10 | 15 | 2025 | Winter | Q, [MVAr] | 1 | 1 | 41.9804 | 45.7168 | 45.7705 | 47.0745 | 46.8141 | 45.9013 | 41.0666 | 34.131 | 31.5669 | 37.1373 | 32.432 | 38.328 | 37.4562 | 39.5182 | 38.4997 | 38.625 | 42.389 | 32.0381 | 30.7291 | 33.5776 | 39.7359 | 41.3453 | 42.2327 | 42.492
TSO | - | 19 | 10 | 15 | 2025 | Winter | Q, [%] | 1 | 1 | 34.13% | 37.17% | 37.21% | 38.27% | 38.06% | 37.32% | 33.39% | 27.75% | 25.66% | 30.19% | 26.37% | 31.16% | 30.45% | 32.13% | 31.3% | 31.4% | 34.46% | 26.05% | 24.98% | 27.3% | 32.31% | 33.61% | 34.34% | 34.55%
TSO | - | 19 | 15 | 10 | 2025 | Winter | Q, [MVAr] | 1 | 1 | -41.4229 | -44.9113 | -44.9592 | -46.1826 | -45.9344 | -45.1038 | -40.2955 | -33.9828 | -31.4894 | -36.7261 | -32.1426 | -37.4675 | -36.9886 | -38.7499 | -37.9584 | -38.1797 | -41.7534 | -31.7598 | -30.6975 | -33.4311 | -39.2656 | -40.8094 | -41.6404 | -41.836
TSO | - | 19 | 15 | 10 | 2025 | Winter | Q, [%] | 1 | 1 | 33.68% | 36.51% | 36.55% | 37.55% | 37.35% | 36.67% | 32.76% | 27.63% | 25.6% | 29.86% | 26.13% | 30.46% | 30.07% | 31.5% | 30.86% | 31.04% | 33.95% | 25.82% | 24.96% | 27.18% | 31.92% | 33.18% | 33.85% | 34.01%
TSO | - | 19 | 10 | 15 | 2025 | Winter | S, [MVA] | 1 | 1 | 42.5582 | 45.9561 | 45.8835 | 47.1529 | 46.8568 | 45.952 | 47.0724 | 36.8825 | 35.5986 | 41.2395 | 39.7336 | 48.7755 | 42.4254 | 47.1848 | 43.4958 | 41.6427 | 44.4221 | 39.4173 | 34.4406 | 36.4098 | 41.8726 | 42.7463 | 43.3999 | 44.027
TSO | - | 19 | 10 | 15 | 2025 | Winter | S, [%] | 1 | 1 | 34.6% | 37.36% | 37.3% | 38.34% | 38.09% | 37.36% | 38.27% | 29.99% | 28.94% | 33.53% | 32.3% | 39.65% | 34.49% | 38.36% | 35.36% | 33.86% | 36.12% | 32.05% | 28% | 29.6% | 34.04% | 34.75% | 35.28% | 35.79%
TSO | - | 19 | 15 | 10 | 2025 | Winter | S, [MVA] | 1 | 1 | 42.073 | 45.2033 | 45.1082 | 46.2924 | 46.0005 | 45.1788 | 46.6246 | 36.8501 | 35.648 | 41.0219 | 39.6813 | 48.4018 | 42.186 | 46.7926 | 43.1985 | 41.3645 | 43.9404 | 39.3741 | 34.5211 | 36.3802 | 41.5422 | 42.3263 | 42.9164 | 43.5038
TSO | - | 19 | 15 | 10 | 2025 | Winter | S, [%] | 1 | 1 | 34.21% | 36.75% | 36.67% | 37.64% | 37.4% | 36.73% | 37.91% | 29.96% | 28.98% | 33.35% | 32.26% | 39.35% | 34.3% | 38.04% | 35.12% | 33.63% | 35.72% | 32.01% | 28.07% | 29.58% | 33.77% | 34.41% | 34.89% | 35.37%
TSO | - | 20 | 11 | 13 | 2025 | Winter | P, [MW] | 1 | 1 | 21.0939 | 20.7906 | 20.0683 | 19.9214 | 17.9842 | 17.8223 | 16.3998 | 21.0783 | 22.4407 | 21.2163 | 23.1013 | 22.8651 | 24.6371 | 23.3832 | 22.5869 | 24.6839 | 27.0771 | 29.0298 | 29.3086 | 30.128 | 33.4995 | 31.6666 | 30.0359 | 25.7773
TSO | - | 20 | 11 | 13 | 2025 | Winter | P, [%] | 1 | 1 | 1.586% | 1.563% | 1.509% | 1.498% | 1.352% | 1.34% | 1.233% | 1.585% | 1.687% | 1.595% | 1.737% | 1.719% | 1.852% | 1.758% | 1.698% | 1.856% | 2.036% | 2.183% | 2.204% | 2.265% | 2.519% | 2.381% | 2.258% | 1.938%
TSO | - | 20 | 13 | 11 | 2025 | Winter | P, [MW] | 1 | 1 | -21.0876 | -20.7844 | -20.0626 | -19.9157 | -17.9796 | -17.8177 | -16.396 | -21.0719 | -22.4335 | -21.2099 | -23.0937 | -22.8576 | -24.6284 | -23.3754 | -22.5796 | -24.6752 | -27.0667 | -29.0178 | -29.2964 | -30.115 | -33.4835 | -31.6523 | -30.023 | -25.7678
TSO | - | 20 | 13 | 11 | 2025 | Winter | P, [%] | 1 | 1 | 1.586% | 1.563% | 1.508% | 1.497% | 1.352% | 1.34% | 1.233% | 1.584% | 1.687% | 1.595% | 1.736% | 1.719% | 1.852% | 1.758% | 1.698% | 1.855% | 2.035% | 2.182% | 2.203% | 2.264% | 2.518% | 2.38% | 2.257% | 1.937%
TSO | - | 20 | 11 | 13 | 2025 | Winter | Q, [MVAr] | 1 | 1 | -15.6784 | -15.6506 | -15.584 | -15.5706 | -15.3916 | -15.3764 | -15.2447 | -15.6762 | -15.8021 | -15.6889 | -15.8632 | -15.8417 | -16.0052 | -15.8897 | -15.8163 | -16.0094 | -16.2291 | -16.4079 | -16.433 | -16.5082 | -16.8162 | -16.6493 | -16.5004 | -16.1098
TSO | - | 20 | 11 | 13 | 2025 | Winter | Q, [%] | 1 | 1 | 1.179% | 1.177% | 1.172% | 1.171% | 1.157% | 1.156% | 1.146% | 1.179% | 1.188% | 1.18% | 1.193% | 1.191% | 1.203% | 1.195% | 1.189% | 1.204% | 1.22% | 1.234% | 1.236% | 1.241% | 1.264% | 1.252% | 1.241% | 1.211%
TSO | - | 20 | 13 | 11 | 2025 | Winter | Q, [MVAr] | 1 | 1 | -11.6225 | -11.653 | -11.7252 | -11.7401 | -11.9335 | -11.9494 | -12.0912 | -11.6233 | -11.4872 | -11.6095 | -11.4213 | -11.4453 | -11.2682 | -11.3937 | -11.4733 | -11.2633 | -11.0229 | -10.8265 | -10.798 | -10.7157 | -10.3755 | -10.5609 | -10.7255 | -11.1535
TSO | - | 20 | 13 | 11 | 2025 | Winter | Q, [%] | 1 | 1 | 0.8739% | 0.8762% | 0.8816% | 0.8827% | 0.8973% | 0.8985% | 0.9091% | 0.8739% | 0.8637% | 0.8729% | 0.8587% | 0.8606% | 0.8472% | 0.8567% | 0.8627% | 0.8469% | 0.8288% | 0.814% | 0.8119% | 0.8057% | 0.7801% | 0.7941% | 0.8064% | 0.8386%
TSO | - | 20 | 11 | 13 | 2025 | Winter | S, [MVA] | 1 | 1 | 26.2824 | 26.0229 | 25.4086 | 25.2845 | 23.6713 | 23.5386 | 22.3909 | 26.2686 | 27.4461 | 26.387 | 28.0234 | 27.8168 | 29.3794 | 28.2711 | 27.5739 | 29.421 | 31.5683 | 33.3459 | 33.6012 | 34.3543 | 37.4834 | 35.7767 | 34.2698 | 30.3973
TSO | - | 20 | 11 | 13 | 2025 | Winter | S, [%] | 1 | 1 | 1.976% | 1.957% | 1.91% | 1.901% | 1.78% | 1.77% | 1.684% | 1.975% | 2.064% | 1.984% | 2.107% | 2.091% | 2.209% | 2.126% | 2.073% | 2.212% | 2.374% | 2.507% | 2.526% | 2.583% | 2.818% | 2.69% | 2.577% | 2.286%
TSO | - | 20 | 13 | 11 | 2025 | Winter | S, [MVA] | 1 | 1 | 24.0784 | 23.8282 | 23.2376 | 23.1185 | 21.5795 | 21.4537 | 20.3722 | 24.0651 | 25.2035 | 24.1793 | 25.7637 | 25.563 | 27.0838 | 26.0043 | 25.3274 | 27.1244 | 29.2252 | 30.9717 | 31.223 | 31.9647 | 35.0542 | 33.3676 | 31.8813 | 28.0782
TSO | - | 20 | 13 | 11 | 2025 | Winter | S, [%] | 1 | 1 | 1.81% | 1.792% | 1.747% | 1.738% | 1.623% | 1.613% | 1.532% | 1.809% | 1.895% | 1.818% | 1.937% | 1.922% | 2.036% | 1.955% | 1.904% | 2.039% | 2.197% | 2.329% | 2.348% | 2.403% | 2.636% | 2.509% | 2.397% | 2.111%
TSO | - | 21 | 12 | 72 | 2025 | Winter | P, [MW] | 1 | 1 | -14.382 | -14.6254 | -14.1513 | -13.9407 | -12.6106 | -12.4783 | -11.9773 | -14.0054 | -14.9552 | -14.1373 | -15.948 | -16.4354 | -17.0511 | -16.299 | -15.6343 | -16.7525 | -18.3065 | -19.3414 | -19.6083 | -19.9337 | -22.0456 | -20.9555 | -20.1089 | -17.3664
TSO | - | 21 | 12 | 72 | 2025 | Winter | P, [%] | 1 | 1 | 5.846% | 5.945% | 5.753% | 5.667% | 5.126% | 5.072% | 4.869% | 5.693% | 6.079% | 5.747% | 6.483% | 6.681% | 6.931% | 6.626% | 6.355% | 6.81% | 7.442% | 7.862% | 7.971% | 8.103% | 8.962% | 8.519% | 8.174% | 7.06%
TSO | - | 21 | 72 | 12 | 2025 | Winter | P, [MW] | 1 | 1 | 14.4038 | 14.6481 | 14.1727 | 13.9614 | 12.6275 | 12.4948 | 11.9916 | 14.0247 | 14.9772 | 14.1573 | 15.973 | 16.4622 | 17.08 | 16.3256 | 15.6588 | 16.7809 | 18.341 | 19.3783 | 19.6464 | 19.9736 | 22.0956 | 21.0012 | 20.1513 | 17.3981
TSO | - | 21 | 72 | 12 | 2025 | Winter | P, [%] | 1 | 1 | 5.855% | 5.955% | 5.761% | 5.675% | 5.133% | 5.079% | 4.875% | 5.701% | 6.088% | 5.755% | 6.493% | 6.692% | 6.943% | 6.636% | 6.365% | 6.822% | 7.456% | 7.877% | 7.986% | 8.119% | 8.982% | 8.537% | 8.192% | 7.072%
TSO | - | 21 | 12 | 72 | 2025 | Winter | Q, [MVAr] | 1 | 1 | 1.2483 | 0.79241 | 0.49139 | 0.40511 | 0.12111 | 0.31456 | 0.31495 | 1.0996 | 1.5297 | 0.95015 | 1.6512 | 1.3659 | 1.3498 | 1.3417 | 1.1852 | 1.6012 | 1.7549 | 2.2646 | 2.33 | 2.2515 | 2.8056 | 2.6779 | 2.4593 | 1.4691
TSO | - | 21 | 12 | 72 | 2025 | Winter | Q, [%] | 1 | 1 | 0.5075% | 0.3221% | 0.1998% | 0.1647% | 0.04923% | 0.1279% | 0.128% | 0.447% | 0.6218% | 0.3862% | 0.6712% | 0.5553% | 0.5487% | 0.5454% | 0.4818% | 0.6509% | 0.7134% | 0.9206% | 0.9472% | 0.9152% | 1.14% | 1.089% | 0.9997% | 0.5972%
TSO | - | 21 | 72 | 12 | 2025 | Winter | Q, [MVAr] | 1 | 1 | -2.5386 | -2.0512 | -1.7475 | -1.664 | -1.3881 | -1.5978 | -1.6883 | -2.4858 | -2.9176 | -2.3079 | -3.032 | -2.7195 | -2.6872 | -2.6829 | -2.529 | -2.919 | -3.0284 | -3.6009 | -3.655 | -3.5488 | -4.038 | -3.9115 | -3.691 | -2.7215
TSO | - | 21 | 72 | 12 | 2025 | Winter | Q, [%] | 1 | 1 | 1.032% | 0.8338% | 0.7104% | 0.6764% | 0.5643% | 0.6495% | 0.6863% | 1.01% | 1.186% | 0.9382% | 1.233% | 1.106% | 1.092% | 1.091% | 1.028% | 1.187% | 1.231% | 1.464% | 1.486% | 1.443% | 1.641% | 1.59% | 1.5% | 1.106%
TSO | - | 21 | 12 | 72 | 2025 | Winter | S, [MVA] | 1 | 1 | 14.4361 | 14.6468 | 14.1598 | 13.9466 | 12.6111 | 12.4823 | 11.9815 | 14.0485 | 15.0332 | 14.1692 | 16.0333 | 16.4921 | 17.1045 | 16.3541 | 15.6792 | 16.8288 | 18.3904 | 19.4736 | 19.7462 | 20.0605 | 22.2234 | 21.1259 | 20.2588 | 17.4284
TSO | - | 21 | 12 | 72 | 2025 | Winter | S, [%] | 1 | 1 | 5.868% | 5.954% | 5.756% | 5.669% | 5.126% | 5.074% | 4.871% | 5.711% | 6.111% | 5.76% | 6.518% | 6.704% | 6.953% | 6.648% | 6.374% | 6.841% | 7.476% | 7.916% | 8.027% | 8.155% | 9.034% | 8.588% | 8.235% | 7.085%
TSO | - | 21 | 72 | 12 | 2025 | Winter | S, [MVA] | 1 | 1 | 14.6257 | 14.791 | 14.28 | 14.0602 | 12.7036 | 12.5965 | 12.1099 | 14.2433 | 15.2588 | 14.3442 | 16.2582 | 16.6853 | 17.2901 | 16.5445 | 15.8617 | 17.0329 | 18.5894 | 19.71 | 19.9835 | 20.2864 | 22.4615 | 21.3623 | 20.4865 | 17.6097
TSO | - | 21 | 72 | 12 | 2025 | Winter | S, [%] | 1 | 1 | 5.945% | 6.013% | 5.805% | 5.716% | 5.164% | 5.121% | 4.923% | 5.79% | 6.203% | 5.831% | 6.609% | 6.783% | 7.029% | 6.725% | 6.448% | 6.924% | 7.557% | 8.012% | 8.123% | 8.247% | 9.131% | 8.684% | 8.328% | 7.158%
TSO | - | 23 | 15 | 18 | 2025 | Winter | P, [MW] | 1 | 1 | 17.4261 | 15.0414 | 14.2368 | 13.5174 | 13.4745 | 15.2113 | 20.9374 | 24.3 | 26.842 | 27.8775 | 27.4725 | 27.3355 | 26.8768 | 26.5748 | 25.4079 | 23.4993 | 23.4849 | 28.0704 | 28.2221 | 27.6388 | 26.5626 | 25.0024 | 22.7714 | 19.9218
TSO | - | 23 | 15 | 18 | 2025 | Winter | P, [%] | 1 | 1 | 14.17% | 12.23% | 11.57% | 10.99% | 10.95% | 12.37% | 17.02% | 19.76% | 21.82% | 22.66% | 22.34% | 22.22% | 21.85% | 21.61% | 20.66% | 19.11% | 19.09% | 22.82% | 22.94% | 22.47% | 21.6% | 20.33% | 18.51% | 16.2%
TSO | - | 23 | 18 | 15 | 2025 | Winter | P, [MW] | 1 | 1 | -17.406 | -15.0256 | -14.2224 | -13.5044 | -13.4616 | -15.1954 | -20.9107 | -24.2647 | -26.799 | -27.8297 | -27.4275 | -27.2904 | -26.8329 | -26.5318 | -25.3686 | -23.4655 | -23.4507 | -28.0235 | -28.1744 | -27.5925 | -26.519 | -24.9634 | -22.7388 | -19.8965
TSO | - | 23 | 18 | 15 | 2025 | Winter | P, [%] | 1 | 1 | 14.15% | 12.22% | 11.56% | 10.98% | 10.94% | 12.35% | 17% | 19.73% | 21.79% | 22.63% | 22.3% | 22.19% | 21.82% | 21.57% | 20.62% | 19.08% | 19.07% | 22.78% | 22.91% | 22.43% | 21.56% | 20.3% | 18.49% | 16.18%
TSO | - | 23 | 15 | 18 | 2025 | Winter | Q, [MVAr] | 1 | 1 | -3.7897 | -4.4195 | -4.4027 | -4.1611 | -4.1018 | -4.0253 | -0.81562 | 1.0409 | 2.0029 | 3.1756 | 2.2522 | 2.2602 | 2.2087 | 2.3361 | 1.4795 | 0.17294 | -0.043784 | 1.5029 | 1.732 | 1.4415 | 1.2802 | 0.76624 | -1.0395 | -1.7146
TSO | - | 23 | 15 | 18 | 2025 | Winter | Q, [%] | 1 | 1 | 3.081% | 3.593% | 3.579% | 3.383% | 3.335% | 3.273% | 0.6631% | 0.8462% | 1.628% | 2.582% | 1.831% | 1.838% | 1.796% | 1.899% | 1.203% | 0.1406% | 0.0356% | 1.222% | 1.408% | 1.172% | 1.041% | 0.623% | 0.8451% | 1.394%
TSO | - | 23 | 18 | 15 | 2025 | Winter | Q, [MVAr] | 1 | 1 | 3.6387 | 4.258 | 4.2374 | 3.9907 | 3.932 | 3.8636 | 0.67816 | -1.153 | -2.0904 | -3.2411 | -2.3334 | -2.3381 | -2.2893 | -2.4191 | -1.5746 | -0.28488 | -0.063115 | -1.5768 | -1.8019 | -1.5129 | -1.3567 | -0.85671 | 0.92937 | 1.5823
TSO | - | 23 | 18 | 15 | 2025 | Winter | Q, [%] | 1 | 1 | 2.958% | 3.462% | 3.445% | 3.244% | 3.197% | 3.141% | 0.5514% | 0.9374% | 1.699% | 2.635% | 1.897% | 1.901% | 1.861% | 1.967% | 1.28% | 0.2316% | 0.05131% | 1.282% | 1.465% | 1.23% | 1.103% | 0.6965% | 0.7556% | 1.286%
TSO | - | 23 | 15 | 18 | 2025 | Winter | S, [MVA] | 1 | 1 | 17.8334 | 15.6772 | 14.902 | 14.1433 | 14.085 | 15.7349 | 20.9533 | 24.3223 | 26.9166 | 28.0578 | 27.5647 | 27.4288 | 26.9674 | 26.6773 | 25.4509 | 23.4999 | 23.485 | 28.1106 | 28.2752 | 27.6764 | 26.5935 | 25.0141 | 22.7951 | 19.9955
TSO | - | 23 | 15 | 18 | 2025 | Winter | S, [%] | 1 | 1 | 14.5% | 12.75% | 12.12% | 11.5% | 11.45% | 12.79% | 17.04% | 19.77% | 21.88% | 22.81% | 22.41% | 22.3% | 21.92% | 21.69% | 20.69% | 19.11% | 19.09% | 22.85% | 22.99% | 22.5% | 21.62% | 20.34% | 18.53% | 16.26%
TSO | - | 23 | 18 | 15 | 2025 | Winter | S, [MVA] | 1 | 1 | 17.7823 | 15.6173 | 14.8402 | 14.0817 | 14.0241 | 15.6789 | 20.9217 | 24.292 | 26.8804 | 28.0178 | 27.5266 | 27.3904 | 26.9304 | 26.6419 | 25.4174 | 23.4672 | 23.4508 | 28.0678 | 28.232 | 27.6339 | 26.5537 | 24.9781 | 22.7578 | 19.9593
TSO | - | 23 | 18 | 15 | 2025 | Winter | S, [%] | 1 | 1 | 14.46% | 12.7% | 12.07% | 11.45% | 11.4% | 12.75% | 17.01% | 19.75% | 21.85% | 22.78% | 22.38% | 22.27% | 21.89% | 21.66% | 20.66% | 19.08% | 19.07% | 22.82% | 22.95% | 22.47% | 21.59% | 20.31% | 18.5% | 16.23%
TSO | - | 24 | 15 | 26 | 2025 | Winter | P, [MW] | 1 | 1 | 25.0827 | 21.9972 | 20.2842 | 19.7472 | 19.3931 | 22.0976 | 35.523 | 36.8182 | 38.9213 | 38.628 | 39.6541 | 41.9465 | 38.9573 | 39.9976 | 36.9028 | 34.3229 | 32.8378 | 40.107 | 39.2516 | 38.2239 | 36.9685 | 34.074 | 32.3354 | 29.4679
TSO | - | 24 | 15 | 26 | 2025 | Winter | P, [%] | 1 | 1 | 20.39% | 17.88% | 16.49% | 16.05% | 15.77% | 17.97% | 28.88% | 29.93% | 31.64% | 31.4% | 32.24% | 34.1% | 31.67% | 32.52% | 30% | 27.9% | 26.7% | 32.61% | 31.91% | 31.08% | 30.06% | 27.7% | 26.29% | 23.96%
TSO | - | 24 | 26 | 15 | 2025 | Winter | P, [MW] | 1 | 1 | -24.9814 | -21.9091 | -20.2043 | -19.6712 | -19.3171 | -22.0093 | -35.3507 | -36.642 | -38.7273 | -38.4321 | -39.4534 | -41.7184 | -38.7591 | -39.7878 | -36.7226 | -34.1634 | -32.6873 | -39.9003 | -39.0523 | -38.0314 | -36.783 | -33.9128 | -32.1846 | -29.3357
TSO | - | 24 | 26 | 15 | 2025 | Winter | P, [%] | 1 | 1 | 20.31% | 17.81% | 16.43% | 15.99% | 15.7% | 17.89% | 28.74% | 29.79% | 31.49% | 31.25% | 32.08% | 33.92% | 31.51% | 32.35% | 29.86% | 27.78% | 26.58% | 32.44% | 31.75% | 30.92% | 29.9% | 27.57% | 26.17% | 23.85%
TSO | - | 24 | 15 | 26 | 2025 | Winter | Q, [MVAr] | 1 | 1 | -10.857 | -12.4605 | -12.8487 | -12.6352 | -13.0792 | -12.3856 | -7.5371 | -4.1332 | -2.0714 | -2.8201 | -1.8647 | -3.1378 | -3.2683 | -3.818 | -4.5069 | -5.9987 | -7.092 | -3.2427 | -3.5423 | -4.4049 | -5.7551 | -6.7206 | -8.5663 | -10.1539
TSO | - | 24 | 15 | 26 | 2025 | Winter | Q, [%] | 1 | 1 | 8.827% | 10.13% | 10.45% | 10.27% | 10.63% | 10.07% | 6.128% | 3.36% | 1.684% | 2.293% | 1.516% | 2.551% | 2.657% | 3.104% | 3.664% | 4.877% | 5.766% | 2.636% | 2.88% | 3.581% | 4.679% | 5.464% | 6.964% | 8.255%
TSO | - | 24 | 26 | 15 | 2025 | Winter | Q, [MVAr] | 1 | 1 | 10.7333 | 12.3004 | 12.6626 | 12.4355 | 12.8808 | 12.2248 | 7.6378 | 4.2391 | 2.2349 | 3.0016 | 2.0502 | 3.4228 | 3.4543 | 4.0446 | 4.6336 | 6.0587 | 7.1282 | 3.45 | 3.7269 | 4.5729 | 5.9077 | 6.7942 | 8.6083 | 10.1375
TSO | - | 24 | 26 | 15 | 2025 | Winter | Q, [%] | 1 | 1 | 8.726% | 10% | 10.29% | 10.11% | 10.47% | 9.939% | 6.21% | 3.446% | 1.817% | 2.44% | 1.667% | 2.783% | 2.808% | 3.288% | 3.767% | 4.926% | 5.795% | 2.805% | 3.03% | 3.718% | 4.803% | 5.524% | 6.999% | 8.242%
TSO | - | 24 | 15 | 26 | 2025 | Winter | S, [MVA] | 1 | 1 | 27.3316 | 25.2813 | 24.0112 | 23.4436 | 23.3914 | 25.3319 | 36.3138 | 37.0495 | 38.9763 | 38.7308 | 39.6979 | 42.0637 | 39.0942 | 40.1794 | 37.177 | 34.8432 | 33.5949 | 40.2379 | 39.4111 | 38.4769 | 37.4137 | 34.7305 | 33.4508 | 31.1682
TSO | - | 24 | 15 | 26 | 2025 | Winter | S, [%] | 1 | 1 | 22.22% | 20.55% | 19.52% | 19.06% | 19.02% | 20.6% | 29.52% | 30.12% | 31.69% | 31.49% | 32.27% | 34.2% | 31.78% | 32.67% | 30.23% | 28.33% | 27.31% | 32.71% | 32.04% | 31.28% | 30.42% | 28.24% | 27.2% | 25.34%
TSO | - | 24 | 26 | 15 | 2025 | Winter | S, [MVA] | 1 | 1 | 27.1896 | 25.1258 | 23.8444 | 23.2723 | 23.2178 | 25.1765 | 36.1664 | 36.8864 | 38.7918 | 38.5491 | 39.5066 | 41.8586 | 38.9127 | 39.9928 | 37.0138 | 34.6964 | 33.4555 | 40.0492 | 39.2297 | 38.3053 | 37.2544 | 34.5867 | 33.3159 | 31.0379
TSO | - | 24 | 26 | 15 | 2025 | Winter | S, [%] | 1 | 1 | 22.11% | 20.43% | 19.39% | 18.92% | 18.88% | 20.47% | 29.4% | 29.99% | 31.54% | 31.34% | 32.12% | 34.03% | 31.64% | 32.51% | 30.09% | 28.21% | 27.2% | 32.56% | 31.89% | 31.14% | 30.29% | 28.12% | 27.09% | 25.23%
TSO | - | 25 | 16 | 17 | 2025 | Winter | P, [MW] | 1 | 1 | 0.32338 | -1.4286 | -3.8502 | -3.6631 | -3.9613 | 0.16919 | 6.1826 | 12.8468 | 13.2418 | 12.3205 | 8.9585 | 9.7548 | 12.0969 | 8.727 | 8.8319 | 8.6455 | 8.9739 | 13.0934 | 12.5219 | 12.4858 | 11.5676 | 8.0979 | 6.0125 | 2.1514
TSO | - | 25 | 16 | 17 | 2025 | Winter | P, [%] | 1 | 1 | 0.2629% | 1.161% | 3.13% | 2.978% | 3.221% | 0.1376% | 5.027% | 10.44% | 10.77% | 10.02% | 7.283% | 7.931% | 9.835% | 7.095% | 7.18% | 7.029% | 7.296% | 10.65% | 10.18% | 10.15% | 9.405% | 6.584% | 4.888% | 1.749%
TSO | - | 25 | 17 | 16 | 2025 | Winter | P, [MW] | 1 | 1 | -0.32337 | 1.4287 | 3.851 | 3.6638 | 3.9621 | -0.16912 | -6.1806 | -12.8389 | -13.2334 | -12.3132 | -8.9546 | -9.7502 | -12.0899 | -8.7234 | -8.8281 | -8.6418 | -8.9698 | -13.0853 | -12.5144 | -12.4783 | -11.5609 | -8.0946 | -6.0106 | -2.1511
TSO | - | 25 | 17 | 16 | 2025 | Winter | P, [%] | 1 | 1 | 0.2629% | 1.162% | 3.131% | 2.979% | 3.221% | 0.1375% | 5.025% | 10.44% | 10.76% | 10.01% | 7.28% | 7.927% | 9.829% | 7.092% | 7.177% | 7.026% | 7.293% | 10.64% | 10.17% | 10.14% | 9.399% | 6.581% | 4.887% | 1.749%
TSO | - | 25 | 16 | 17 | 2025 | Winter | Q, [MVAr] | 1 | 1 | -0.2685 | 0.51086 | 0.39855 | 0.33064 | 0.6444 | 1.077 | 1.9144 | -0.19564 | 0.0018203 | 1.1234 | 0.026795 | 1.0331 | 0.68117 | 0.93074 | 1.1069 | 1.2797 | 2.1889 | 0.23275 | -0.25609 | 0.95997 | 2.3906 | 2.1022 | 1.7782 | 1.1938
TSO | - | 25 | 16 | 17 | 2025 | Winter | Q, [%] | 1 | 1 | 0.2183% | 0.4153% | 0.324% | 0.2688% | 0.5239% | 0.8756% | 1.556% | 0.1591% | 0.00148% | 0.9133% | 0.02178% | 0.8399% | 0.5538% | 0.7567% | 0.8999% | 1.04% | 1.78% | 0.1892% | 0.2082% | 0.7805% | 1.944% | 1.709% | 1.446% | 0.9705%
TSO | - | 25 | 17 | 16 | 2025 | Winter | Q, [MVAr] | 1 | 1 | 0.05261 | -0.7257 | -0.61095 | -0.5432 | -0.85649 | -1.2927 | -2.1261 | 0.0044701 | -0.19102 | -1.3161 | -0.23247 | -1.2357 | -0.87552 | -1.1366 | -1.3127 | -1.4859 | -2.3932 | -0.42324 | 0.06282 | -1.1528 | -2.5858 | -2.3086 | -1.9891 | -1.4091
TSO | - | 25 | 17 | 16 | 2025 | Winter | Q, [%] | 1 | 1 | 0.04277% | 0.59% | 0.4967% | 0.4416% | 0.6963% | 1.051% | 1.729% | 0.003634% | 0.1553% | 1.07% | 0.189% | 1.005% | 0.7118% | 0.9241% | 1.067% | 1.208% | 1.946% | 0.3441% | 0.05107% | 0.9372% | 2.102% | 1.877% | 1.617% | 1.146%
TSO | - | 25 | 16 | 17 | 2025 | Winter | S, [MVA] | 1 | 1 | 0.42032 | 1.5172 | 3.8708 | 3.678 | 4.0134 | 1.0902 | 6.4722 | 12.8483 | 13.2418 | 12.3716 | 8.9585 | 9.8094 | 12.116 | 8.7765 | 8.901 | 8.7397 | 9.237 | 13.0955 | 12.5245 | 12.5226 | 11.812 | 8.3664 | 6.27 | 2.4604
TSO | - | 25 | 16 | 17 | 2025 | Winter | S, [%] | 1 | 1 | 0.3417% | 1.233% | 3.147% | 2.99% | 3.263% | 0.8864% | 5.262% | 10.45% | 10.77% | 10.06% | 7.283% | 7.975% | 9.85% | 7.135% | 7.237% | 7.105% | 7.51% | 10.65% | 10.18% | 10.18% | 9.603% | 6.802% | 5.098% | 2%
TSO | - | 25 | 17 | 16 | 2025 | Winter | S, [MVA] | 1 | 1 | 0.32763 | 1.6024 | 3.8991 | 3.7038 | 4.0536 | 1.3037 | 6.5361 | 12.8389 | 13.2348 | 12.3833 | 8.9577 | 9.8282 | 12.1215 | 8.7971 | 8.9252 | 8.7686 | 9.2836 | 13.0921 | 12.5146 | 12.5314 | 11.8465 | 8.4174 | 6.3312 | 2.5715
TSO | - | 25 | 17 | 16 | 2025 | Winter | S, [%] | 1 | 1 | 0.2664% | 1.303% | 3.17% | 3.011% | 3.296% | 1.06% | 5.314% | 10.44% | 10.76% | 10.07% | 7.283% | 7.99% | 9.855% | 7.152% | 7.256% | 7.129% | 7.548% | 10.64% | 10.17% | 10.19% | 9.631% | 6.843% | 5.147% | 2.091%
TSO | - | 26 | 17 | 34 | 2025 | Winter | P, [MW] | 1 | 1 | -7.5815 | -9.1717 | -10.7023 | -10.7466 | -11.0342 | -7.6086 | -2.8135 | 2.9371 | 3.349 | 2.0286 | -0.023913 | 0.34206 | 3.1537 | -0.016052 | -0.18741 | -0.71624 | -1.2216 | 2.0493 | 2.2277 | 1.5953 | 0.56211 | -1.3966 | -2.7962 | -6.7098
TSO | - | 26 | 17 | 34 | 2025 | Winter | P, [%] | 1 | 1 | 6.164% | 7.457% | 8.701% | 8.737% | 8.971% | 6.186% | 2.287% | 2.388% | 2.723% | 1.649% | 0.01944% | 0.2781% | 2.564% | 0.01305% | 0.1524% | 0.5823% | 0.9931% | 1.666% | 1.811% | 1.297% | 0.457% | 1.135% | 2.273% | 5.455%
TSO | - | 26 | 34 | 17 | 2025 | Winter | P, [MW] | 1 | 1 | 7.5882 | 9.1818 | 10.7158 | 10.7601 | 11.0486 | 7.616 | 2.8155 | -2.9361 | -3.3476 | -2.0277 | 0.024062 | -0.34161 | -3.1523 | 0.016474 | 0.18799 | 0.71696 | 1.2229 | -2.0487 | -2.2271 | -1.5946 | -0.56077 | 1.3981 | 2.7982 | 6.7157
TSO | - | 26 | 34 | 17 | 2025 | Winter | P, [%] | 1 | 1 | 6.169% | 7.465% | 8.712% | 8.748% | 8.983% | 6.192% | 2.289% | 2.387% | 2.722% | 1.649% | 0.01956% | 0.2777% | 2.563% | 0.01339% | 0.1528% | 0.5829% | 0.9942% | 1.666% | 1.811% | 1.296% | 0.4559% | 1.137% | 2.275% | 5.46%
TSO | - | 26 | 17 | 34 | 2025 | Winter | Q, [MVAr] | 1 | 1 | 1.3989 | 2.1862 | 2.2064 | 2.0067 | 2.325 | 2.6152 | 3.0287 | 0.50422 | 0.56268 | 1.7838 | 0.90912 | 1.7434 | 1.4562 | 1.7043 | 2.0304 | 2.2085 | 2.9747 | 0.92588 | 0.54265 | 1.8242 | 3.1873 | 3.0892 | 3.0106 | 2.5475
TSO | - | 26 | 17 | 34 | 2025 | Winter | Q, [%] | 1 | 1 | 1.137% | 1.777% | 1.794% | 1.631% | 1.89% | 2.126% | 2.462% | 0.4099% | 0.4575% | 1.45% | 0.7391% | 1.417% | 1.184% | 1.386% | 1.651% | 1.796% | 2.418% | 0.7527% | 0.4412% | 1.483% | 2.591% | 2.512% | 2.448% | 2.071%
TSO | - | 26 | 34 | 17 | 2025 | Winter | Q, [MVAr] | 1 | 1 | -1.8746 | -2.6486 | -2.6563 | -2.4564 | -2.7715 | -3.0882 | -3.5265 | -1.0056 | -1.0625 | -2.2844 | -1.4145 | -2.2468 | -1.9563 | -2.2078 | -2.534 | -2.7113 | -3.4744 | -1.4294 | -1.047 | -2.3268 | -3.6867 | -3.5874 | -3.5055 | -3.0269
TSO | - | 26 | 34 | 17 | 2025 | Winter | Q, [%] | 1 | 1 | 1.524% | 2.153% | 2.16% | 1.997% | 2.253% | 2.511% | 2.867% | 0.8176% | 0.8638% | 1.857% | 1.15% | 1.827% | 1.59% | 1.795% | 2.06% | 2.204% | 2.825% | 1.162% | 0.8512% | 1.892% | 2.997% | 2.917% | 2.85% | 2.461%
TSO | - | 26 | 17 | 34 | 2025 | Winter | S, [MVA] | 1 | 1 | 7.7094 | 9.4287 | 10.9274 | 10.9323 | 11.2765 | 8.0455 | 4.1339 | 2.9801 | 3.3959 | 2.7013 | 0.90944 | 1.7766 | 3.4737 | 1.7044 | 2.039 | 2.3217 | 3.2158 | 2.2487 | 2.2928 | 2.4234 | 3.2365 | 3.3902 | 4.1088 | 7.1771
TSO | - | 26 | 17 | 34 | 2025 | Winter | S, [%] | 1 | 1 | 6.268% | 7.666% | 8.884% | 8.888% | 9.168% | 6.541% | 3.361% | 2.423% | 2.761% | 2.196% | 0.7394% | 1.444% | 2.824% | 1.386% | 1.658% | 1.888% | 2.614% | 1.828% | 1.864% | 1.97% | 2.631% | 2.756% | 3.34% | 5.835%
TSO | - | 26 | 34 | 17 | 2025 | Winter | S, [MVA] | 1 | 1 | 7.8163 | 9.5562 | 11.0401 | 11.0369 | 11.3909 | 8.2182 | 4.5126 | 3.1036 | 3.5122 | 3.0546 | 1.4147 | 2.2726 | 3.71 | 2.2079 | 2.5409 | 2.8045 | 3.6833 | 2.498 | 2.4609 | 2.8208 | 3.7291 | 3.8502 | 4.4853 | 7.3663
TSO | - | 26 | 34 | 17 | 2025 | Winter | S, [%] | 1 | 1 | 6.355% | 7.769% | 8.976% | 8.973% | 9.261% | 6.681% | 3.669% | 2.523% | 2.855% | 2.483% | 1.15% | 1.848% | 3.016% | 1.795% | 2.066% | 2.28% | 2.995% | 2.031% | 2.001% | 2.293% | 3.032% | 3.13% | 3.647% | 5.989%
TSO | - | 27 | 18 | 103 | 2025 | Winter | P, [MW] | 1 | 1 | 16.6412 | 14.2551 | 13.4702 | 12.7605 | 12.6936 | 14.5118 | 19.831 | 23.2397 | 25.7766 | 26.6165 | 25.9269 | 25.9227 | 25.2928 | 24.9589 | 23.8886 | 22.0116 | 21.9238 | 26.4054 | 26.5965 | 26.0173 | 24.9283 | 23.9001 | 21.7977 | 19.0788
TSO | - | 27 | 18 | 103 | 2025 | Winter | P, [%] | 1 | 1 | 13.53% | 11.59% | 10.95% | 10.37% | 10.32% | 11.8% | 16.12% | 18.89% | 20.96% | 21.64% | 21.08% | 21.08% | 20.56% | 20.29% | 19.42% | 17.9% | 17.82% | 21.47% | 21.62% | 21.15% | 20.27% | 19.43% | 17.72% | 15.51%
TSO | - | 27 | 103 | 18 | 2025 | Winter | P, [MW] | 1 | 1 | -16.6232 | -14.2413 | -13.4578 | -12.7494 | -12.6825 | -14.4978 | -19.807 | -23.207 | -25.7365 | -26.5722 | -25.8863 | -25.8816 | -25.2534 | -24.9204 | -23.8534 | -21.9817 | -21.8938 | -26.3635 | -26.5536 | -25.9758 | -24.8895 | -23.8643 | -21.7678 | -19.0556
TSO | - | 27 | 103 | 18 | 2025 | Winter | P, [%] | 1 | 1 | 13.51% | 11.58% | 10.94% | 10.37% | 10.31% | 11.79% | 16.1% | 18.87% | 20.92% | 21.6% | 21.05% | 21.04% | 20.53% | 20.26% | 19.39% | 17.87% | 17.8% | 21.43% | 21.59% | 21.12% | 20.24% | 19.4% | 17.7% | 15.49%
TSO | - | 27 | 18 | 103 | 2025 | Winter | Q, [MVAr] | 1 | 1 | -2.6058 | -3.2252 | -3.2047 | -2.9579 | -2.9532 | -2.8548 | 0.24109 | 2.0426 | 2.9801 | 4.2288 | 3.2462 | 3.2258 | 3.184 | 3.3638 | 2.4921 | 1.2003 | 1.0044 | 2.5185 | 2.7437 | 2.4255 | 2.2662 | 1.8451 | 0.058794 | -0.59423
TSO | - | 27 | 18 | 103 | 2025 | Winter | Q, [%] | 1 | 1 | 2.119% | 2.622% | 2.605% | 2.405% | 2.401% | 2.321% | 0.196% | 1.661% | 2.423% | 3.438% | 2.639% | 2.623% | 2.589% | 2.735% | 2.026% | 0.9759% | 0.8165% | 2.048% | 2.231% | 1.972% | 1.842% | 1.5% | 0.0478% | 0.4831%
TSO | - | 27 | 103 | 18 | 2025 | Winter | Q, [MVAr] | 1 | 1 | 2.4476 | 3.0567 | 3.0327 | 2.7813 | 2.7771 | 2.6869 | -0.38727 | -2.1631 | -3.0763 | -4.3051 | -3.3413 | -3.3164 | -3.279 | -3.4612 | -2.6005 | -1.325 | -1.125 | -2.6084 | -2.8292 | -2.5126 | -2.3582 | -1.9451 | -0.17756 | 0.45483
TSO | - | 27 | 103 | 18 | 2025 | Winter | Q, [%] | 1 | 1 | 1.99% | 2.485% | 2.466% | 2.261% | 2.258% | 2.184% | 0.3149% | 1.759% | 2.501% | 3.5% | 2.717% | 2.696% | 2.666% | 2.814% | 2.114% | 1.077% | 0.9147% | 2.121% | 2.3% | 2.043% | 1.917% | 1.581% | 0.1444% | 0.3698%
TSO | - | 27 | 18 | 103 | 2025 | Winter | S, [MVA] | 1 | 1 | 16.844 | 14.6154 | 13.8462 | 13.0988 | 13.0326 | 14.79 | 19.8325 | 23.3293 | 25.9483 | 26.9504 | 26.1293 | 26.1226 | 25.4924 | 25.1845 | 24.0182 | 22.0443 | 21.9468 | 26.5253 | 26.7376 | 26.1302 | 25.0311 | 23.9713 | 21.7978 | 19.088
TSO | - | 27 | 18 | 103 | 2025 | Winter | S, [%] | 1 | 1 | 13.69% | 11.88% | 11.26% | 10.65% | 10.6% | 12.02% | 16.12% | 18.97% | 21.1% | 21.91% | 21.24% | 21.24% | 20.73% | 20.48% | 19.53% | 17.92% | 17.84% | 21.57% | 21.74% | 21.24% | 20.35% | 19.49% | 17.72% | 15.52%
TSO | - | 27 | 103 | 18 | 2025 | Winter | S, [MVA] | 1 | 1 | 16.8024 | 14.5657 | 13.7953 | 13.0492 | 12.983 | 14.7447 | 19.8108 | 23.3076 | 25.9197 | 26.9187 | 26.1011 | 26.0932 | 25.4654 | 25.1596 | 23.9948 | 22.0216 | 21.9227 | 26.4922 | 26.7039 | 26.0971 | 25.0009 | 23.9434 | 21.7685 | 19.061
TSO | - | 27 | 103 | 18 | 2025 | Winter | S, [%] | 1 | 1 | 13.66% | 11.84% | 11.22% | 10.61% | 10.56% | 11.99% | 16.11% | 18.95% | 21.07% | 21.89% | 21.22% | 21.21% | 20.7% | 20.45% | 19.51% | 17.9% | 17.82% | 21.54% | 21.71% | 21.22% | 20.33% | 19.47% | 17.7% | 15.5%
TSO | - | 28 | 26 | 55 | 2025 | Winter | P, [MW] | 1 | 1 | 9.6681 | 7.9298 | 6.4887 | 6.4766 | 6.3426 | 9.441 | 26.1474 | 24.2583 | 22.9852 | 20.563 | 23.5323 | 28.0988 | 22.9395 | 25.3291 | 20.917 | 18.0976 | 16.3265 | 23.9945 | 21.2069 | 19.9328 | 18.1057 | 15.3332 | 14.2628 | 13.5009
TSO | - | 28 | 26 | 55 | 2025 | Winter | P, [%] | 1 | 1 | 7.86% | 6.447% | 5.275% | 5.266% | 5.157% | 7.676% | 21.26% | 19.72% | 18.69% | 16.72% | 19.13% | 22.84% | 18.65% | 20.59% | 17.01% | 14.71% | 13.27% | 19.51% | 17.24% | 16.21% | 14.72% | 12.47% | 11.6% | 10.98%
TSO | - | 28 | 55 | 26 | 2025 | Winter | P, [MW] | 1 | 1 | -9.5093 | -7.7449 | -6.3019 | -6.2932 | -6.1525 | -9.251 | -25.8254 | -24.0094 | -22.7721 | -20.3523 | -23.3072 | -27.769 | -22.6978 | -25.037 | -20.6933 | -17.9019 | -16.1286 | -23.7559 | -21.0015 | -19.7312 | -17.9007 | -15.1473 | -14.0721 | -13.2914
TSO | - | 28 | 55 | 26 | 2025 | Winter | P, [%] | 1 | 1 | 7.731% | 6.297% | 5.124% | 5.116% | 5.002% | 7.521% | 21% | 19.52% | 18.51% | 16.55% | 18.95% | 22.58% | 18.45% | 20.36% | 16.82% | 14.55% | 13.11% | 19.31% | 17.07% | 16.04% | 14.55% | 12.31% | 11.44% | 10.81%
TSO | - | 28 | 26 | 55 | 2025 | Winter | Q, [MVAr] | 1 | 1 | -19.4894 | -21.8703 | -22.4135 | -22.2101 | -22.6432 | -21.6114 | -16.8109 | -13.0351 | -11.1282 | -14.5668 | -11.6756 | -14.3734 | -14.2972 | -15.4031 | -15.4462 | -16.2225 | -18.0195 | -12.4325 | -13.3986 | -14.631 | -16.904 | -17.8887 | -19.0579 | -20.8328
TSO | - | 28 | 26 | 55 | 2025 | Winter | Q, [%] | 1 | 1 | 15.85% | 17.78% | 18.22% | 18.06% | 18.41% | 17.57% | 13.67% | 10.6% | 9.047% | 11.84% | 9.492% | 11.69% | 11.62% | 12.52% | 12.56% | 13.19% | 14.65% | 10.11% | 10.89% | 11.9% | 13.74% | 14.54% | 15.49% | 16.94%
TSO | - | 28 | 55 | 26 | 2025 | Winter | Q, [MVAr] | 1 | 1 | 18.7883 | 21.2738 | 21.8275 | 21.6117 | 22.0708 | 21.0301 | 16.6292 | 12.5915 | 10.5602 | 14.0133 | 11.1447 | 14.2099 | 13.8406 | 15.1187 | 14.9313 | 15.6192 | 17.4377 | 11.949 | 12.8067 | 14.0398 | 16.3423 | 17.2688 | 18.4614 | 20.3079
TSO | - | 28 | 55 | 26 | 2025 | Winter | Q, [%] | 1 | 1 | 15.28% | 17.3% | 17.75% | 17.57% | 17.94% | 17.1% | 13.52% | 10.24% | 8.586% | 11.39% | 9.061% | 11.55% | 11.25% | 12.29% | 12.14% | 12.7% | 14.18% | 9.715% | 10.41% | 11.41% | 13.29% | 14.04% | 15.01% | 16.51%
TSO | - | 28 | 26 | 55 | 2025 | Winter | S, [MVA] | 1 | 1 | 21.7557 | 23.2636 | 23.3338 | 23.1351 | 23.5147 | 23.5835 | 31.0853 | 27.5387 | 25.5374 | 25.1998 | 26.2695 | 31.5616 | 27.0301 | 29.6449 | 26.002 | 24.3041 | 24.3158 | 27.0241 | 25.085 | 24.7262 | 24.7702 | 23.5608 | 23.8041 | 24.8249
TSO | - | 28 | 26 | 55 | 2025 | Winter | S, [%] | 1 | 1 | 17.69% | 18.91% | 18.97% | 18.81% | 19.12% | 19.17% | 25.27% | 22.39% | 20.76% | 20.49% | 21.36% | 25.66% | 21.98% | 24.1% | 21.14% | 19.76% | 19.77% | 21.97% | 20.39% | 20.1% | 20.14% | 19.16% | 19.35% | 20.18%
TSO | - | 28 | 55 | 26 | 2025 | Winter | S, [MVA] | 1 | 1 | 21.0578 | 22.6398 | 22.719 | 22.5093 | 22.9123 | 22.9749 | 30.7162 | 27.1108 | 25.1016 | 24.7101 | 25.8347 | 31.1935 | 26.5848 | 29.2477 | 25.5178 | 23.7579 | 23.753 | 26.5918 | 24.5983 | 24.2165 | 24.2385 | 22.9707 | 23.213 | 24.2708
TSO | - | 28 | 55 | 26 | 2025 | Winter | S, [%] | 1 | 1 | 17.12% | 18.41% | 18.47% | 18.3% | 18.63% | 18.68% | 24.97% | 22.04% | 20.41% | 20.09% | 21% | 25.36% | 21.61% | 23.78% | 20.75% | 19.32% | 19.31% | 21.62% | 20% | 19.69% | 19.71% | 18.68% | 18.87% | 19.73%
TSO | - | 29 | 26 | 103 | 2025 | Winter | P, [MW] | 1 | 1 | -9.4069 | -8.5107 | -7.5067 | -7.6405 | -7.3218 | -8.4041 | -16.9007 | -15.0098 | -14.7513 | -13.5136 | -15.1263 | -17.5108 | -14.9746 | -16.3276 | -14.2392 | -13.4093 | -11.9212 | -15.0672 | -14.018 | -13.511 | -13.2373 | -11.5049 | -11.8009 | -11.5143
TSO | - | 29 | 26 | 103 | 2025 | Winter | P, [%] | 1 | 1 | 7.648% | 6.919% | 6.103% | 6.212% | 5.953% | 6.833% | 13.74% | 12.2% | 11.99% | 10.99% | 12.3% | 14.24% | 12.17% | 13.27% | 11.58% | 10.9% | 9.692% | 12.25% | 11.4% | 10.98% | 10.76% | 9.354% | 9.594% | 9.361%
TSO | - | 29 | 103 | 26 | 2025 | Winter | P, [MW] | 1 | 1 | 9.4278 | 8.5322 | 7.5272 | 7.6613 | 7.3433 | 8.4261 | 16.9456 | 15.0431 | 14.7819 | 13.5431 | 15.1583 | 17.5551 | 15.0086 | 16.3683 | 14.2714 | 13.4392 | 11.9484 | 15.1 | 14.0477 | 13.5403 | 13.2685 | 11.5317 | 11.8292 | 11.5443
TSO | - | 29 | 103 | 26 | 2025 | Winter | P, [%] | 1 | 1 | 7.665% | 6.937% | 6.12% | 6.229% | 5.97% | 6.85% | 13.78% | 12.23% | 12.02% | 11.01% | 12.32% | 14.27% | 12.2% | 13.31% | 11.6% | 10.93% | 9.714% | 12.28% | 11.42% | 11.01% | 10.79% | 9.375% | 9.617% | 9.386%
TSO | - | 29 | 26 | 103 | 2025 | Winter | Q, [MVAr] | 1 | 1 | 7.9809 | 9.0227 | 9.4226 | 9.4333 | 9.9211 | 9.3093 | 7.52 | 5.7191 | 4.5147 | 6.4323 | 4.5608 | 5.9467 | 5.9591 | 6.7106 | 6.5267 | 6.7908 | 7.6941 | 5.2826 | 5.7837 | 6.372 | 7.6072 | 8.1053 | 8.2914 | 9.277
TSO | - | 29 | 26 | 103 | 2025 | Winter | Q, [%] | 1 | 1 | 6.489% | 7.336% | 7.661% | 7.669% | 8.066% | 7.569% | 6.114% | 4.65% | 3.67% | 5.229% | 3.708% | 4.835% | 4.845% | 5.456% | 5.306% | 5.521% | 6.255% | 4.295% | 4.702% | 5.18% | 6.185% | 6.59% | 6.741% | 7.542%
TSO | - | 29 | 103 | 26 | 2025 | Winter | Q, [MVAr] | 1 | 1 | -8.3648 | -9.3965 | -9.7978 | -9.8079 | -10.2918 | -9.6826 | -7.8406 | -6.0859 | -4.8931 | -6.8029 | -4.9355 | -6.2743 | -6.3187 | -7.0463 | -6.8898 | -7.1583 | -8.0642 | -5.6536 | -6.1623 | -6.7459 | -7.9663 | -8.4754 | -8.6531 | -9.6283
TSO | - | 29 | 103 | 26 | 2025 | Winter | Q, [%] | 1 | 1 | 6.801% | 7.639% | 7.966% | 7.974% | 8.367% | 7.872% | 6.374% | 4.948% | 3.978% | 5.531% | 4.013% | 5.101% | 5.137% | 5.729% | 5.601% | 5.82% | 6.556% | 4.596% | 5.01% | 5.484% | 6.477% | 6.891% | 7.035% | 7.828%
TSO | - | 29 | 26 | 103 | 2025 | Winter | S, [MVA] | 1 | 1 | 12.3363 | 12.4032 | 12.0472 | 12.1394 | 12.3303 | 12.5416 | 18.4983 | 16.0625 | 15.4267 | 14.9664 | 15.7989 | 18.493 | 16.1168 | 17.6528 | 15.6637 | 15.0308 | 14.1885 | 15.9664 | 15.1642 | 14.9382 | 15.2674 | 14.0733 | 14.4225 | 14.7865
TSO | - | 29 | 26 | 103 | 2025 | Winter | S, [%] | 1 | 1 | 10.03% | 10.08% | 9.795% | 9.869% | 10.02% | 10.2% | 15.04% | 13.06% | 12.54% | 12.17% | 12.84% | 15.03% | 13.1% | 14.35% | 12.73% | 12.22% | 11.54% | 12.98% | 12.33% | 12.14% | 12.41% | 11.44% | 11.73% | 12.02%
TSO | - | 29 | 103 | 26 | 2025 | Winter | S, [MVA] | 1 | 1 | 12.6037 | 12.6923 | 12.3554 | 12.4455 | 12.643 | 12.8356 | 18.6716 | 16.2276 | 15.5707 | 15.1557 | 15.9415 | 18.6427 | 16.2844 | 17.8205 | 15.8475 | 15.2268 | 14.4151 | 16.1236 | 15.3399 | 15.1277 | 15.4762 | 14.3112 | 14.6563 | 15.0325
TSO | - | 29 | 103 | 26 | 2025 | Winter | S, [%] | 1 | 1 | 10.25% | 10.32% | 10.05% | 10.12% | 10.28% | 10.44% | 15.18% | 13.19% | 12.66% | 12.32% | 12.96% | 15.16% | 13.24% | 14.49% | 12.88% | 12.38% | 11.72% | 13.11% | 12.47% | 12.3% | 12.58% | 11.64% | 11.92% | 12.22%
TSO | - | 30 | 29 | 34 | 2025 | Winter | P, [MW] | 1 | 1 | -45.0713 | -43.0855 | -41.7983 | -41.5087 | -41.3245 | -46.0417 | -49.2324 | -55.7722 | -55.3424 | -52.7842 | -51.8667 | -51.0526 | -54.4036 | -51.8944 | -52.2928 | -52.3356 | -51.9992 | -54.6087 | -55.2206 | -53.9673 | -53.1001 | -50.738 | -49.8661 | -45.3815
TSO | - | 30 | 29 | 34 | 2025 | Winter | P, [%] | 1 | 1 | 36.64% | 35.03% | 33.98% | 33.75% | 33.6% | 37.43% | 40.03% | 45.34% | 44.99% | 42.91% | 42.17% | 41.51% | 44.23% | 42.19% | 42.51% | 42.55% | 42.28% | 44.4% | 44.89% | 43.88% | 43.17% | 41.25% | 40.54% | 36.9%
TSO | - | 30 | 34 | 29 | 2025 | Winter | P, [MW] | 1 | 1 | 45.3282 | 43.3235 | 42.0239 | 41.7318 | 41.5472 | 46.3111 | 49.5431 | 56.1516 | 55.7197 | 53.1399 | 52.204 | 51.3897 | 54.7756 | 52.2405 | 52.6392 | 52.6807 | 52.3435 | 54.9707 | 55.5865 | 54.3239 | 53.454 | 51.0636 | 50.1773 | 45.6447
TSO | - | 30 | 34 | 29 | 2025 | Winter | P, [%] | 1 | 1 | 36.85% | 35.22% | 34.17% | 33.93% | 33.78% | 37.65% | 40.28% | 45.65% | 45.3% | 43.2% | 42.44% | 41.78% | 44.53% | 42.47% | 42.8% | 42.83% | 42.56% | 44.69% | 45.19% | 44.17% | 43.46% | 41.52% | 40.79% | 37.11%
TSO | - | 30 | 29 | 34 | 2025 | Winter | Q, [MVAr] | 1 | 1 | -19.1229 | -18.9003 | -18.7532 | -18.7595 | -19.0544 | -19.7023 | -22.2424 | -21.206 | -21.7286 | -23.2728 | -21.9961 | -23.591 | -22.9682 | -23.5182 | -22.7962 | -22.3898 | -22.8253 | -20.5651 | -19.961 | -20.9118 | -22.2035 | -21.7479 | -20.5371 | -19.9282
TSO | - | 30 | 29 | 34 | 2025 | Winter | Q, [%] | 1 | 1 | 15.55% | 15.37% | 15.25% | 15.25% | 15.49% | 16.02% | 18.08% | 17.24% | 17.67% | 18.92% | 17.88% | 19.18% | 18.67% | 19.12% | 18.53% | 18.2% | 18.56% | 16.72% | 16.23% | 17% | 18.05% | 17.68% | 16.7% | 16.2%
TSO | - | 30 | 34 | 29 | 2025 | Winter | Q, [MVAr] | 1 | 1 | 19.5598 | 19.272 | 19.0823 | 19.0797 | 19.3737 | 20.1837 | 22.8633 | 22.0676 | 22.5833 | 24.0528 | 22.709 | 24.3048 | 23.8041 | 24.2631 | 23.5417 | 23.1308 | 23.5649 | 21.365 | 20.7735 | 21.6932 | 22.9769 | 22.4226 | 21.1622 | 20.387
TSO | - | 30 | 34 | 29 | 2025 | Winter | Q, [%] | 1 | 1 | 15.9% | 15.67% | 15.51% | 15.51% | 15.75% | 16.41% | 18.59% | 17.94% | 18.36% | 19.56% | 18.46% | 19.76% | 19.35% | 19.73% | 19.14% | 18.81% | 19.16% | 17.37% | 16.89% | 17.64% | 18.68% | 18.23% | 17.21% | 16.57%
TSO | - | 30 | 29 | 34 | 2025 | Winter | S, [MVA] | 1 | 1 | 48.9602 | 47.0488 | 45.8124 | 45.551 | 45.5059 | 50.0801 | 54.0236 | 59.6677 | 59.4551 | 57.687 | 56.3381 | 56.2397 | 59.0533 | 56.9749 | 57.0457 | 56.9238 | 56.7883 | 58.3526 | 58.7176 | 57.8773 | 57.5554 | 55.2025 | 53.9296 | 49.5642
TSO | - | 30 | 29 | 34 | 2025 | Winter | S, [%] | 1 | 1 | 39.81% | 38.25% | 37.25% | 37.03% | 37% | 40.72% | 43.92% | 48.51% | 48.34% | 46.9% | 45.8% | 45.72% | 48.01% | 46.32% | 46.38% | 46.28% | 46.17% | 47.44% | 47.74% | 47.05% | 46.79% | 44.88% | 43.85% | 40.3%
TSO | - | 30 | 34 | 29 | 2025 | Winter | S, [MVA] | 1 | 1 | 49.3684 | 47.4166 | 46.1535 | 45.8866 | 45.8423 | 50.5183 | 54.5641 | 60.3322 | 60.1223 | 58.33 | 56.9295 | 56.8474 | 59.7244 | 57.6001 | 57.6636 | 57.5351 | 57.4034 | 58.9767 | 59.3413 | 58.4952 | 58.1831 | 55.7697 | 54.4574 | 49.9907
TSO | - | 30 | 34 | 29 | 2025 | Winter | S, [%] | 1 | 1 | 40.14% | 38.55% | 37.52% | 37.31% | 37.27% | 41.07% | 44.36% | 49.05% | 48.88% | 47.42% | 46.28% | 46.22% | 48.56% | 46.83% | 46.88% | 46.78% | 46.67% | 47.95% | 48.24% | 47.56% | 47.3% | 45.34% | 44.27% | 40.64%
TSO | - | 31 | 34 | 35 | 2025 | Winter | P, [MW] | 1 | 1 | 23.1127 | 22.1716 | 20.6018 | 20.3456 | 20.4539 | 24.2867 | 30.9617 | 37.6319 | 37.9163 | 36.8074 | 33.8788 | 34.1696 | 36.289 | 33.3928 | 32.2115 | 32.138 | 32.2811 | 36.8232 | 35.8025 | 35.589 | 34.5196 | 31.7877 | 29.8575 | 25.0057
TSO | - | 31 | 34 | 35 | 2025 | Winter | P, [%] | 1 | 1 | 18.79% | 18.03% | 16.75% | 16.54% | 16.63% | 19.75% | 25.17% | 30.6% | 30.83% | 29.92% | 27.54% | 27.78% | 29.5% | 27.15% | 26.19% | 26.13% | 26.24% | 29.94% | 29.11% | 28.93% | 28.06% | 25.84% | 24.27% | 20.33%
TSO | - | 31 | 35 | 34 | 2025 | Winter | P, [MW] | 1 | 1 | -23.0098 | -22.071 | -20.5071 | -20.2517 | -20.3587 | -24.1731 | -30.8139 | -37.4531 | -37.7325 | -36.6285 | -33.724 | -34.0095 | -36.1173 | -33.2396 | -32.0646 | -31.99 | -32.1278 | -36.649 | -35.637 | -35.4181 | -34.3484 | -31.6359 | -29.7163 | -24.8916
TSO | - | 31 | 35 | 34 | 2025 | Winter | P, [%] | 1 | 1 | 18.71% | 17.94% | 16.67% | 16.46% | 16.55% | 19.65% | 25.05% | 30.45% | 30.68% | 29.78% | 27.42% | 27.65% | 29.36% | 27.02% | 26.07% | 26.01% | 26.12% | 29.8% | 28.97% | 28.8% | 27.93% | 25.72% | 24.16% | 20.24%
TSO | - | 31 | 34 | 35 | 2025 | Winter | Q, [MVAr] | 1 | 1 | 22.8399 | 23.1791 | 23.2822 | 23.3406 | 23.5229 | 23.9782 | 24.0382 | 21.1615 | 21.808 | 22.4588 | 21.6141 | 22.3383 | 21.7279 | 21.9044 | 22.183 | 22.5356 | 23.4581 | 21.4926 | 21.174 | 22.6711 | 24.2019 | 23.749 | 23.8338 | 23.3921
TSO | - | 31 | 34 | 35 | 2025 | Winter | Q, [%] | 1 | 1 | 18.57% | 18.84% | 18.93% | 18.98% | 19.12% | 19.49% | 19.54% | 17.2% | 17.73% | 18.26% | 17.57% | 18.16% | 17.66% | 17.81% | 18.03% | 18.32% | 19.07% | 17.47% | 17.21% | 18.43% | 19.68% | 19.31% | 19.38% | 19.02%
TSO | - | 31 | 35 | 34 | 2025 | Winter | Q, [MVAr] | 1 | 1 | -22.9186 | -23.264 | -23.3869 | -23.4476 | -23.6254 | -24.0198 | -23.9688 | -20.9871 | -21.6163 | -22.283 | -21.5222 | -22.2274 | -21.5775 | -21.817 | -22.1176 | -22.466 | -23.3693 | -21.3345 | -21.0461 | -22.5238 | -24.0523 | -23.6643 | -23.7841 | -23.4332
TSO | - | 31 | 35 | 34 | 2025 | Winter | Q, [%] | 1 | 1 | 18.63% | 18.91% | 19.01% | 19.06% | 19.21% | 19.53% | 19.49% | 17.06% | 17.57% | 18.12% | 17.5% | 18.07% | 17.54% | 17.74% | 17.98% | 18.27% | 19% | 17.35% | 17.11% | 18.31% | 19.55% | 19.24% | 19.34% | 19.05%
TSO | - | 31 | 34 | 35 | 2025 | Winter | S, [MVA] | 1 | 1 | 32.494 | 32.0757 | 31.0885 | 30.9633 | 31.1719 | 34.1291 | 39.1977 | 43.1737 | 43.7406 | 43.1182 | 40.1864 | 40.8236 | 42.2965 | 39.936 | 39.1109 | 39.2518 | 39.9043 | 42.6366 | 41.5952 | 42.1967 | 42.1585 | 39.6797 | 38.2037 | 34.2414
TSO | - | 31 | 34 | 35 | 2025 | Winter | S, [%] | 1 | 1 | 26.42% | 26.08% | 25.28% | 25.17% | 25.34% | 27.75% | 31.87% | 35.1% | 35.56% | 35.06% | 32.67% | 33.19% | 34.39% | 32.47% | 31.8% | 31.91% | 32.44% | 34.66% | 33.82% | 34.31% | 34.28% | 32.26% | 31.06% | 27.84%
TSO | - | 31 | 35 | 34 | 2025 | Winter | S, [MVA] | 1 | 1 | 32.4764 | 32.0678 | 31.1045 | 30.9826 | 31.1871 | 34.0777 | 39.0384 | 42.9324 | 43.4857 | 42.874 | 40.0065 | 40.6289 | 42.0719 | 39.7599 | 38.9529 | 39.0907 | 39.7281 | 42.4065 | 41.3876 | 41.9733 | 41.9324 | 39.5073 | 38.0624 | 34.1864
TSO | - | 31 | 35 | 34 | 2025 | Winter | S, [%] | 1 | 1 | 26.4% | 26.07% | 25.29% | 25.19% | 25.36% | 27.71% | 31.74% | 34.9% | 35.35% | 34.86% | 32.53% | 33.03% | 34.2% | 32.33% | 31.67% | 31.78% | 32.3% | 34.48% | 33.65% | 34.12% | 34.09% | 32.12% | 30.95% | 27.79%
TSO | - | 32 | 35 | 36 | 2025 | Winter | P, [MW] | 1 | 1 | 3.4705 | 3.4045 | 3.048 | 3.0987 | 3.4272 | 4.9021 | 3.9594 | 8.153 | 7.6959 | 6.014 | 6.2017 | 4.6847 | 7.4212 | 5.3267 | 6.1926 | 6.483 | 5.9357 | 7.5337 | 8.0578 | 8.236 | 7.2759 | 6.7046 | 6.3437 | 3.3779
TSO | - | 32 | 35 | 36 | 2025 | Winter | P, [%] | 1 | 1 | 2.822% | 2.768% | 2.478% | 2.519% | 2.786% | 3.985% | 3.219% | 6.628% | 6.257% | 4.889% | 5.042% | 3.809% | 6.034% | 4.331% | 5.035% | 5.271% | 4.826% | 6.125% | 6.551% | 6.696% | 5.915% | 5.451% | 5.157% | 2.746%
TSO | - | 32 | 36 | 35 | 2025 | Winter | P, [MW] | 1 | 1 | -3.4354 | -3.3709 | -3.0142 | -3.0646 | -3.3923 | -4.8649 | -3.9156 | -8.1089 | -7.649 | -5.9622 | -6.1562 | -4.6356 | -7.3707 | -5.2776 | -6.1458 | -6.4376 | -5.8884 | -7.4923 | -8.0168 | -8.1901 | -7.2284 | -6.6594 | -6.3023 | -3.3402
TSO | - | 32 | 36 | 35 | 2025 | Winter | P, [%] | 1 | 1 | 2.793% | 2.741% | 2.451% | 2.492% | 2.758% | 3.955% | 3.183% | 6.593% | 6.219% | 4.847% | 5.005% | 3.769% | 5.992% | 4.291% | 4.997% | 5.234% | 4.787% | 6.091% | 6.518% | 6.659% | 5.877% | 5.414% | 5.124% | 2.716%
TSO | - | 32 | 35 | 36 | 2025 | Winter | Q, [MVAr] | 1 | 1 | 19.4696 | 19.0109 | 19.1337 | 19.1946 | 19.3722 | 19.7667 | 21.8633 | 20.761 | 21.6591 | 23.3964 | 21.833 | 23.0737 | 22.6925 | 22.9314 | 22.1601 | 21.6905 | 22.3183 | 20.2881 | 19.9949 | 21.2044 | 21.9282 | 21.5402 | 20.5879 | 20.2368
TSO | - | 32 | 35 | 36 | 2025 | Winter | Q, [%] | 1 | 1 | 15.83% | 15.46% | 15.56% | 15.61% | 15.75% | 16.07% | 17.78% | 16.88% | 17.61% | 19.02% | 17.75% | 18.76% | 18.45% | 18.64% | 18.02% | 17.63% | 18.14% | 16.49% | 16.26% | 17.24% | 17.83% | 17.51% | 16.74% | 16.45%
TSO | - | 32 | 36 | 35 | 2025 | Winter | Q, [MVAr] | 1 | 1 | -19.7226 | -19.2679 | -19.3896 | -19.4496 | -19.6241 | -20.0111 | -22.0884 | -20.9856 | -21.8732 | -23.5924 | -22.0534 | -23.2804 | -22.8944 | -23.1385 | -22.3755 | -21.9107 | -22.5304 | -20.5224 | -20.2316 | -21.4227 | -22.1394 | -21.7589 | -20.8194 | -20.4805
TSO | - | 32 | 36 | 35 | 2025 | Winter | Q, [%] | 1 | 1 | 16.03% | 15.66% | 15.76% | 15.81% | 15.95% | 16.27% | 17.96% | 17.06% | 17.78% | 19.18% | 17.93% | 18.93% | 18.61% | 18.81% | 18.19% | 17.81% | 18.32% | 16.68% | 16.45% | 17.42% | 18% | 17.69% | 16.93% | 16.65%
TSO | - | 32 | 35 | 36 | 2025 | Winter | S, [MVA] | 1 | 1 | 19.7765 | 19.3133 | 19.3749 | 19.4431 | 19.673 | 20.3655 | 22.2189 | 22.3045 | 22.9858 | 24.157 | 22.6967 | 23.5445 | 23.8752 | 23.542 | 23.0091 | 22.6386 | 23.0941 | 21.6417 | 21.5575 | 22.7477 | 23.1038 | 22.5595 | 21.5431 | 20.5168
TSO | - | 32 | 35 | 36 | 2025 | Winter | S, [%] | 1 | 1 | 16.08% | 15.7% | 15.75% | 15.81% | 15.99% | 16.56% | 18.06% | 18.13% | 18.69% | 19.64% | 18.45% | 19.14% | 19.41% | 19.14% | 18.71% | 18.41% | 18.78% | 17.59% | 17.53% | 18.49% | 18.78% | 18.34% | 17.51% | 16.68%
TSO | - | 32 | 36 | 35 | 2025 | Winter | S, [MVA] | 1 | 1 | 20.0196 | 19.5605 | 19.6225 | 19.6895 | 19.9151 | 20.594 | 22.4328 | 22.4978 | 23.1721 | 24.3341 | 22.8965 | 23.7375 | 24.0517 | 23.7328 | 23.2042 | 22.8369 | 23.2871 | 21.8473 | 21.762 | 22.935 | 23.2895 | 22.7551 | 21.7524 | 20.7511
TSO | - | 32 | 36 | 35 | 2025 | Winter | S, [%] | 1 | 1 | 16.28% | 15.9% | 15.95% | 16.01% | 16.19% | 16.74% | 18.24% | 18.29% | 18.84% | 19.78% | 18.62% | 19.3% | 19.55% | 19.29% | 18.87% | 18.57% | 18.93% | 17.76% | 17.69% | 18.65% | 18.93% | 18.5% | 17.68% | 16.87%
TSO | - | 33 | 42 | 72 | 2025 | Winter | P, [MW] | 1 | 1 | -16.4671 | -13.8101 | -11.7317 | -11.6817 | -11.5973 | -19.215 | -35.4517 | -35.2678 | -33.4422 | -29.7146 | -31.3623 | -34.7102 | -30.9372 | -31.7187 | -28.3227 | -24.7145 | -22.9548 | -32.3745 | -29.8891 | -28.9691 | -26.8285 | -23.7668 | -22.8685 | -20.2591
TSO | - | 33 | 42 | 72 | 2025 | Winter | P, [%] | 1 | 1 | 18.3% | 15.34% | 13.04% | 12.98% | 12.89% | 21.35% | 39.39% | 39.19% | 37.16% | 33.02% | 34.85% | 38.57% | 34.37% | 35.24% | 31.47% | 27.46% | 25.51% | 35.97% | 33.21% | 32.19% | 29.81% | 26.41% | 25.41% | 22.51%
TSO | - | 33 | 72 | 42 | 2025 | Winter | P, [MW] | 1 | 1 | 16.7437 | 14.0975 | 12.007 | 11.9549 | 11.8764 | 19.5861 | 36.1354 | 35.8816 | 33.9748 | 30.1749 | 31.8442 | 35.3242 | 31.4335 | 32.2525 | 28.7661 | 25.0888 | 23.32 | 32.8937 | 30.3457 | 29.4152 | 27.2505 | 24.1362 | 23.2438 | 20.6148
TSO | - | 33 | 72 | 42 | 2025 | Winter | P, [%] | 1 | 1 | 18.6% | 15.66% | 13.34% | 13.28% | 13.2% | 21.76% | 40.15% | 39.87% | 37.75% | 33.53% | 35.38% | 39.25% | 34.93% | 35.84% | 31.96% | 27.88% | 25.91% | 36.55% | 33.72% | 32.68% | 30.28% | 26.82% | 25.83% | 22.91%
TSO | - | 33 | 42 | 72 | 2025 | Winter | Q, [MVAr] | 1 | 1 | 18.0467 | 20.4956 | 21.0894 | 21.0106 | 21.3172 | 20.567 | 16.6678 | 12.4233 | 10.0641 | 12.1994 | 11.1705 | 13.7805 | 12.7868 | 14.0478 | 13.9644 | 15.0022 | 16.6454 | 11.9926 | 12.2836 | 12.9275 | 14.6481 | 15.6911 | 17.1865 | 18.9263
TSO | - | 33 | 42 | 72 | 2025 | Winter | Q, [%] | 1 | 1 | 20.05% | 22.77% | 23.43% | 23.35% | 23.69% | 22.85% | 18.52% | 13.8% | 11.18% | 13.55% | 12.41% | 15.31% | 14.21% | 15.61% | 15.52% | 16.67% | 18.49% | 13.33% | 13.65% | 14.36% | 16.28% | 17.43% | 19.1% | 21.03%
TSO | - | 33 | 72 | 42 | 2025 | Winter | Q, [MVAr] | 1 | 1 | -18.408 | -20.817 | -21.4339 | -21.3601 | -21.6506 | -20.7029 | -16.1593 | -12.0867 | -9.9132 | -12.1862 | -11.1358 | -13.4402 | -12.7014 | -13.8771 | -13.992 | -15.1763 | -16.8256 | -11.8732 | -12.2991 | -12.9521 | -14.7074 | -15.8594 | -17.3342 | -19.1093
TSO | - | 33 | 72 | 42 | 2025 | Winter | Q, [%] | 1 | 1 | 20.45% | 23.13% | 23.82% | 23.73% | 24.06% | 23% | 17.95% | 13.43% | 11.01% | 13.54% | 12.37% | 14.93% | 14.11% | 15.42% | 15.55% | 16.86% | 18.7% | 13.19% | 13.67% | 14.39% | 16.34% | 17.62% | 19.26% | 21.23%
TSO | - | 33 | 42 | 72 | 2025 | Winter | S, [MVA] | 1 | 1 | 24.4305 | 24.7142 | 24.1329 | 24.0397 | 24.2677 | 28.1464 | 39.1744 | 37.3919 | 34.9237 | 32.1214 | 33.2922 | 37.3457 | 33.4756 | 34.6903 | 31.5782 | 28.9115 | 28.3548 | 34.5244 | 32.3147 | 31.7227 | 30.5669 | 28.4793 | 28.6067 | 27.7243
TSO | - | 33 | 42 | 72 | 2025 | Winter | S, [%] | 1 | 1 | 27.15% | 27.46% | 26.81% | 26.71% | 26.96% | 31.27% | 43.53% | 41.55% | 38.8% | 35.69% | 36.99% | 41.5% | 37.2% | 38.54% | 35.09% | 32.12% | 31.51% | 38.36% | 35.91% | 35.25% | 33.96% | 31.64% | 31.79% | 30.8%
TSO | - | 33 | 72 | 42 | 2025 | Winter | S, [MVA] | 1 | 1 | 24.8839 | 25.1413 | 24.5678 | 24.478 | 24.6941 | 28.4996 | 39.584 | 37.8626 | 35.3915 | 32.5427 | 33.7352 | 37.7946 | 33.9026 | 35.1112 | 31.9885 | 29.3218 | 28.7563 | 34.971 | 32.7434 | 32.1405 | 30.9661 | 28.8804 | 28.9957 | 28.1094
TSO | - | 33 | 72 | 42 | 2025 | Winter | S, [%] | 1 | 1 | 27.65% | 27.93% | 27.3% | 27.2% | 27.44% | 31.67% | 43.98% | 42.07% | 39.32% | 36.16% | 37.48% | 41.99% | 37.67% | 39.01% | 35.54% | 32.58% | 31.95% | 38.86% | 36.38% | 35.71% | 34.41% | 32.09% | 32.22% | 31.23%
TSO | - | 34 | 72 | 103 | 2025 | Winter | P, [MW] | 1 | 1 | -1.202 | -2.2177 | -2.1182 | -3.0514 | -2.2205 | -2.8051 | 0.65584 | 1.0611 | 3.7287 | 5.6763 | 5.0417 | 4.9734 | 3.8551 | 3.7037 | 3.6567 | 1.2363 | -0.086303 | 1.8172 | 2.4844 | 1.1607 | -1.5213 | -1.2339 | -2.1293 | -2.1237
TSO | - | 34 | 72 | 103 | 2025 | Winter | P, [%] | 1 | 1 | 0.4886% | 0.9015% | 0.8611% | 1.24% | 0.9026% | 1.14% | 0.2666% | 0.4313% | 1.516% | 2.307% | 2.049% | 2.022% | 1.567% | 1.506% | 1.486% | 0.5026% | 0.03508% | 0.7387% | 1.01% | 0.4718% | 0.6184% | 0.5016% | 0.8656% | 0.8633%
TSO | - | 34 | 103 | 72 | 2025 | Winter | P, [MW] | 1 | 1 | 1.2411 | 2.2684 | 2.1695 | 3.1055 | 2.2746 | 2.8547 | -0.63215 | -1.0524 | -3.7222 | -5.665 | -5.0334 | -4.9603 | -3.8441 | -3.6906 | -3.6419 | -1.2196 | 0.10748 | -1.8126 | -2.4805 | -1.1552 | 1.5319 | 1.2489 | 2.152 | 2.151
TSO | - | 34 | 103 | 72 | 2025 | Winter | P, [%] | 1 | 1 | 0.5045% | 0.9221% | 0.8819% | 1.262% | 0.9246% | 1.16% | 0.257% | 0.4278% | 1.513% | 2.303% | 2.046% | 2.016% | 1.563% | 1.5% | 1.48% | 0.4958% | 0.04369% | 0.7368% | 1.008% | 0.4696% | 0.6227% | 0.5077% | 0.8748% | 0.8744%
TSO | - | 34 | 72 | 103 | 2025 | Winter | Q, [MVAr] | 1 | 1 | -19.8993 | -22.2688 | -22.3589 | -22.8458 | -22.892 | -22.0108 | -16.0139 | -10.0442 | -7.9515 | -9.6687 | -8.4661 | -11.0482 | -10.4983 | -11.5312 | -12.3134 | -13.4939 | -15.0259 | -7.3711 | -6.5033 | -8.1072 | -10.8103 | -12.6845 | -15.29 | -16.6223
TSO | - | 34 | 72 | 103 | 2025 | Winter | Q, [%] | 1 | 1 | 8.089% | 9.052% | 9.089% | 9.287% | 9.306% | 8.947% | 6.51% | 4.083% | 3.232% | 3.93% | 3.442% | 4.491% | 4.268% | 4.687% | 5.005% | 5.485% | 6.108% | 2.996% | 2.644% | 3.296% | 4.394% | 5.156% | 6.215% | 6.757%
TSO | - | 34 | 103 | 72 | 2025 | Winter | Q, [MVAr] | 1 | 1 | 18.6221 | 21.0594 | 21.1595 | 21.6552 | 21.7062 | 20.795 | 14.6258 | 8.5761 | 6.466 | 8.2373 | 6.9839 | 9.6026 | 9.0547 | 10.0988 | 10.8914 | 12.0903 | 13.6609 | 5.8798 | 5.0171 | 6.6481 | 9.3983 | 11.3009 | 13.9453 | 15.3092
TSO | - | 34 | 103 | 72 | 2025 | Winter | Q, [%] | 1 | 1 | 7.57% | 8.561% | 8.601% | 8.803% | 8.824% | 8.453% | 5.945% | 3.486% | 2.628% | 3.349% | 2.839% | 3.903% | 3.681% | 4.105% | 4.427% | 4.915% | 5.553% | 2.39% | 2.039% | 2.702% | 3.82% | 4.594% | 5.669% | 6.223%
TSO | - | 34 | 72 | 103 | 2025 | Winter | S, [MVA] | 1 | 1 | 19.9356 | 22.3789 | 22.459 | 23.0487 | 22.9995 | 22.1888 | 16.0273 | 10.1001 | 8.7823 | 11.2117 | 9.8536 | 12.1159 | 11.1837 | 12.1114 | 12.8449 | 13.5504 | 15.0262 | 7.5918 | 6.9616 | 8.1899 | 10.9168 | 12.7444 | 15.4376 | 16.7574
TSO | - | 34 | 72 | 103 | 2025 | Winter | S, [%] | 1 | 1 | 8.104% | 9.097% | 9.13% | 9.369% | 9.349% | 9.02% | 6.515% | 4.106% | 3.57% | 4.558% | 4.006% | 4.925% | 4.546% | 4.923% | 5.222% | 5.508% | 6.108% | 3.086% | 2.83% | 3.329% | 4.438% | 5.181% | 6.275% | 6.812%
TSO | - | 34 | 103 | 72 | 2025 | Winter | S, [MVA] | 1 | 1 | 18.6634 | 21.1812 | 21.2704 | 21.8768 | 21.8251 | 20.9901 | 14.6395 | 8.6404 | 7.4609 | 9.9973 | 8.6087 | 10.808 | 9.8369 | 10.752 | 11.4842 | 12.1516 | 13.6613 | 6.1529 | 5.5968 | 6.7478 | 9.5223 | 11.3697 | 14.1104 | 15.4595
TSO | - | 34 | 103 | 72 | 2025 | Winter | S, [%] | 1 | 1 | 7.587% | 8.61% | 8.646% | 8.893% | 8.872% | 8.533% | 5.951% | 3.512% | 3.033% | 4.064% | 3.499% | 4.394% | 3.999% | 4.371% | 4.668% | 4.94% | 5.553% | 2.501% | 2.275% | 2.743% | 3.871% | 4.622% | 5.736% | 6.284%
TSO | - | 36 | 1 | 2 | 2025 | Winter | P, [MW] | 1 | 1 | 21.6275 | 20.4904 | 19.2414 | 18.9722 | 18.6636 | 19.9458 | 23.8685 | 26.2936 | 28.5486 | 29.0672 | 28.0774 | 28.2982 | 28.5066 | 28.5733 | 27.0823 | 26.3187 | 26.8356 | 30.3833 | 29.7011 | 28.8713 | 28.677 | 26.5981 | 25.2191 | 23.597
TSO | - | 36 | 1 | 2 | 2025 | Winter | P, [%] | 1 | 1 | 54.07% | 51.23% | 48.1% | 47.43% | 46.66% | 49.86% | 59.67% | 65.73% | 71.37% | 72.67% | 70.19% | 70.75% | 71.27% | 71.43% | 67.71% | 65.8% | 67.09% | 75.96% | 74.25% | 72.18% | 71.69% | 66.5% | 63.05% | 58.99%
TSO | - | 36 | 2 | 1 | 2025 | Winter | P, [MW] | 1 | 1 | -21.5742 | -20.4422 | -19.1985 | -18.9304 | -18.6229 | -19.9001 | -23.8044 | -26.2167 | -28.4582 | -28.9735 | -27.99 | -28.2094 | -28.4165 | -28.4827 | -27.0007 | -26.2415 | -26.7555 | -30.281 | -29.6033 | -28.7788 | -28.5856 | -26.5192 | -25.1477 | -23.5342
TSO | - | 36 | 2 | 1 | 2025 | Winter | P, [%] | 1 | 1 | 53.94% | 51.11% | 48% | 47.33% | 46.56% | 49.75% | 59.51% | 65.54% | 71.15% | 72.43% | 69.97% | 70.52% | 71.04% | 71.21% | 67.5% | 65.6% | 66.89% | 75.7% | 74.01% | 71.95% | 71.46% | 66.3% | 62.87% | 58.84%
TSO | - | 36 | 1 | 2 | 2025 | Winter | Q, [MVAr] | 1 | 1 | -1.8878 | -2.3399 | -2.7866 | -2.7912 | -2.9676 | -2.3577 | -0.86431 | 1.143 | 2.3487 | 2.7304 | 2.1266 | 2.2911 | 2.1973 | 2.2058 | 1.1988 | 0.5313 | 0.81435 | 2.5047 | 2.1284 | 1.7703 | 1.1803 | 0.35071 | -0.55432 | -1.144
TSO | - | 36 | 1 | 2 | 2025 | Winter | Q, [%] | 1 | 1 | 4.719% | 5.85% | 6.966% | 6.978% | 7.419% | 5.894% | 2.161% | 2.858% | 5.872% | 6.826% | 5.316% | 5.728% | 5.493% | 5.514% | 2.997% | 1.328% | 2.036% | 6.262% | 5.321% | 4.426% | 2.951% | 0.8768% | 1.386% | 2.86%
TSO | - | 36 | 2 | 1 | 2025 | Winter | Q, [MVAr] | 1 | 1 | 3.4681 | 3.7701 | 4.0611 | 4.0311 | 4.1731 | 3.7141 | 2.7651 | 1.1361 | 0.33211 | 0.048089 | 0.46711 | 0.34309 | 0.4761 | 0.48009 | 1.2191 | 1.7581 | 1.5631 | 0.53109 | 0.77408 | 0.97408 | 1.5321 | 1.9901 | 2.6711 | 3.0071
TSO | - | 36 | 2 | 1 | 2025 | Winter | Q, [%] | 1 | 1 | 8.67% | 9.425% | 10.15% | 10.08% | 10.43% | 9.285% | 6.913% | 2.84% | 0.8303% | 0.1202% | 1.168% | 0.8577% | 1.19% | 1.2% | 3.048% | 4.395% | 3.908% | 1.328% | 1.935% | 2.435% | 3.83% | 4.975% | 6.678% | 7.518%
TSO | - | 36 | 1 | 2 | 2025 | Winter | S, [MVA] | 1 | 1 | 21.7097 | 20.6236 | 19.4422 | 19.1764 | 18.898 | 20.0847 | 23.8841 | 26.3184 | 28.6451 | 29.1951 | 28.1578 | 28.3908 | 28.5912 | 28.6583 | 27.1088 | 26.3241 | 26.848 | 30.4864 | 29.7773 | 28.9255 | 28.7013 | 26.6005 | 25.2252 | 23.6247
TSO | - | 36 | 1 | 2 | 2025 | Winter | S, [%] | 1 | 1 | 54.27% | 51.56% | 48.61% | 47.94% | 47.25% | 50.21% | 59.71% | 65.8% | 71.61% | 72.99% | 70.39% | 70.98% | 71.48% | 71.65% | 67.77% | 65.81% | 67.12% | 76.22% | 74.44% | 72.31% | 71.75% | 66.5% | 63.06% | 59.06%
TSO | - | 36 | 2 | 1 | 2025 | Winter | S, [MVA] | 1 | 1 | 21.8512 | 20.7869 | 19.6233 | 19.3548 | 19.0848 | 20.2437 | 23.9645 | 26.2413 | 28.4602 | 28.9736 | 27.9939 | 28.2115 | 28.4205 | 28.4868 | 27.0282 | 26.3004 | 26.8011 | 30.2857 | 29.6134 | 28.7952 | 28.6266 | 26.5938 | 25.2892 | 23.7255
TSO | - | 36 | 2 | 1 | 2025 | Winter | S, [%] | 1 | 1 | 54.63% | 51.97% | 49.06% | 48.39% | 47.71% | 50.61% | 59.91% | 65.6% | 71.15% | 72.43% | 69.98% | 70.53% | 71.05% | 71.22% | 67.57% | 65.75% | 67% | 75.71% | 74.03% | 71.99% | 71.57% | 66.48% | 63.22% | 59.31%
TSO | - | 38 | 8 | 72 | 2025 | Winter | P, [MW] | 1 | 1 | 52.0419 | 39.5783 | 35.8018 | 34.8802 | 35.4551 | 42.7219 | 68.9355 | 80.1794 | 85.8824 | 87.9855 | 84.0623 | 82.1348 | 79.444 | 81.7471 | 76.8064 | 71.3345 | 68.8351 | 89.9991 | 85.4854 | 84.9424 | 80.712 | 74.2591 | 67.6996 | 61.5314
TSO | - | 38 | 8 | 72 | 2025 | Winter | P, [%] | 1 | 1 | 17.35% | 13.19% | 11.93% | 11.63% | 11.82% | 14.24% | 22.98% | 26.73% | 28.63% | 29.33% | 28.02% | 27.38% | 26.48% | 27.25% | 25.6% | 23.78% | 22.95% | 30% | 28.5% | 28.31% | 26.9% | 24.75% | 22.57% | 20.51%
TSO | - | 38 | 72 | 8 | 2025 | Winter | P, [MW] | 1 | 1 | -52.0116 | -39.5535 | -35.7788 | -34.8571 | -35.4317 | -42.6952 | -68.8905 | -80.1253 | -85.8228 | -87.9205 | -84.0061 | -82.0786 | -79.3907 | -81.6906 | -76.7563 | -71.2899 | -68.7908 | -89.9334 | -85.426 | -84.8822 | -80.6542 | -74.2086 | -67.6558 | -61.4921
TSO | - | 38 | 72 | 8 | 2025 | Winter | P, [%] | 1 | 1 | 17.34% | 13.18% | 11.93% | 11.62% | 11.81% | 14.23% | 22.96% | 26.71% | 28.61% | 29.31% | 28% | 27.36% | 26.46% | 27.23% | 25.59% | 23.76% | 22.93% | 29.98% | 28.48% | 28.29% | 26.88% | 24.74% | 22.55% | 20.5%
TSO | - | 38 | 8 | 72 | 2025 | Winter | Q, [MVAr] | 1 | 1 | -29.9033 | -36.1353 | -37.055 | -37.9779 | -37.918 | -35.8796 | -28.9936 | -21.7316 | -17.8339 | -20.4851 | -14.4549 | -19.8642 | -20.5385 | -20.7848 | -19.7552 | -21.5827 | -25.7593 | -18.9444 | -17.6179 | -19.74 | -24.464 | -25.1784 | -26.3958 | -29.7772
TSO | - | 38 | 8 | 72 | 2025 | Winter | Q, [%] | 1 | 1 | 9.968% | 12.05% | 12.35% | 12.66% | 12.64% | 11.96% | 9.665% | 7.244% | 5.945% | 6.828% | 4.818% | 6.621% | 6.846% | 6.928% | 6.585% | 7.194% | 8.586% | 6.315% | 5.873% | 6.58% | 8.155% | 8.393% | 8.799% | 9.926%
TSO | - | 38 | 72 | 8 | 2025 | Winter | Q, [MVAr] | 1 | 1 | 31.1887 | 37.1867 | 38.0331 | 38.9577 | 38.9147 | 37.0163 | 30.9052 | 24.0295 | 20.3702 | 23.2505 | 16.8428 | 22.2506 | 22.8036 | 23.1861 | 21.8832 | 23.4811 | 27.6426 | 21.7359 | 20.1421 | 22.3017 | 26.9203 | 27.3241 | 28.2578 | 31.4487
TSO | - | 38 | 72 | 8 | 2025 | Winter | Q, [%] | 1 | 1 | 10.4% | 12.4% | 12.68% | 12.99% | 12.97% | 12.34% | 10.3% | 8.01% | 6.79% | 7.75% | 5.614% | 7.417% | 7.601% | 7.729% | 7.294% | 7.827% | 9.214% | 7.245% | 6.714% | 7.434% | 8.973% | 9.108% | 9.419% | 10.48%
TSO | - | 38 | 8 | 72 | 2025 | Winter | S, [MVA] | 1 | 1 | 60.0213 | 53.5929 | 51.5252 | 51.565 | 51.9118 | 55.7899 | 74.7846 | 83.0722 | 87.7146 | 90.3388 | 85.2961 | 84.5027 | 82.0559 | 84.348 | 79.3063 | 74.528 | 73.497 | 91.9714 | 87.2819 | 87.206 | 84.3381 | 78.4115 | 72.6634 | 68.3579
TSO | - | 38 | 8 | 72 | 2025 | Winter | S, [%] | 1 | 1 | 20.01% | 17.86% | 17.18% | 17.19% | 17.3% | 18.6% | 24.93% | 27.69% | 29.24% | 30.11% | 28.43% | 28.17% | 27.35% | 28.12% | 26.44% | 24.84% | 24.5% | 30.66% | 29.09% | 29.07% | 28.11% | 26.14% | 24.22% | 22.79%
TSO | - | 38 | 72 | 8 | 2025 | Winter | S, [MVA] | 1 | 1 | 60.6461 | 54.2893 | 52.2172 | 52.2755 | 52.6284 | 56.5073 | 75.5052 | 83.651 | 88.2071 | 90.9428 | 85.678 | 85.0411 | 82.6008 | 84.9173 | 79.8149 | 75.0573 | 74.1369 | 92.5228 | 87.7684 | 87.763 | 85.0282 | 79.0792 | 73.3199 | 69.0674
TSO | - | 38 | 72 | 8 | 2025 | Winter | S, [%] | 1 | 1 | 20.22% | 18.1% | 17.41% | 17.43% | 17.54% | 18.84% | 25.17% | 27.88% | 29.4% | 30.31% | 28.56% | 28.35% | 27.53% | 28.31% | 26.6% | 25.02% | 24.71% | 30.84% | 29.26% | 29.25% | 28.34% | 26.36% | 24.44% | 23.02%
TSO | - | 41 | 11 | 12 | 2025 | Winter | P, [MW] | 1 | 1 | 190.0052 | 169.7207 | 158.9436 | 154.1717 | 147.7397 | 162.7659 | 225.9114 | 247.0986 | 266.2952 | 265.8296 | 276.7347 | 284.3476 | 273.401 | 275.1586 | 258.2082 | 247.6689 | 249.7489 | 301.634 | 294.173 | 291.1546 | 290.8742 | 271.091 | 254.425 | 225.9912
TSO | - | 41 | 11 | 12 | 2025 | Winter | P, [%] | 1 | 1 | 31.67% | 28.29% | 26.49% | 25.7% | 24.62% | 27.13% | 37.65% | 41.18% | 44.38% | 44.3% | 46.12% | 47.39% | 45.57% | 45.86% | 43.03% | 41.28% | 41.62% | 50.27% | 49.03% | 48.53% | 48.48% | 45.18% | 42.4% | 37.67%
TSO | - | 41 | 12 | 11 | 2025 | Winter | P, [MW] | 1 | 1 | -189.8749 | -169.6126 | -158.848 | -154.0812 | -147.6559 | -162.6666 | -225.7385 | -246.897 | -266.0627 | -265.5915 | -276.4833 | -284.0785 | -273.1501 | -274.9044 | -257.9836 | -247.461 | -249.5339 | -301.334 | -293.8861 | -290.8691 | -290.5843 | -270.8374 | -254.1995 | -225.811
TSO | - | 41 | 12 | 11 | 2025 | Winter | P, [%] | 1 | 1 | 31.65% | 28.27% | 26.47% | 25.68% | 24.61% | 27.11% | 37.62% | 41.15% | 44.34% | 44.27% | 46.08% | 47.35% | 45.53% | 45.82% | 43% | 41.24% | 41.59% | 50.22% | 48.98% | 48.48% | 48.43% | 45.14% | 42.37% | 37.64%
TSO | - | 41 | 11 | 12 | 2025 | Winter | Q, [MVAr] | 1 | 1 | -23.137 | -29.8426 | -28.9353 | -30.5686 | -31.2703 | -29.4609 | -5.2572 | 12.5039 | 20.9872 | 28.1218 | 32.824 | 32.501 | 35.156 | 30.0744 | 27.4819 | 16.9875 | 15.4771 | 40.6419 | 40.8227 | 41.9475 | 32.4443 | 18.7613 | 9.399 | 1.7809
TSO | - | 41 | 11 | 12 | 2025 | Winter | Q, [%] | 1 | 1 | 3.856% | 4.974% | 4.823% | 5.095% | 5.212% | 4.91% | 0.8762% | 2.084% | 3.498% | 4.687% | 5.471% | 5.417% | 5.859% | 5.012% | 4.58% | 2.831% | 2.58% | 6.774% | 6.804% | 6.991% | 5.407% | 3.127% | 1.567% | 0.2968%
TSO | - | 41 | 12 | 11 | 2025 | Winter | Q, [MVAr] | 1 | 1 | 30.9227 | 36.3056 | 34.6457 | 35.975 | 36.2802 | 35.4007 | 15.5916 | -0.4555 | -7.0906 | -13.8849 | -17.796 | -16.4147 | -20.1597 | -14.8785 | -14.057 | -4.5601 | -2.6279 | -22.7145 | -23.6739 | -24.8804 | -15.1215 | -3.6039 | 4.0816 | 8.9958
TSO | - | 41 | 12 | 11 | 2025 | Winter | Q, [%] | 1 | 1 | 5.154% | 6.051% | 5.774% | 5.996% | 6.047% | 5.9% | 2.599% | 0.07592% | 1.182% | 2.314% | 2.966% | 2.736% | 3.36% | 2.48% | 2.343% | 0.76% | 0.438% | 3.786% | 3.946% | 4.147% | 2.52% | 0.6006% | 0.6803% | 1.499%
TSO | - | 41 | 11 | 12 | 2025 | Winter | S, [MVA] | 1 | 1 | 191.4087 | 172.3244 | 161.5559 | 157.173 | 151.0128 | 165.4107 | 225.9726 | 247.4148 | 267.121 | 267.313 | 278.6746 | 286.199 | 275.652 | 276.7972 | 259.6666 | 248.2508 | 250.228 | 304.3597 | 296.992 | 294.1609 | 292.678 | 271.7394 | 254.5986 | 225.9983
TSO | - | 41 | 11 | 12 | 2025 | Winter | S, [%] | 1 | 1 | 31.9% | 28.72% | 26.93% | 26.2% | 25.17% | 27.57% | 37.66% | 41.24% | 44.52% | 44.55% | 46.45% | 47.7% | 45.94% | 46.13% | 43.28% | 41.38% | 41.7% | 50.73% | 49.5% | 49.03% | 48.78% | 45.29% | 42.43% | 37.67%
TSO | - | 41 | 12 | 11 | 2025 | Winter | S, [MVA] | 1 | 1 | 192.3764 | 173.4547 | 162.5823 | 158.2252 | 152.0478 | 166.4741 | 226.2763 | 246.8974 | 266.1572 | 265.9542 | 277.0554 | 284.5523 | 273.893 | 275.3067 | 258.3663 | 247.503 | 249.5477 | 302.1889 | 294.8381 | 291.9313 | 290.9775 | 270.8614 | 254.2323 | 225.9901
TSO | - | 41 | 12 | 11 | 2025 | Winter | S, [%] | 1 | 1 | 32.06% | 28.91% | 27.1% | 26.37% | 25.34% | 27.75% | 37.71% | 41.15% | 44.36% | 44.33% | 46.18% | 47.43% | 45.65% | 45.88% | 43.06% | 41.25% | 41.59% | 50.36% | 49.14% | 48.66% | 48.5% | 45.14% | 42.37% | 37.67%
TSO | - | 44 | 13 | 14 | 2025 | Winter | P, [MW] | 1 | 1 | 32.4224 | 33.5506 | 32.1133 | 30.6568 | 28.8176 | 30.0907 | 38.0317 | 34.4836 | 37.3252 | 37.4559 | 42.3727 | 47.9303 | 43.8888 | 44.2401 | 41.1515 | 39.3787 | 41.0346 | 44.2068 | 44.2382 | 43.364 | 44.9497 | 43.0636 | 42.3332 | 37.8897
TSO | - | 44 | 13 | 14 | 2025 | Winter | P, [%] | 1 | 1 | 8.106% | 8.388% | 8.028% | 7.664% | 7.204% | 7.523% | 9.508% | 8.621% | 9.331% | 9.364% | 10.59% | 11.98% | 10.97% | 11.06% | 10.29% | 9.845% | 10.26% | 11.05% | 11.06% | 10.84% | 11.24% | 10.77% | 10.58% | 9.472%
TSO | - | 44 | 14 | 13 | 2025 | Winter | P, [MW] | 1 | 1 | -32.4177 | -33.5456 | -32.1087 | -30.6526 | -28.8139 | -30.0866 | -38.0251 | -34.4782 | -37.3189 | -37.4495 | -42.3647 | -47.92 | -43.8801 | -44.2313 | -41.1439 | -39.3717 | -41.027 | -44.198 | -44.2294 | -43.3556 | -44.9406 | -43.0553 | -42.3252 | -37.8832
TSO | - | 44 | 14 | 13 | 2025 | Winter | P, [%] | 1 | 1 | 8.104% | 8.386% | 8.027% | 7.663% | 7.203% | 7.522% | 9.506% | 8.62% | 9.33% | 9.362% | 10.59% | 11.98% | 10.97% | 11.06% | 10.29% | 9.843% | 10.26% | 11.05% | 11.06% | 10.84% | 11.24% | 10.76% | 10.58% | 9.471%
TSO | - | 44 | 13 | 14 | 2025 | Winter | Q, [MVAr] | 1 | 1 | -0.37227 | -0.38524 | -0.36872 | -0.35198 | -0.33086 | -0.34551 | -0.43686 | -0.39596 | -0.42859 | -0.43011 | -0.48657 | -0.55041 | -0.50398 | -0.50802 | -0.47255 | -0.45217 | -0.47119 | -0.50762 | -0.50798 | -0.49794 | -0.51615 | -0.49449 | -0.4861 | -0.43507
TSO | - | 44 | 13 | 14 | 2025 | Winter | Q, [%] | 1 | 1 | 0.09307% | 0.09631% | 0.09218% | 0.08799% | 0.08271% | 0.08638% | 0.1092% | 0.09899% | 0.1071% | 0.1075% | 0.1216% | 0.1376% | 0.126% | 0.127% | 0.1181% | 0.113% | 0.1178% | 0.1269% | 0.127% | 0.1245% | 0.129% | 0.1236% | 0.1215% | 0.1088%
TSO | - | 44 | 14 | 13 | 2025 | Winter | Q, [MVAr] | 1 | 1 | 0.78416 | 0.82631 | 0.77278 | 0.72018 | 0.65617 | 0.70023 | 1.0037 | 0.86195 | 0.97461 | 0.97996 | 1.1904 | 1.451 | 1.259 | 1.2752 | 1.1363 | 1.0599 | 1.1312 | 1.2737 | 1.2752 | 1.2351 | 1.3082 | 1.2214 | 1.1886 | 0.99773
TSO | - | 44 | 14 | 13 | 2025 | Winter | Q, [%] | 1 | 1 | 0.196% | 0.2066% | 0.1932% | 0.18% | 0.164% | 0.1751% | 0.2509% | 0.2155% | 0.2437% | 0.245% | 0.2976% | 0.3628% | 0.3148% | 0.3188% | 0.2841% | 0.265% | 0.2828% | 0.3184% | 0.3188% | 0.3088% | 0.3271% | 0.3054% | 0.2971% | 0.2494%
TSO | - | 44 | 13 | 14 | 2025 | Winter | S, [MVA] | 1 | 1 | 32.4246 | 33.5529 | 32.1154 | 30.6589 | 28.8195 | 30.0927 | 38.0342 | 34.4858 | 37.3276 | 37.4583 | 42.3755 | 47.9335 | 43.8917 | 44.243 | 41.1542 | 39.3813 | 41.0373 | 44.2098 | 44.2411 | 43.3669 | 44.9526 | 43.0665 | 42.336 | 37.8922
TSO | - | 44 | 13 | 14 | 2025 | Winter | S, [%] | 1 | 1 | 8.106% | 8.388% | 8.029% | 7.665% | 7.205% | 7.523% | 9.509% | 8.621% | 9.332% | 9.365% | 10.59% | 11.98% | 10.97% | 11.06% | 10.29% | 9.845% | 10.26% | 11.05% | 11.06% | 10.84% | 11.24% | 10.77% | 10.58% | 9.473%
TSO | - | 44 | 14 | 13 | 2025 | Winter | S, [MVA] | 1 | 1 | 32.4272 | 33.5557 | 32.118 | 30.6611 | 28.8213 | 30.0948 | 38.0384 | 34.489 | 37.3316 | 37.4624 | 42.3814 | 47.9419 | 43.8982 | 44.2497 | 41.1596 | 39.386 | 41.0426 | 44.2164 | 44.2477 | 43.3731 | 44.9596 | 43.0726 | 42.3418 | 37.8964
TSO | - | 44 | 14 | 13 | 2025 | Winter | S, [%] | 1 | 1 | 8.107% | 8.389% | 8.029% | 7.665% | 7.205% | 7.524% | 9.51% | 8.622% | 9.333% | 9.366% | 10.6% | 11.99% | 10.97% | 11.06% | 10.29% | 9.846% | 10.26% | 11.05% | 11.06% | 10.84% | 11.24% | 10.77% | 10.59% | 9.474%
TSO | - | 45 | 13 | 15 | 2025 | Winter | P, [MW] | 1 | 1 | 126.0015 | 109.5389 | 101.6991 | 97.6094 | 96.4481 | 106.9756 | 166.6671 | 171.5329 | 187.0725 | 192.9978 | 196.9507 | 206.2867 | 191.0821 | 196.7642 | 183.0538 | 168.2554 | 164.7292 | 203.1492 | 195.2444 | 190.7401 | 184.0365 | 171.8711 | 160.9691 | 146.465
TSO | - | 45 | 13 | 15 | 2025 | Winter | P, [%] | 1 | 1 | 21% | 18.26% | 16.95% | 16.27% | 16.07% | 17.83% | 27.78% | 28.59% | 31.18% | 32.17% | 32.83% | 34.38% | 31.85% | 32.79% | 30.51% | 28.04% | 27.45% | 33.86% | 32.54% | 31.79% | 30.67% | 28.65% | 26.83% | 24.41%
TSO | - | 45 | 15 | 13 | 2025 | Winter | P, [MW] | 1 | 1 | -125.9508 | -109.4946 | -101.6587 | -97.571 | -96.4103 | -106.9335 | -166.5929 | -171.459 | -186.9862 | -192.9038 | -196.8554 | -206.1804 | -190.9902 | -196.6664 | -182.9683 | -168.1813 | -164.6559 | -203.0473 | -195.1499 | -190.6482 | -183.9484 | -171.7925 | -160.897 | -146.4022
TSO | - | 45 | 15 | 13 | 2025 | Winter | P, [%] | 1 | 1 | 20.99% | 18.25% | 16.94% | 16.26% | 16.07% | 17.82% | 27.77% | 28.58% | 31.16% | 32.15% | 32.81% | 34.36% | 31.83% | 32.78% | 30.49% | 28.03% | 27.44% | 33.84% | 32.52% | 31.77% | 30.66% | 28.63% | 26.82% | 24.4%
TSO | - | 45 | 13 | 15 | 2025 | Winter | Q, [MVAr] | 1 | 1 | -54.6723 | -64.083 | -65.4183 | -65.9655 | -65.8044 | -62.5665 | -35.3362 | -16.7399 | -6.015 | -5.8579 | -3.8819 | -9.7351 | -10.8316 | -12.4729 | -17.4622 | -25.6814 | -31.1605 | -5.9103 | -4.8274 | -10.1122 | -19.0445 | -25.3755 | -37.0715 | -44.1557
TSO | - | 45 | 13 | 15 | 2025 | Winter | Q, [%] | 1 | 1 | 9.112% | 10.68% | 10.9% | 10.99% | 10.97% | 10.43% | 5.889% | 2.79% | 1.003% | 0.9763% | 0.647% | 1.623% | 1.805% | 2.079% | 2.91% | 4.28% | 5.193% | 0.985% | 0.8046% | 1.685% | 3.174% | 4.229% | 6.179% | 7.359%
TSO | - | 45 | 15 | 13 | 2025 | Winter | Q, [MVAr] | 1 | 1 | 58.5371 | 67.4613 | 68.5048 | 68.8929 | 68.6903 | 65.778 | 40.9968 | 22.384 | 12.6008 | 13.0308 | 11.1535 | 17.8457 | 17.8437 | 19.9358 | 23.9888 | 31.3405 | 36.7484 | 13.6803 | 12.0374 | 17.1181 | 25.7677 | 31.3729 | 42.5699 | 48.9409
TSO | - | 45 | 15 | 13 | 2025 | Winter | Q, [%] | 1 | 1 | 9.756% | 11.24% | 11.42% | 11.48% | 11.45% | 10.96% | 6.833% | 3.731% | 2.1% | 2.172% | 1.859% | 2.974% | 2.974% | 3.323% | 3.998% | 5.223% | 6.125% | 2.28% | 2.006% | 2.853% | 4.295% | 5.229% | 7.095% | 8.157%
TSO | - | 45 | 13 | 15 | 2025 | Winter | S, [MVA] | 1 | 1 | 137.3515 | 126.907 | 120.9226 | 117.8094 | 116.7582 | 123.9288 | 170.3718 | 172.3478 | 187.1692 | 193.0867 | 196.9889 | 206.5163 | 191.3888 | 197.1591 | 183.8848 | 170.2041 | 167.6505 | 203.2351 | 195.3041 | 191.0079 | 185.0193 | 173.7343 | 165.1828 | 152.9762
TSO | - | 45 | 13 | 15 | 2025 | Winter | S, [%] | 1 | 1 | 22.89% | 21.15% | 20.15% | 19.63% | 19.46% | 20.65% | 28.4% | 28.72% | 31.19% | 32.18% | 32.83% | 34.42% | 31.9% | 32.86% | 30.65% | 28.37% | 27.94% | 33.87% | 32.55% | 31.83% | 30.84% | 28.96% | 27.53% | 25.5%
TSO | - | 45 | 15 | 13 | 2025 | Winter | S, [MVA] | 1 | 1 | 138.8891 | 128.6083 | 122.5863 | 119.4418 | 118.3778 | 125.5449 | 171.5632 | 172.9139 | 187.4103 | 193.3434 | 197.1711 | 206.9512 | 191.8219 | 197.6742 | 184.5341 | 171.0765 | 168.7069 | 203.5077 | 195.5208 | 191.4152 | 185.7444 | 174.6337 | 166.4333 | 154.3659
TSO | - | 45 | 15 | 13 | 2025 | Winter | S, [%] | 1 | 1 | 23.15% | 21.43% | 20.43% | 19.91% | 19.73% | 20.92% | 28.59% | 28.82% | 31.24% | 32.22% | 32.86% | 34.49% | 31.97% | 32.95% | 30.76% | 28.51% | 28.12% | 33.92% | 32.59% | 31.9% | 30.96% | 29.11% | 27.74% | 25.73%
TSO | - | 47 | 19 | 20 | 2025 | Winter | P, [MW] | 1 | 1 | 4.282 | 4.2978 | 4.2467 | 4.1687 | 4.5338 | 4.2127 | 4.3382 | 3.3753 | 2.8901 | 2.5572 | 3.0307 | 3.4381 | 3.8022 | 4.2105 | 4.1113 | 3.6132 | 3.5903 | 3.9686 | 3.9297 | 3.794 | 3.9034 | 4.383 | 4.4432 | 4.1322
TSO | - | 47 | 19 | 20 | 2025 | Winter | P, [%] | 1 | 1 | 21.41% | 21.49% | 21.23% | 20.84% | 22.67% | 21.06% | 21.69% | 16.88% | 14.45% | 12.79% | 15.15% | 17.19% | 19.01% | 21.05% | 20.56% | 18.07% | 17.95% | 19.84% | 19.65% | 18.97% | 19.52% | 21.91% | 22.22% | 20.66%
TSO | - | 47 | 20 | 19 | 2025 | Winter | P, [MW] | 1 | 1 | -4.2768 | -4.2926 | -4.2416 | -4.1638 | -4.5281 | -4.2078 | -4.3329 | -3.3721 | -2.8877 | -2.5553 | -3.0281 | -3.4347 | -3.7979 | -4.2053 | -4.1066 | -3.6096 | -3.5866 | -3.9639 | -3.9251 | -3.7897 | -3.8991 | -4.3776 | -4.4377 | -4.1274
TSO | - | 47 | 20 | 19 | 2025 | Winter | P, [%] | 1 | 1 | 21.38% | 21.46% | 21.21% | 20.82% | 22.64% | 21.04% | 21.66% | 16.86% | 14.44% | 12.78% | 15.14% | 17.17% | 18.99% | 21.03% | 20.53% | 18.05% | 17.93% | 19.82% | 19.63% | 18.95% | 19.5% | 21.89% | 22.19% | 20.64%
TSO | - | 47 | 19 | 20 | 2025 | Winter | Q, [MVAr] | 1 | 1 | -0.073087 | -0.072088 | -0.073642 | -0.076346 | -0.055812 | -0.068319 | -0.070896 | -0.10479 | -0.11869 | -0.12696 | -0.1149 | -0.66856 | -0.84511 | -0.83018 | -0.079674 | -0.097228 | -0.29251 | -0.86103 | -0.86242 | -0.86721 | -0.10921 | -0.091087 | -0.088662 | -0.10068
TSO | - | 47 | 19 | 20 | 2025 | Winter | Q, [%] | 1 | 1 | 0.3654% | 0.3604% | 0.3682% | 0.3817% | 0.2791% | 0.3416% | 0.3545% | 0.524% | 0.5934% | 0.6348% | 0.5745% | 3.343% | 4.226% | 4.151% | 0.3984% | 0.4861% | 1.463% | 4.305% | 4.312% | 4.336% | 0.5461% | 0.4554% | 0.4433% | 0.5034%
TSO | - | 47 | 20 | 19 | 2025 | Winter | Q, [MVAr] | 1 | 1 | 0.15695 | 0.15658 | 0.15614 | 0.15586 | 0.14981 | 0.14951 | 0.15697 | 0.15697 | 0.15698 | 0.15697 | 0.15699 | 0.72498 | 0.91499 | 0.91498 | 0.157 | 0.15699 | 0.35197 | 0.93698 | 0.93698 | 0.93698 | 0.17897 | 0.17897 | 0.17897 | 0.17883
TSO | - | 47 | 20 | 19 | 2025 | Winter | Q, [%] | 1 | 1 | 0.7847% | 0.7829% | 0.7807% | 0.7793% | 0.7491% | 0.7476% | 0.7848% | 0.7848% | 0.7849% | 0.7849% | 0.785% | 3.625% | 4.575% | 4.575% | 0.785% | 0.785% | 1.76% | 4.685% | 4.685% | 4.685% | 0.8948% | 0.8949% | 0.8949% | 0.8942%
TSO | - | 47 | 19 | 20 | 2025 | Winter | S, [MVA] | 1 | 1 | 4.2826 | 4.2984 | 4.2473 | 4.1694 | 4.5342 | 4.2133 | 4.3388 | 3.3769 | 2.8925 | 2.5603 | 3.0329 | 3.5025 | 3.8949 | 4.2915 | 4.1121 | 3.6146 | 3.6022 | 4.0609 | 4.0232 | 3.8918 | 3.905 | 4.3839 | 4.4441 | 4.1334
TSO | - | 47 | 19 | 20 | 2025 | Winter | S, [%] | 1 | 1 | 21.41% | 21.49% | 21.24% | 20.85% | 22.67% | 21.07% | 21.69% | 16.88% | 14.46% | 12.8% | 15.16% | 17.51% | 19.47% | 21.46% | 20.56% | 18.07% | 18.01% | 20.3% | 20.12% | 19.46% | 19.52% | 21.92% | 22.22% | 20.67%
TSO | - | 47 | 20 | 19 | 2025 | Winter | S, [MVA] | 1 | 1 | 4.2797 | 4.2954 | 4.2445 | 4.1668 | 4.5305 | 4.2104 | 4.3358 | 3.3758 | 2.892 | 2.5602 | 3.0322 | 3.5103 | 3.9065 | 4.3037 | 4.1096 | 3.613 | 3.6038 | 4.0732 | 4.0354 | 3.9038 | 3.9033 | 4.3812 | 4.4413 | 4.1313
TSO | - | 47 | 20 | 19 | 2025 | Winter | S, [%] | 1 | 1 | 21.4% | 21.48% | 21.22% | 20.83% | 22.65% | 21.05% | 21.68% | 16.88% | 14.46% | 12.8% | 15.16% | 17.55% | 19.53% | 21.52% | 20.55% | 18.06% | 18.02% | 20.37% | 20.18% | 19.52% | 19.52% | 21.91% | 22.21% | 20.66%
TSO | - | 48 | 19 | 21 | 2025 | Winter | P, [MW] | 1 | 1 | 7.3101 | 6.9018 | 6.4311 | 6.3293 | 6.1295 | 6.6165 | 9.8521 | 11.0477 | 11.751 | 11.8682 | 11.2659 | 11.7949 | 11.9499 | 11.9865 | 10.7537 | 10.0827 | 10.4197 | 12.4009 | 11.6004 | 11.3589 | 11.2021 | 10.3286 | 9.3582 | 8.447
TSO | - | 48 | 19 | 21 | 2025 | Winter | P, [%] | 1 | 1 | 36.55% | 34.51% | 32.16% | 31.65% | 30.65% | 33.08% | 49.26% | 55.24% | 58.75% | 59.34% | 56.33% | 58.97% | 59.75% | 59.93% | 53.77% | 50.41% | 52.1% | 62% | 58% | 56.79% | 56.01% | 51.64% | 46.79% | 42.23%
TSO | - | 48 | 21 | 19 | 2025 | Winter | P, [MW] | 1 | 1 | -7.2944 | -6.8877 | -6.4188 | -6.3173 | -6.1183 | -6.6035 | -9.8246 | -11.0137 | -11.7124 | -11.8289 | -11.2305 | -11.7561 | -11.9101 | -11.9464 | -10.7214 | -10.0542 | -10.3892 | -12.3578 | -11.5626 | -11.3227 | -11.1668 | -10.2986 | -9.333 | -8.4263
TSO | - | 48 | 21 | 19 | 2025 | Winter | P, [%] | 1 | 1 | 36.47% | 34.44% | 32.09% | 31.59% | 30.59% | 33.02% | 49.12% | 55.07% | 58.56% | 59.14% | 56.15% | 58.78% | 59.55% | 59.73% | 53.61% | 50.27% | 51.95% | 61.79% | 57.81% | 56.61% | 55.83% | 51.49% | 46.67% | 42.13%
TSO | - | 48 | 19 | 21 | 2025 | Winter | Q, [MVAr] | 1 | 1 | -1.3761 | -1.4028 | -1.4316 | -1.4373 | -1.4432 | -1.4139 | -0.77687 | 0.30078 | 0.56513 | 0.57803 | 0.51312 | 0.56995 | 0.58708 | 0.59116 | 0.2659 | -0.38117 | -0.34893 | -0.13838 | -0.22781 | -0.25364 | -0.27011 | -0.35775 | -1.1951 | -1.2706
TSO | - | 48 | 19 | 21 | 2025 | Winter | Q, [%] | 1 | 1 | 6.881% | 7.014% | 7.158% | 7.187% | 7.216% | 7.069% | 3.884% | 1.504% | 2.826% | 2.89% | 2.566% | 2.85% | 2.935% | 2.956% | 1.329% | 1.906% | 1.745% | 0.6919% | 1.139% | 1.268% | 1.351% | 1.789% | 5.975% | 6.353%
TSO | - | 48 | 21 | 19 | 2025 | Winter | Q, [MVAr] | 1 | 1 | 1.6389 | 1.6385 | 1.638 | 1.6376 | 1.6317 | 1.6315 | 1.238 | 0.26997 | 0.079983 | 0.079974 | 0.079994 | 0.079983 | 0.079985 | 0.079983 | 0.275 | 0.85999 | 0.85997 | 0.85998 | 0.85998 | 0.85998 | 0.85997 | 0.85997 | 1.617 | 1.6168
TSO | - | 48 | 21 | 19 | 2025 | Winter | Q, [%] | 1 | 1 | 8.195% | 8.193% | 8.19% | 8.188% | 8.159% | 8.157% | 6.19% | 1.35% | 0.3999% | 0.3999% | 0.4% | 0.3999% | 0.3999% | 0.3999% | 1.375% | 4.3% | 4.3% | 4.3% | 4.3% | 4.3% | 4.3% | 4.3% | 8.085% | 8.084%
TSO | - | 48 | 19 | 21 | 2025 | Winter | S, [MVA] | 1 | 1 | 7.4385 | 7.0429 | 6.5885 | 6.4904 | 6.2971 | 6.7658 | 9.8827 | 11.0518 | 11.7645 | 11.8822 | 11.2776 | 11.8087 | 11.9643 | 12.0011 | 10.757 | 10.0899 | 10.4256 | 12.4016 | 11.6026 | 11.3617 | 11.2053 | 10.3348 | 9.4342 | 8.542
TSO | - | 48 | 19 | 21 | 2025 | Winter | S, [%] | 1 | 1 | 37.19% | 35.21% | 32.94% | 32.45% | 31.49% | 33.83% | 49.41% | 55.26% | 58.82% | 59.41% | 56.39% | 59.04% | 59.82% | 60.01% | 53.79% | 50.45% | 52.13% | 62.01% | 58.01% | 56.81% | 56.03% | 51.67% | 47.17% | 42.71%
TSO | - | 48 | 21 | 19 | 2025 | Winter | S, [MVA] | 1 | 1 | 7.4763 | 7.0799 | 6.6245 | 6.5261 | 6.3321 | 6.802 | 9.9022 | 11.017 | 11.7127 | 11.8292 | 11.2308 | 11.7564 | 11.9103 | 11.9467 | 10.725 | 10.0909 | 10.4248 | 12.3877 | 11.5946 | 11.3553 | 11.1999 | 10.3345 | 9.4721 | 8.58
TSO | - | 48 | 21 | 19 | 2025 | Winter | S, [%] | 1 | 1 | 37.38% | 35.4% | 33.12% | 32.63% | 31.66% | 34.01% | 49.51% | 55.08% | 58.56% | 59.15% | 56.15% | 58.78% | 59.55% | 59.73% | 53.62% | 50.45% | 52.12% | 61.94% | 57.97% | 56.78% | 56% | 51.67% | 47.36% | 42.9%
TSO | - | 50 | 29 | 30 | 2025 | Winter | P, [MW] | 1 | 1 | 11.838 | 11.2495 | 11.0985 | 11.0371 | 10.9424 | 11.3959 | 14.6794 | 15.3515 | 15.889 | 15.4487 | 15.3491 | 16.1582 | 16.0631 | 16.3388 | 15.7242 | 15.4432 | 15.1463 | 15.8909 | 15.2932 | 14.6858 | 14.9206 | 13.869 | 12.8542 | 12.5077
TSO | - | 50 | 29 | 30 | 2025 | Winter | P, [%] | 1 | 1 | 53.81% | 51.13% | 50.45% | 50.17% | 49.74% | 51.8% | 66.72% | 69.78% | 72.22% | 70.22% | 69.77% | 73.45% | 73.01% | 74.27% | 71.47% | 70.2% | 68.85% | 72.23% | 69.51% | 66.75% | 67.82% | 63.04% | 58.43% | 56.85%
TSO | - | 50 | 30 | 29 | 2025 | Winter | P, [MW] | 1 | 1 | -11.8078 | -11.222 | -11.0717 | -11.0106 | -10.9164 | -11.3679 | -14.634 | -15.3017 | -15.8355 | -15.3983 | -15.2994 | -16.1029 | -16.0084 | -16.2823 | -15.672 | -15.3929 | -15.0979 | -15.8376 | -15.2438 | -14.6403 | -14.8737 | -13.8283 | -12.8189 | -12.4742
TSO | - | 50 | 30 | 29 | 2025 | Winter | P, [%] | 1 | 1 | 53.67% | 51.01% | 50.33% | 50.05% | 49.62% | 51.67% | 66.52% | 69.55% | 71.98% | 69.99% | 69.54% | 73.19% | 72.77% | 74.01% | 71.24% | 69.97% | 68.63% | 71.99% | 69.29% | 66.55% | 67.61% | 62.86% | 58.27% | 56.7%
TSO | - | 50 | 29 | 30 | 2025 | Winter | Q, [MVAr] | 1 | 1 | -1.0259 | -1.3243 | -1.3823 | -1.3705 | -1.2822 | -1.0115 | 0.69949 | 1.6125 | 2.0993 | 1.6175 | 1.7006 | 2.1882 | 2.3183 | 2.348 | 1.6086 | 1.3196 | 1.2851 | 1.4247 | 0.94526 | 0.4312 | 0.83337 | 0.28991 | -0.7252 | -0.82467
TSO | - | 50 | 29 | 30 | 2025 | Winter | Q, [%] | 1 | 1 | 4.663% | 6.02% | 6.283% | 6.23% | 5.828% | 4.598% | 3.179% | 7.329% | 9.542% | 7.352% | 7.73% | 9.946% | 10.54% | 10.67% | 7.312% | 5.998% | 5.842% | 6.476% | 4.297% | 1.96% | 3.788% | 1.318% | 3.296% | 3.748%
TSO | - | 50 | 30 | 29 | 2025 | Winter | Q, [MVAr] | 1 | 1 | 1.6499 | 1.8929 | 1.9369 | 1.9189 | 1.8199 | 1.5899 | 0.24092 | -0.58306 | -0.99407 | -0.57507 | -0.67107 | -1.0451 | -1.1871 | -1.1781 | -0.52907 | -0.27907 | -0.28408 | -0.32307 | 0.074917 | 0.51091 | 0.13792 | 0.55092 | 1.4559 | 1.5179
TSO | - | 50 | 30 | 29 | 2025 | Winter | Q, [%] | 1 | 1 | 7.5% | 8.604% | 8.804% | 8.722% | 8.272% | 7.227% | 1.095% | 2.65% | 4.518% | 2.614% | 3.05% | 4.75% | 5.396% | 5.355% | 2.405% | 1.269% | 1.291% | 1.468% | 0.3405% | 2.322% | 0.6269% | 2.504% | 6.618% | 6.9%
TSO | - | 50 | 29 | 30 | 2025 | Winter | S, [MVA] | 1 | 1 | 11.8823 | 11.3272 | 11.1842 | 11.1218 | 11.0173 | 11.4407 | 14.6961 | 15.4359 | 16.027 | 15.5332 | 15.4431 | 16.3057 | 16.2295 | 16.5067 | 15.8063 | 15.4995 | 15.2007 | 15.9546 | 15.3223 | 14.6921 | 14.9439 | 13.872 | 12.8746 | 12.5348
TSO | - | 50 | 29 | 30 | 2025 | Winter | S, [%] | 1 | 1 | 54.01% | 51.49% | 50.84% | 50.55% | 50.08% | 52% | 66.8% | 70.16% | 72.85% | 70.61% | 70.2% | 74.12% | 73.77% | 75.03% | 71.85% | 70.45% | 69.09% | 72.52% | 69.65% | 66.78% | 67.93% | 63.05% | 58.52% | 56.98%
TSO | - | 50 | 30 | 29 | 2025 | Winter | S, [MVA] | 1 | 1 | 11.9225 | 11.3806 | 11.2398 | 11.1765 | 11.0671 | 11.4786 | 14.6359 | 15.3128 | 15.8667 | 15.4091 | 15.3141 | 16.1368 | 16.0523 | 16.3248 | 15.681 | 15.3954 | 15.1006 | 15.8409 | 15.244 | 14.6492 | 14.8743 | 13.8393 | 12.9013 | 12.5662
TSO | - | 50 | 30 | 29 | 2025 | Winter | S, [%] | 1 | 1 | 54.19% | 51.73% | 51.09% | 50.8% | 50.3% | 52.18% | 66.53% | 69.6% | 72.12% | 70.04% | 69.61% | 73.35% | 72.97% | 74.2% | 71.28% | 69.98% | 68.64% | 72% | 69.29% | 66.59% | 67.61% | 62.91% | 58.64% | 57.12%
TSO | - | 1 | 1 | 5 | 2025 | Winter | P, [MW] | 1 | 2 | 1.1064 | 1.7553 | 1.7543 | 2.1224 | 2.0126 | 11.4299 | 2.2763 | 4.4894 | 0.51624 | -2.1713 | -5.3388 | -8.1504 | -4.3051 | -6.5926 | -3.6386 | -2.9718 | -1.3561 | -4.3845 | -3.4182 | -1.7459 | -0.23657 | 0.95794 | 1.9731 | 0.69335
TSO | - | 1 | 1 | 5 | 2025 | Winter | P, [%] | 1 | 2 | 0.8995% | 1.427% | 1.426% | 1.726% | 1.636% | 9.293% | 1.851% | 3.65% | 0.4197% | 1.765% | 4.34% | 6.626% | 3.5% | 5.36% | 2.958% | 2.416% | 1.102% | 3.565% | 2.779% | 1.419% | 0.1923% | 0.7788% | 1.604% | 0.5637%
TSO | - | 1 | 5 | 1 | 2025 | Winter | P, [MW] | 1 | 2 | -1.0274 | -1.6613 | -1.663 | -2.0318 | -1.9169 | -11.2882 | -2.1844 | -4.4228 | -0.47202 | 2.2336 | 5.3851 | 8.2309 | 4.3685 | 6.6722 | 3.7035 | 3.0346 | 1.4264 | 4.4293 | 3.463 | 1.7981 | 0.30264 | -0.88619 | -1.894 | -0.60592
TSO | - | 1 | 5 | 1 | 2025 | Winter | P, [%] | 1 | 2 | 0.8353% | 1.351% | 1.352% | 1.652% | 1.558% | 9.177% | 1.776% | 3.596% | 0.3838% | 1.816% | 4.378% | 6.692% | 3.552% | 5.425% | 3.011% | 2.467% | 1.16% | 3.601% | 2.815% | 1.462% | 0.246% | 0.7205% | 1.54% | 0.4926%
TSO | - | 1 | 1 | 5 | 2025 | Winter | Q, [MVAr] | 1 | 2 | 15.8943 | 17.3168 | 17.0578 | 16.9482 | 17.4466 | 18.2977 | 17.1251 | 13.9385 | 11.7782 | 13.9121 | 10.9287 | 13.9798 | 13.5902 | 14.651 | 13.9777 | 13.8677 | 14.9491 | 11.106 | 11.4249 | 12.7435 | 14.5155 | 15.1247 | 15.818 | 16.7651
TSO | - | 1 | 1 | 5 | 2025 | Winter | Q, [%] | 1 | 2 | 12.92% | 14.08% | 13.87% | 13.78% | 14.18% | 14.88% | 13.92% | 11.33% | 9.576% | 11.31% | 8.885% | 11.37% | 11.05% | 11.91% | 11.36% | 11.27% | 12.15% | 9.029% | 9.289% | 10.36% | 11.8% | 12.3% | 12.86% | 13.63%
TSO | - | 1 | 5 | 1 | 2025 | Winter | Q, [MVAr] | 1 | 2 | -16.762 | -18.1282 | -17.8784 | -17.771 | -18.2507 | -18.9408 | -17.9519 | -14.8556 | -12.7726 | -14.8385 | -11.9234 | -14.8503 | -14.5176 | -15.5233 | -14.9028 | -14.7997 | -15.8497 | -12.1065 | -12.4278 | -13.7125 | -15.4289 | -16.0178 | -16.6838 | -17.6015
TSO | - | 1 | 5 | 1 | 2025 | Winter | Q, [%] | 1 | 2 | 13.63% | 14.74% | 14.54% | 14.45% | 14.84% | 15.4% | 14.6% | 12.08% | 10.38% | 12.06% | 9.694% | 12.07% | 11.8% | 12.62% | 12.12% | 12.03% | 12.89% | 9.843% | 10.1% | 11.15% | 12.54% | 13.02% | 13.56% | 14.31%
TSO | - | 1 | 1 | 5 | 2025 | Winter | S, [MVA] | 1 | 2 | 15.9328 | 17.4055 | 17.1478 | 17.0806 | 17.5623 | 21.5743 | 17.2757 | 14.6437 | 11.7895 | 14.0806 | 12.163 | 16.1822 | 14.2558 | 16.0659 | 14.4436 | 14.1825 | 15.0105 | 11.9402 | 11.9253 | 12.8625 | 14.5175 | 15.155 | 15.9406 | 16.7794
TSO | - | 1 | 1 | 5 | 2025 | Winter | S, [%] | 1 | 2 | 12.95% | 14.15% | 13.94% | 13.89% | 14.28% | 17.54% | 14.05% | 11.91% | 9.585% | 11.45% | 9.889% | 13.16% | 11.59% | 13.06% | 11.74% | 11.53% | 12.2% | 9.707% | 9.695% | 10.46% | 11.8% | 12.32% | 12.96% | 13.64%
TSO | - | 1 | 5 | 1 | 2025 | Winter | S, [MVA] | 1 | 2 | 16.7934 | 18.2041 | 17.9556 | 17.8868 | 18.3511 | 22.0495 | 18.0843 | 15.5 | 12.7813 | 15.0057 | 13.0831 | 16.9788 | 15.1607 | 16.8965 | 15.3561 | 15.1076 | 15.9137 | 12.8914 | 12.9012 | 13.8299 | 15.4319 | 16.0423 | 16.7909 | 17.612
TSO | - | 1 | 5 | 1 | 2025 | Winter | S, [%] | 1 | 2 | 13.65% | 14.8% | 14.6% | 14.54% | 14.92% | 17.93% | 14.7% | 12.6% | 10.39% | 12.2% | 10.64% | 13.8% | 12.33% | 13.74% | 12.48% | 12.28% | 12.94% | 10.48% | 10.49% | 11.24% | 12.55% | 13.04% | 13.65% | 14.32%
TSO | - | 2 | 1 | 19 | 2025 | Winter | P, [MW] | 1 | 2 | 24.6221 | 23.3874 | 22.6576 | 22.248 | 22.1841 | 22.41 | 34.8732 | 35.3718 | 34.7364 | 27.3022 | 34.1343 | 36.4732 | 37.1059 | 37.0022 | 33.7699 | 32.4604 | 26.741 | 35.7183 | 33.7973 | 32.7515 | 28.6101 | 27.5585 | 27.6479 | 26
TSO | - | 2 | 1 | 19 | 2025 | Winter | P, [%] | 1 | 2 | 20.02% | 19.01% | 18.42% | 18.09% | 18.04% | 18.22% | 28.35% | 28.76% | 28.24% | 22.2% | 27.75% | 29.65% | 30.17% | 30.08% | 27.46% | 26.39% | 21.74% | 29.04% | 27.48% | 26.63% | 23.26% | 22.41% | 22.48% | 21.14%
TSO | - | 2 | 19 | 1 | 2025 | Winter | P, [MW] | 1 | 2 | -24.5 | -23.2763 | -22.5529 | -22.1469 | -22.0832 | -22.3071 | -34.6284 | -35.1192 | -34.4856 | -27.1486 | -33.8881 | -36.2032 | -36.8269 | -36.7255 | -33.5367 | -32.2459 | -26.5966 | -35.4602 | -33.5676 | -32.5345 | -28.4443 | -27.4048 | -27.4936 | -25.8632
TSO | - | 2 | 19 | 1 | 2025 | Winter | P, [%] | 1 | 2 | 19.92% | 18.92% | 18.34% | 18.01% | 17.95% | 18.14% | 28.15% | 28.55% | 28.04% | 22.07% | 27.55% | 29.43% | 29.94% | 29.86% | 27.27% | 26.22% | 21.62% | 28.83% | 27.29% | 26.45% | 23.13% | 22.28% | 22.35% | 21.03%
TSO | - | 2 | 1 | 19 | 2025 | Winter | Q, [MVAr] | 1 | 2 | -0.31757 | -2.2259 | -2.6257 | -2.6967 | -3.0711 | -3.0271 | 1.781 | 2.7752 | 6.1134 | 3.6558 | 7.7284 | 3.2752 | 2.9732 | 2.5654 | 4.4584 | 3.6788 | 1.3312 | 3.6096 | 2.7109 | 2.7865 | 1.8019 | 1.5702 | 0.64605 | -2.0093
TSO | - | 2 | 1 | 19 | 2025 | Winter | Q, [%] | 1 | 2 | 0.2582% | 1.81% | 2.135% | 2.192% | 2.497% | 2.461% | 1.448% | 2.256% | 4.97% | 2.972% | 6.283% | 2.663% | 2.417% | 2.086% | 3.625% | 2.991% | 1.082% | 2.935% | 2.204% | 2.265% | 1.465% | 1.277% | 0.5252% | 1.634%
TSO | - | 2 | 19 | 1 | 2025 | Winter | Q, [MVAr] | 1 | 2 | -0.064447 | 1.8076 | 2.1852 | 2.2437 | 2.6181 | 2.5809 | -1.7448 | -2.7119 | -6.0526 | -3.9262 | -7.6855 | -3.1501 | -2.8169 | -2.4174 | -4.4605 | -3.7453 | -1.6366 | -3.529 | -2.7303 | -2.8444 | -2.0322 | -1.8423 | -0.91606 | 1.678
TSO | - | 2 | 19 | 1 | 2025 | Winter | Q, [%] | 1 | 2 | 0.0524% | 1.47% | 1.777% | 1.824% | 2.129% | 2.098% | 1.419% | 2.205% | 4.921% | 3.192% | 6.248% | 2.561% | 2.29% | 1.965% | 3.626% | 3.045% | 1.331% | 2.869% | 2.22% | 2.313% | 1.652% | 1.498% | 0.7448% | 1.364%
TSO | - | 2 | 1 | 19 | 2025 | Winter | S, [MVA] | 1 | 2 | 24.6241 | 23.4931 | 22.8092 | 22.4108 | 22.3956 | 22.6135 | 34.9186 | 35.4805 | 35.2703 | 27.5458 | 34.9983 | 36.6199 | 37.2248 | 37.0911 | 34.0629 | 32.6682 | 26.7741 | 35.9002 | 33.9058 | 32.8699 | 28.6668 | 27.6032 | 27.6554 | 26.0775
TSO | - | 2 | 1 | 19 | 2025 | Winter | S, [%] | 1 | 2 | 20.02% | 19.1% | 18.54% | 18.22% | 18.21% | 18.38% | 28.39% | 28.85% | 28.68% | 22.39% | 28.45% | 29.77% | 30.26% | 30.16% | 27.69% | 26.56% | 21.77% | 29.19% | 27.57% | 26.72% | 23.31% | 22.44% | 22.48% | 21.2%
TSO | - | 2 | 19 | 1 | 2025 | Winter | S, [MVA] | 1 | 2 | 24.5001 | 23.3464 | 22.6585 | 22.2603 | 22.2378 | 22.4559 | 34.6724 | 35.2237 | 35.0127 | 27.431 | 34.7487 | 36.34 | 36.9344 | 36.8049 | 33.832 | 32.4627 | 26.6469 | 35.6353 | 33.6785 | 32.6586 | 28.5168 | 27.4666 | 27.5089 | 25.9176
TSO | - | 2 | 19 | 1 | 2025 | Winter | S, [%] | 1 | 2 | 19.92% | 18.98% | 18.42% | 18.1% | 18.08% | 18.26% | 28.19% | 28.64% | 28.47% | 22.3% | 28.25% | 29.54% | 30.03% | 29.92% | 27.51% | 26.39% | 21.66% | 28.97% | 27.38% | 26.55% | 23.18% | 22.33% | 22.36% | 21.07%
TSO | - | 3 | 1 | 29 | 2025 | Winter | P, [MW] | 1 | 2 | -24.3565 | -23.356 | -22.4387 | -22.2419 | -22.1845 | -26.5443 | -26.7561 | -32.4294 | -32.3538 | -30.703 | -29.9988 | -28.1988 | -31.6451 | -29.0033 | -28.7907 | -29.1768 | -28.3024 | -31.625 | -31.624 | -32.0705 | -31.1079 | -30.1241 | -29.1636 | -25.2251
TSO | - | 3 | 1 | 29 | 2025 | Winter | P, [%] | 1 | 2 | 19.8% | 18.99% | 18.24% | 18.08% | 18.04% | 21.58% | 21.75% | 26.37% | 26.3% | 24.96% | 24.39% | 22.93% | 25.73% | 23.58% | 23.41% | 23.72% | 23.01% | 25.71% | 25.71% | 26.07% | 25.29% | 24.49% | 23.71% | 20.51%
TSO | - | 3 | 29 | 1 | 2025 | Winter | P, [MW] | 1 | 2 | 24.5233 | 23.5167 | 22.592 | 22.3937 | 22.3371 | 26.7363 | 26.955 | 32.6693 | 32.5982 | 30.9453 | 30.2222 | 28.4135 | 31.8894 | 29.2239 | 29.005 | 29.3936 | 28.5164 | 31.8562 | 31.8537 | 32.3172 | 31.3519 | 30.3571 | 29.3852 | 25.4065
TSO | - | 3 | 29 | 1 | 2025 | Winter | P, [%] | 1 | 2 | 19.94% | 19.12% | 18.37% | 18.21% | 18.16% | 21.74% | 21.91% | 26.56% | 26.5% | 25.16% | 24.57% | 23.1% | 25.93% | 23.76% | 23.58% | 23.9% | 23.18% | 25.9% | 25.9% | 26.27% | 25.49% | 24.68% | 23.89% | 20.66%
TSO | - | 3 | 1 | 29 | 2025 | Winter | Q, [MVAr] | 1 | 2 | -19.1785 | -19.4445 | -19.4539 | -19.454 | -19.6252 | -19.8977 | -20.8167 | -18.1978 | -18.9453 | -21.1323 | -19.7832 | -21.0154 | -20.0712 | -20.7263 | -20.2056 | -19.9909 | -20.7423 | -18.3285 | -18.1754 | -19.8141 | -20.7909 | -20.742 | -20.5201 | -20.1624
TSO | - | 3 | 1 | 29 | 2025 | Winter | Q, [%] | 1 | 2 | 15.59% | 15.81% | 15.82% | 15.82% | 15.96% | 16.18% | 16.92% | 14.79% | 15.4% | 17.18% | 16.08% | 17.09% | 16.32% | 16.85% | 16.43% | 16.25% | 16.86% | 14.9% | 14.78% | 16.11% | 16.9% | 16.86% | 16.68% | 16.39%
TSO | - | 3 | 29 | 1 | 2025 | Winter | Q, [MVAr] | 1 | 2 | 19.038 | 19.2845 | 19.2686 | 19.2634 | 19.4379 | 19.8476 | 20.7841 | 18.3089 | 19.0737 | 21.2553 | 19.8349 | 21.0393 | 20.1991 | 20.771 | 20.2266 | 20.0209 | 20.7646 | 18.4072 | 18.2472 | 19.9486 | 20.9192 | 20.8319 | 20.5707 | 20.0731
TSO | - | 3 | 29 | 1 | 2025 | Winter | Q, [%] | 1 | 2 | 15.48% | 15.68% | 15.67% | 15.66% | 15.8% | 16.14% | 16.9% | 14.89% | 15.51% | 17.28% | 16.13% | 17.11% | 16.42% | 16.89% | 16.44% | 16.28% | 16.88% | 14.97% | 14.84% | 16.22% | 17.01% | 16.94% | 16.72% | 16.32%
TSO | - | 3 | 1 | 29 | 2025 | Winter | S, [MVA] | 1 | 2 | 31.0008 | 30.3907 | 29.6976 | 29.5493 | 29.6192 | 33.1741 | 33.9003 | 37.1864 | 37.4925 | 37.2726 | 35.9347 | 35.1685 | 37.4736 | 35.6479 | 35.1734 | 35.3684 | 35.0895 | 36.5524 | 36.475 | 37.6977 | 37.4161 | 36.5745 | 35.6594 | 32.2929
TSO | - | 3 | 1 | 29 | 2025 | Winter | S, [%] | 1 | 2 | 25.2% | 24.71% | 24.14% | 24.02% | 24.08% | 26.97% | 27.56% | 30.23% | 30.48% | 30.3% | 29.22% | 28.59% | 30.47% | 28.98% | 28.6% | 28.75% | 28.53% | 29.72% | 29.65% | 30.65% | 30.42% | 29.74% | 28.99% | 26.25%
TSO | - | 3 | 29 | 1 | 2025 | Winter | S, [MVA] | 1 | 2 | 31.0457 | 30.4126 | 29.6931 | 29.5391 | 29.6104 | 33.298 | 34.0375 | 37.45 | 37.7684 | 37.542 | 36.1497 | 35.355 | 37.7484 | 35.8535 | 35.361 | 35.5643 | 35.2754 | 36.7919 | 36.7099 | 37.9783 | 37.6902 | 36.8174 | 35.8698 | 32.3793
TSO | - | 3 | 29 | 1 | 2025 | Winter | S, [%] | 1 | 2 | 25.24% | 24.73% | 24.14% | 24.02% | 24.07% | 27.07% | 27.67% | 30.45% | 30.71% | 30.52% | 29.39% | 28.74% | 30.69% | 29.15% | 28.75% | 28.91% | 28.68% | 29.91% | 29.85% | 30.88% | 30.64% | 29.93% | 29.16% | 26.32%
TSO | - | 4 | 1 | 36 | 2025 | Winter | P, [MW] | 1 | 2 | -42.9447 | -41.0388 | -40.2752 | -39.9782 | -39.5258 | -44.5249 | -43.4395 | -47.9455 | -47.6315 | -45.62 | -45.8919 | -43.9832 | -47.3461 | -45.5986 | -45.8583 | -46.1953 | -45.18 | -47.0619 | -47.8144 | -47.4387 | -46.9455 | -46.1988 | -45.8889 | -43.0166
TSO | - | 4 | 1 | 36 | 2025 | Winter | P, [%] | 1 | 2 | 34.91% | 33.36% | 32.74% | 32.5% | 32.13% | 36.2% | 35.32% | 38.98% | 38.72% | 37.09% | 37.31% | 35.76% | 38.49% | 37.07% | 37.28% | 37.56% | 36.73% | 38.26% | 38.87% | 38.57% | 38.17% | 37.56% | 37.31% | 34.97%
TSO | - | 4 | 36 | 1 | 2025 | Winter | P, [MW] | 1 | 2 | 43.2419 | 41.3127 | 40.5389 | 40.238 | 39.7808 | 44.8458 | 43.7483 | 48.3134 | 47.9967 | 45.9653 | 46.2343 | 44.3057 | 47.7129 | 45.9432 | 46.2026 | 46.5428 | 45.5152 | 47.4154 | 48.1772 | 47.8008 | 47.3043 | 46.5471 | 46.231 | 43.3179
TSO | - | 4 | 36 | 1 | 2025 | Winter | P, [%] | 1 | 2 | 35.16% | 33.59% | 32.96% | 32.71% | 32.34% | 36.46% | 35.57% | 39.28% | 39.02% | 37.37% | 37.59% | 36.02% | 38.79% | 37.35% | 37.56% | 37.84% | 37% | 38.55% | 39.17% | 38.86% | 38.46% | 37.84% | 37.59% | 35.22%
TSO | - | 4 | 1 | 36 | 2025 | Winter | Q, [MVAr] | 1 | 2 | -9.3113 | -9.5103 | -9.2686 | -9.201 | -9.397 | -9.686 | -11.3543 | -10.156 | -10.4628 | -12.6346 | -11.5674 | -12.9474 | -12.0696 | -12.9133 | -12.0697 | -11.5856 | -11.823 | -9.8959 | -9.6506 | -10.5768 | -11.2284 | -11.3157 | -10.6733 | -10.2394
TSO | - | 4 | 1 | 36 | 2025 | Winter | Q, [%] | 1 | 2 | 7.57% | 7.732% | 7.535% | 7.481% | 7.64% | 7.875% | 9.231% | 8.257% | 8.506% | 10.27% | 9.404% | 10.53% | 9.813% | 10.5% | 9.813% | 9.419% | 9.612% | 8.045% | 7.846% | 8.599% | 9.129% | 9.2% | 8.677% | 8.325%
TSO | - | 4 | 36 | 1 | 2025 | Winter | Q, [MVAr] | 1 | 2 | 9.7259 | 9.8451 | 9.5679 | 9.4869 | 9.6664 | 10.1854 | 11.8058 | 10.8141 | 11.1128 | 13.2169 | 12.135 | 13.4479 | 12.725 | 13.491 | 12.645 | 12.1721 | 12.3687 | 10.5019 | 10.2879 | 11.215 | 11.8576 | 11.9082 | 11.2447 | 10.6688
TSO | - | 4 | 36 | 1 | 2025 | Winter | Q, [%] | 1 | 2 | 7.907% | 8.004% | 7.779% | 7.713% | 7.859% | 8.281% | 9.598% | 8.792% | 9.035% | 10.75% | 9.866% | 10.93% | 10.35% | 10.97% | 10.28% | 9.896% | 10.06% | 8.538% | 8.364% | 9.118% | 9.64% | 9.681% | 9.142% | 8.674%
TSO | - | 4 | 1 | 36 | 2025 | Winter | S, [MVA] | 1 | 2 | 43.9425 | 42.1264 | 41.328 | 41.0233 | 40.6275 | 45.5663 | 44.8989 | 49.0093 | 48.7671 | 47.3373 | 47.3272 | 45.8492 | 48.8603 | 47.3918 | 47.42 | 47.6259 | 46.7013 | 48.0911 | 48.7786 | 48.6035 | 48.2696 | 47.5644 | 47.1138 | 44.2184
TSO | - | 4 | 1 | 36 | 2025 | Winter | S, [%] | 1 | 2 | 35.73% | 34.25% | 33.6% | 33.35% | 33.03% | 37.05% | 36.5% | 39.84% | 39.65% | 38.49% | 38.48% | 37.28% | 39.72% | 38.53% | 38.55% | 38.72% | 37.97% | 39.1% | 39.66% | 39.52% | 39.24% | 38.67% | 38.3% | 35.95%
TSO | - | 4 | 36 | 1 | 2025 | Winter | S, [MVA] | 1 | 2 | 44.3222 | 42.4696 | 41.6527 | 41.3412 | 40.9384 | 45.9879 | 45.3133 | 49.5089 | 49.2664 | 47.8278 | 47.8003 | 46.3017 | 49.3806 | 47.8831 | 47.9017 | 48.1081 | 47.1658 | 48.5645 | 49.2634 | 49.0988 | 48.7678 | 48.0462 | 47.5789 | 44.6124
TSO | - | 4 | 36 | 1 | 2025 | Winter | S, [%] | 1 | 2 | 36.03% | 34.53% | 33.86% | 33.61% | 33.28% | 37.39% | 36.84% | 40.25% | 40.05% | 38.88% | 38.86% | 37.64% | 40.15% | 38.93% | 38.94% | 39.11% | 38.35% | 39.48% | 40.05% | 39.92% | 39.65% | 39.06% | 38.68% | 36.27%
TSO | - | 5 | 1 | 55 | 2025 | Winter | P, [MW] | 1 | 2 | -6.288 | -4.4763 | -3.0983 | -3.1235 | -3.0781 | -6.2516 | -21.2246 | -18.4303 | -16.9875 | -14.2872 | -17.2814 | -21.6518 | -16.5951 | -18.7944 | -14.8371 | -12.1846 | -10.5095 | -17.6199 | -14.8863 | -13.6537 | -11.7561 | -9.1953 | -8.9261 | -8.6244
TSO | - | 5 | 1 | 55 | 2025 | Winter | P, [%] | 1 | 2 | 5.112% | 3.639% | 2.519% | 2.539% | 2.503% | 5.083% | 17.26% | 14.98% | 13.81% | 11.62% | 14.05% | 17.6% | 13.49% | 15.28% | 12.06% | 9.906% | 8.544% | 14.33% | 12.1% | 11.1% | 9.558% | 7.476% | 7.257% | 7.012%
TSO | - | 5 | 55 | 1 | 2025 | Winter | P, [MW] | 1 | 2 | 6.4086 | 4.6228 | 3.2491 | 3.2714 | 3.2324 | 6.4007 | 21.4439 | 18.5792 | 17.107 | 14.4087 | 17.4074 | 21.8534 | 16.7359 | 18.9699 | 14.9708 | 12.3034 | 10.6361 | 17.755 | 15.0014 | 13.7694 | 11.8797 | 9.3124 | 9.0553 | 8.7744
TSO | - | 5 | 55 | 1 | 2025 | Winter | P, [%] | 1 | 2 | 5.21% | 3.758% | 2.642% | 2.66% | 2.628% | 5.204% | 17.43% | 15.11% | 13.91% | 11.71% | 14.15% | 17.77% | 13.61% | 15.42% | 12.17% | 10% | 8.647% | 14.43% | 12.2% | 11.19% | 9.658% | 7.571% | 7.362% | 7.134%
TSO | - | 5 | 1 | 55 | 2025 | Winter | Q, [MVAr] | 1 | 2 | 18.8197 | 21.4008 | 21.9708 | 21.7449 | 22.2274 | 21.1666 | 16.9876 | 12.703 | 10.5711 | 14.0406 | 11.1736 | 14.5069 | 13.9296 | 15.3276 | 14.9942 | 15.6331 | 17.485 | 12.0092 | 12.7974 | 14.0407 | 16.3795 | 17.2856 | 18.5219 | 20.443
TSO | - | 5 | 1 | 55 | 2025 | Winter | Q, [%] | 1 | 2 | 15.3% | 17.4% | 17.86% | 17.68% | 18.07% | 17.21% | 13.81% | 10.33% | 8.594% | 11.42% | 9.084% | 11.79% | 11.32% | 12.46% | 12.19% | 12.71% | 14.22% | 9.764% | 10.4% | 11.42% | 13.32% | 14.05% | 15.06% | 16.62%
TSO | - | 5 | 55 | 1 | 2025 | Winter | Q, [MVAr] | 1 | 2 | -19.5502 | -22.0357 | -22.5893 | -22.3736 | -22.8327 | -21.792 | -17.391 | -13.3533 | -11.322 | -14.7751 | -11.9065 | -14.9717 | -14.6024 | -15.8806 | -15.6932 | -16.381 | -18.1996 | -12.7108 | -13.5686 | -14.8017 | -17.1042 | -18.0306 | -19.2233 | -21.0698
TSO | - | 5 | 55 | 1 | 2025 | Winter | Q, [%] | 1 | 2 | 15.89% | 17.92% | 18.37% | 18.19% | 18.56% | 17.72% | 14.14% | 10.86% | 9.205% | 12.01% | 9.68% | 12.17% | 11.87% | 12.91% | 12.76% | 13.32% | 14.8% | 10.33% | 11.03% | 12.03% | 13.91% | 14.66% | 15.63% | 17.13%
TSO | - | 5 | 1 | 55 | 2025 | Winter | S, [MVA] | 1 | 2 | 19.8423 | 21.8639 | 22.1882 | 21.9681 | 22.4395 | 22.0705 | 27.1857 | 22.3839 | 20.0081 | 20.0315 | 20.5791 | 26.0625 | 21.6664 | 24.2521 | 21.0942 | 19.8206 | 20.4004 | 21.3233 | 19.631 | 19.5848 | 20.1617 | 19.5792 | 20.5605 | 22.1878
TSO | - | 5 | 1 | 55 | 2025 | Winter | S, [%] | 1 | 2 | 16.13% | 17.78% | 18.04% | 17.86% | 18.24% | 17.94% | 22.1% | 18.2% | 16.27% | 16.29% | 16.73% | 21.19% | 17.61% | 19.72% | 17.15% | 16.11% | 16.59% | 17.34% | 15.96% | 15.92% | 16.39% | 15.92% | 16.72% | 18.04%
TSO | - | 5 | 55 | 1 | 2025 | Winter | S, [MVA] | 1 | 2 | 20.5738 | 22.5154 | 22.8218 | 22.6115 | 23.0603 | 22.7125 | 27.6096 | 22.8801 | 20.5144 | 20.6377 | 21.0898 | 26.4901 | 22.2108 | 24.7396 | 21.6887 | 20.4869 | 21.0797 | 21.8359 | 20.2275 | 20.216 | 20.825 | 20.2935 | 21.2493 | 22.8238
TSO | - | 5 | 55 | 1 | 2025 | Winter | S, [%] | 1 | 2 | 16.73% | 18.31% | 18.55% | 18.38% | 18.75% | 18.47% | 22.45% | 18.6% | 16.68% | 16.78% | 17.15% | 21.54% | 18.06% | 20.11% | 17.63% | 16.66% | 17.14% | 17.75% | 16.45% | 16.44% | 16.93% | 16.5% | 17.28% | 18.56%
TSO | - | 6 | 3 | 9 | 2025 | Winter | P, [MW] | 1 | 2 | -19.5455 | -16.9284 | -13.4425 | -14.007 | -13.5523 | -19.0503 | -33.7173 | -42.0379 | -44.3752 | -42.2192 | -38.278 | -40.4743 | -41.469 | -37.7332 | -36.2807 | -34.7999 | -34.4998 | -40.8732 | -39.6008 | -38.9237 | -37.56 | -31.1929 | -27.9824 | -22.3925
TSO | - | 6 | 3 | 9 | 2025 | Winter | P, [%] | 1 | 2 | 21.72% | 18.81% | 14.94% | 15.56% | 15.06% | 21.17% | 37.46% | 46.71% | 49.31% | 46.91% | 42.53% | 44.97% | 46.08% | 41.93% | 40.31% | 38.67% | 38.33% | 45.41% | 44% | 43.25% | 41.73% | 34.66% | 31.09% | 24.88%
TSO | - | 6 | 9 | 3 | 2025 | Winter | P, [MW] | 1 | 2 | 19.6168 | 16.9823 | 13.4767 | 14.0442 | 13.5872 | 19.1185 | 33.9264 | 42.3611 | 44.7356 | 42.5457 | 38.5455 | 40.7739 | 41.7835 | 37.9936 | 36.5213 | 35.0216 | 34.7186 | 41.1786 | 39.8872 | 39.2009 | 37.8192 | 31.3725 | 28.1277 | 22.4858
TSO | - | 6 | 9 | 3 | 2025 | Winter | P, [%] | 1 | 2 | 21.8% | 18.87% | 14.97% | 15.6% | 15.1% | 21.24% | 37.7% | 47.07% | 49.71% | 47.27% | 42.83% | 45.3% | 46.43% | 42.22% | 40.58% | 38.91% | 38.58% | 45.75% | 44.32% | 43.56% | 42.02% | 34.86% | 31.25% | 24.98%
TSO | - | 6 | 3 | 9 | 2025 | Winter | Q, [MVAr] | 1 | 2 | -1.6831 | -1.834 | -1.7463 | -2.0041 | -2.1642 | -2.2398 | -2.5486 | 0.003068 | 0.3579 | -0.52625 | -0.33223 | -0.62873 | 0.18006 | -0.48605 | -0.59255 | -1.2382 | -2.1275 | -0.02726 | 0.50441 | -0.62792 | -2.0789 | -2.2948 | -2.3532 | -1.6172
TSO | - | 6 | 3 | 9 | 2025 | Winter | Q, [%] | 1 | 2 | 1.87% | 2.038% | 1.94% | 2.227% | 2.405% | 2.489% | 2.832% | 0.003409% | 0.3977% | 0.5847% | 0.3691% | 0.6986% | 0.2001% | 0.5401% | 0.6584% | 1.376% | 2.364% | 0.03029% | 0.5605% | 0.6977% | 2.31% | 2.55% | 2.615% | 1.797%
TSO | - | 6 | 9 | 3 | 2025 | Winter | Q, [MVAr] | 1 | 2 | 1.3181 | 1.433 | 1.3026 | 1.5671 | 1.7224 | 1.8681 | 2.4794 | 0.17919 | -0.093304 | 0.71667 | 0.39091 | 0.75864 | -0.017048 | 0.52962 | 0.59232 | 1.1965 | 2.0802 | 0.16986 | -0.40411 | 0.70883 | 2.1209 | 2.1627 | 2.1473 | 1.2999
TSO | - | 6 | 9 | 3 | 2025 | Winter | Q, [%] | 1 | 2 | 1.465% | 1.592% | 1.447% | 1.741% | 1.914% | 2.076% | 2.755% | 0.1991% | 0.1037% | 0.7963% | 0.4343% | 0.8429% | 0.01894% | 0.5885% | 0.6581% | 1.329% | 2.311% | 0.1887% | 0.449% | 0.7876% | 2.357% | 2.403% | 2.386% | 1.444%
TSO | - | 6 | 3 | 9 | 2025 | Winter | S, [MVA] | 1 | 2 | 19.6178 | 17.0274 | 13.5555 | 14.1496 | 13.724 | 19.1816 | 33.8135 | 42.0379 | 44.3766 | 42.2225 | 38.2794 | 40.4792 | 41.4694 | 37.7363 | 36.2855 | 34.8219 | 34.5653 | 40.8732 | 39.604 | 38.9288 | 37.6175 | 31.2772 | 28.0812 | 22.4508
TSO | - | 6 | 3 | 9 | 2025 | Winter | S, [%] | 1 | 2 | 21.8% | 18.92% | 15.06% | 15.72% | 15.25% | 21.31% | 37.57% | 46.71% | 49.31% | 46.91% | 42.53% | 44.98% | 46.08% | 41.93% | 40.32% | 38.69% | 38.41% | 45.41% | 44% | 43.25% | 41.8% | 34.75% | 31.2% | 24.95%
TSO | - | 6 | 9 | 3 | 2025 | Winter | S, [MVA] | 1 | 2 | 19.661 | 17.0426 | 13.5395 | 14.1313 | 13.696 | 19.2095 | 34.0168 | 42.3615 | 44.7357 | 42.5518 | 38.5475 | 40.7809 | 41.7835 | 37.9973 | 36.5261 | 35.042 | 34.7808 | 41.1789 | 39.8892 | 39.2073 | 37.8786 | 31.4469 | 28.2095 | 22.5233
TSO | - | 6 | 9 | 3 | 2025 | Winter | S, [%] | 1 | 2 | 21.85% | 18.94% | 15.04% | 15.7% | 15.22% | 21.34% | 37.8% | 47.07% | 49.71% | 47.28% | 42.83% | 45.31% | 46.43% | 42.22% | 40.58% | 38.94% | 38.65% | 45.75% | 44.32% | 43.56% | 42.09% | 34.94% | 31.34% | 25.03%
TSO | - | 7 | 3 | 34 | 2025 | Winter | P, [MW] | 1 | 2 | -3.9717 | -5.3223 | -6.6558 | -7.1592 | -6.9475 | -1.7885 | 3.3185 | 10.8567 | 10.2966 | 7.9238 | 6.1081 | 5.2183 | 7.9161 | 5.6504 | 5.0385 | 5.536 | 5.8484 | 9.7522 | 9.168 | 8.3227 | 7.4158 | 4.2484 | 2.8311 | -2.6359
TSO | - | 7 | 3 | 34 | 2025 | Winter | P, [%] | 1 | 2 | 3.229% | 4.327% | 5.411% | 5.821% | 5.648% | 1.454% | 2.698% | 8.827% | 8.371% | 6.442% | 4.966% | 4.242% | 6.436% | 4.594% | 4.096% | 4.501% | 4.755% | 7.929% | 7.454% | 6.766% | 6.029% | 3.454% | 2.302% | 2.143%
TSO | - | 7 | 34 | 3 | 2025 | Winter | P, [MW] | 1 | 2 | 3.9737 | 5.3259 | 6.6612 | 7.1652 | 6.953 | 1.789 | -3.3172 | -10.8445 | -10.2855 | -7.9168 | -6.1041 | -5.2149 | -7.9094 | -5.6468 | -5.0358 | -5.5328 | -5.8447 | -9.7423 | -9.1591 | -8.3155 | -7.41 | -4.2465 | -2.8302 | 2.6369
TSO | - | 7 | 34 | 3 | 2025 | Winter | P, [%] | 1 | 2 | 3.231% | 4.33% | 5.416% | 5.825% | 5.653% | 1.454% | 2.697% | 8.817% | 8.362% | 6.436% | 4.963% | 4.24% | 6.43% | 4.591% | 4.094% | 4.498% | 4.752% | 7.921% | 7.446% | 6.761% | 6.024% | 3.452% | 2.301% | 2.144%
TSO | - | 7 | 3 | 34 | 2025 | Winter | Q, [MVAr] | 1 | 2 | -1.9404 | -2.6554 | -2.7432 | -2.4854 | -2.3253 | -1.3966 | 0.90121 | -0.2124 | 0.88974 | 1.7739 | 0.44287 | 1.9294 | 1.1206 | 1.4937 | 0.7212 | 0.48782 | 1.0841 | -1.0161 | -1.548 | -0.41569 | 1.0354 | 0.11437 | -0.98129 | -1.7174
TSO | - | 7 | 3 | 34 | 2025 | Winter | Q, [%] | 1 | 2 | 1.578% | 2.159% | 2.23% | 2.021% | 1.89% | 1.135% | 0.7327% | 0.1727% | 0.7234% | 1.442% | 0.3601% | 1.569% | 0.9111% | 1.214% | 0.5863% | 0.3966% | 0.8814% | 0.8261% | 1.258% | 0.338% | 0.8418% | 0.09298% | 0.7978% | 1.396%
TSO | - | 7 | 34 | 3 | 2025 | Winter | Q, [MVAr] | 1 | 2 | 1.4774 | 2.2 | 2.2944 | 2.0387 | 1.8775 | 0.92892 | -1.3723 | -0.22066 | -1.3262 | -2.2244 | -0.90589 | -2.3936 | -1.573 | -1.9569 | -1.1879 | -0.95243 | -1.546 | 0.57451 | 1.102 | -0.034984 | -1.4895 | -0.58157 | 0.51204 | 1.2504
TSO | - | 7 | 34 | 3 | 2025 | Winter | Q, [%] | 1 | 2 | 1.201% | 1.789% | 1.865% | 1.658% | 1.526% | 0.7552% | 1.116% | 0.1794% | 1.078% | 1.808% | 0.7365% | 1.946% | 1.279% | 1.591% | 0.9658% | 0.7743% | 1.257% | 0.4671% | 0.896% | 0.02844% | 1.211% | 0.4728% | 0.4163% | 1.017%
TSO | - | 7 | 3 | 34 | 2025 | Winter | S, [MVA] | 1 | 2 | 4.4204 | 5.948 | 7.199 | 7.5784 | 7.3263 | 2.2693 | 3.4387 | 10.8588 | 10.335 | 8.1199 | 6.1241 | 5.5635 | 7.995 | 5.8445 | 5.0898 | 5.5575 | 5.948 | 9.805 | 9.2978 | 8.333 | 7.4878 | 4.2499 | 2.9964 | 3.146
TSO | - | 7 | 3 | 34 | 2025 | Winter | S, [%] | 1 | 2 | 3.594% | 4.836% | 5.853% | 6.161% | 5.956% | 1.845% | 2.796% | 8.828% | 8.402% | 6.602% | 4.979% | 4.523% | 6.5% | 4.752% | 4.138% | 4.518% | 4.836% | 7.972% | 7.559% | 6.775% | 6.088% | 3.455% | 2.436% | 2.558%
TSO | - | 7 | 34 | 3 | 2025 | Winter | S, [MVA] | 1 | 2 | 4.2394 | 5.7624 | 7.0453 | 7.4496 | 7.2021 | 2.0158 | 3.5899 | 10.8468 | 10.3706 | 8.2234 | 6.171 | 5.738 | 8.0643 | 5.9763 | 5.174 | 5.6142 | 6.0457 | 9.7592 | 9.2252 | 8.3155 | 7.5582 | 4.2861 | 2.8762 | 2.9183
TSO | - | 7 | 34 | 3 | 2025 | Winter | S, [%] | 1 | 2 | 3.447% | 4.685% | 5.728% | 6.057% | 5.855% | 1.639% | 2.919% | 8.819% | 8.431% | 6.686% | 5.017% | 4.665% | 6.556% | 4.859% | 4.206% | 4.564% | 4.915% | 7.934% | 7.5% | 6.761% | 6.145% | 3.485% | 2.338% | 2.373%
TSO | - | 8 | 4 | 15 | 2025 | Winter | P, [MW] | 1 | 2 | -71.6427 | -62.9725 | -59.3531 | -56.991 | -57.0711 | -62.8575 | -81.3891 | -90.5445 | -98.5654 | -101.8836 | -100.679 | -100.2765 | -98.9233 | -98.0257 | -94.4703 | -89.2233 | -89.5039 | -105.6346 | -106.021 | -104.4899 | -101.0314 | -95.9111 | -90.1171 | -80.2563
TSO | - | 8 | 4 | 15 | 2025 | Winter | P, [%] | 1 | 2 | 11.94% | 10.5% | 9.892% | 9.498% | 9.512% | 10.48% | 13.56% | 15.09% | 16.43% | 16.98% | 16.78% | 16.71% | 16.49% | 16.34% | 15.75% | 14.87% | 14.92% | 17.61% | 17.67% | 17.41% | 16.84% | 15.99% | 15.02% | 13.38%
TSO | - | 8 | 15 | 4 | 2025 | Winter | P, [MW] | 1 | 2 | 71.7187 | 63.0325 | 59.4067 | 57.0403 | 57.1207 | 62.917 | 81.4852 | 90.6636 | 98.7071 | 102.041 | 100.8271 | 100.4252 | 99.069 | 98.1694 | 94.6027 | 89.3409 | 89.6239 | 105.7972 | 106.186 | 104.6518 | 101.1853 | 96.0503 | 90.2387 | 80.353
TSO | - | 8 | 15 | 4 | 2025 | Winter | P, [%] | 1 | 2 | 11.95% | 10.51% | 9.901% | 9.507% | 9.52% | 10.49% | 13.58% | 15.11% | 16.45% | 17.01% | 16.8% | 16.74% | 16.51% | 16.36% | 15.77% | 14.89% | 14.94% | 17.63% | 17.7% | 17.44% | 16.86% | 16.01% | 15.04% | 13.39%
TSO | - | 8 | 4 | 15 | 2025 | Winter | Q, [MVAr] | 1 | 2 | -1.1958 | 1.9048 | 2.4872 | 2.0755 | 1.7411 | 0.4932 | -11.089 | -17.6923 | -21.6857 | -25.7638 | -23.1713 | -22.9971 | -22.776 | -23.0511 | -19.8312 | -15.6001 | -15.2161 | -22.6788 | -23.3076 | -22.1245 | -20.8632 | -18.445 | -12.0407 | -8.299
TSO | - | 8 | 4 | 15 | 2025 | Winter | Q, [%] | 1 | 2 | 0.1993% | 0.3175% | 0.4145% | 0.3459% | 0.2902% | 0.0822% | 1.848% | 2.949% | 3.614% | 4.294% | 3.862% | 3.833% | 3.796% | 3.842% | 3.305% | 2.6% | 2.536% | 3.78% | 3.885% | 3.687% | 3.477% | 3.074% | 2.007% | 1.383%
TSO | - | 8 | 15 | 4 | 2025 | Winter | Q, [MVAr] | 1 | 2 | 0.94257 | -2.26 | -2.8842 | -2.504 | -2.1646 | -0.85316 | 10.9481 | 17.7032 | 21.8551 | 26.067 | 23.3857 | 23.2265 | 22.9887 | 23.2511 | 19.9521 | 15.62 | 15.2658 | 23.0003 | 23.6514 | 22.4575 | 21.1538 | 18.6358 | 12.1111 | 8.1985
TSO | - | 8 | 15 | 4 | 2025 | Winter | Q, [%] | 1 | 2 | 0.1571% | 0.3767% | 0.4807% | 0.4173% | 0.3608% | 0.1422% | 1.825% | 2.951% | 3.643% | 4.344% | 3.898% | 3.871% | 3.831% | 3.875% | 3.325% | 2.603% | 2.544% | 3.833% | 3.942% | 3.743% | 3.526% | 3.106% | 2.019% | 1.366%
TSO | - | 8 | 4 | 15 | 2025 | Winter | S, [MVA] | 1 | 2 | 71.6526 | 63.0013 | 59.4052 | 57.0287 | 57.0976 | 62.8594 | 82.1411 | 92.2569 | 100.9228 | 105.0906 | 103.311 | 102.8797 | 101.5114 | 100.6995 | 96.5293 | 90.5768 | 90.7881 | 108.0416 | 108.5527 | 106.8065 | 103.163 | 97.6686 | 90.9179 | 80.6842
TSO | - | 8 | 4 | 15 | 2025 | Winter | S, [%] | 1 | 2 | 11.94% | 10.5% | 9.901% | 9.505% | 9.516% | 10.48% | 13.69% | 15.38% | 16.82% | 17.52% | 17.22% | 17.15% | 16.92% | 16.78% | 16.09% | 15.1% | 15.13% | 18.01% | 18.09% | 17.8% | 17.19% | 16.28% | 15.15% | 13.45%
TSO | - | 8 | 15 | 4 | 2025 | Winter | S, [MVA] | 1 | 2 | 71.7249 | 63.073 | 59.4766 | 57.0952 | 57.1617 | 62.9228 | 82.2174 | 92.3758 | 101.0977 | 105.3178 | 103.5036 | 103.0762 | 101.7013 | 100.8853 | 96.6838 | 90.696 | 90.9147 | 108.2685 | 108.7881 | 107.0343 | 103.3729 | 97.8414 | 91.0478 | 80.7702
TSO | - | 8 | 15 | 4 | 2025 | Winter | S, [%] | 1 | 2 | 11.95% | 10.51% | 9.913% | 9.516% | 9.527% | 10.49% | 13.7% | 15.4% | 16.85% | 17.55% | 17.25% | 17.18% | 16.95% | 16.81% | 16.11% | 15.12% | 15.15% | 18.04% | 18.13% | 17.84% | 17.23% | 16.31% | 15.17% | 13.46%
TSO | - | 10 | 4 | 103 | 2025 | Winter | P, [MW] | 1 | 2 | -0.19304 | -1.8069 | -1.1461 | -2.4063 | -3.0566 | -0.36019 | 5.0019 | 12.3704 | 16.0624 | 16.0792 | 14.8057 | 15.0389 | 13.4176 | 12.559 | 11.3618 | 7.6142 | 6.8133 | 10.0573 | 10.4885 | 9.1623 | 7.5421 | 7.6241 | 3.3743 | 1.0774
TSO | - | 10 | 4 | 103 | 2025 | Winter | P, [%] | 1 | 2 | 0.07847% | 0.7345% | 0.4659% | 0.9782% | 1.243% | 0.1464% | 2.033% | 5.029% | 6.529% | 6.536% | 6.019% | 6.113% | 5.454% | 5.105% | 4.619% | 3.095% | 2.77% | 4.088% | 4.264% | 3.725% | 3.066% | 3.099% | 1.372% | 0.438%
TSO | - | 10 | 103 | 4 | 2025 | Winter | P, [MW] | 1 | 2 | 0.19372 | 1.8079 | 1.1471 | 2.4072 | 3.0576 | 0.36112 | -5.0015 | -12.3677 | -16.0577 | -16.0737 | -14.8016 | -15.0346 | -13.4142 | -12.5558 | -11.3593 | -7.6132 | -6.8125 | -10.0556 | -10.4866 | -9.1608 | -7.5411 | -7.623 | -3.3741 | -1.0774
TSO | - | 10 | 103 | 4 | 2025 | Winter | P, [%] | 1 | 2 | 0.07875% | 0.7349% | 0.4663% | 0.9785% | 1.243% | 0.1468% | 2.033% | 5.028% | 6.528% | 6.534% | 6.017% | 6.112% | 5.453% | 5.104% | 4.618% | 3.095% | 2.769% | 4.088% | 4.263% | 3.724% | 3.065% | 3.099% | 1.372% | 0.438%
TSO | - | 10 | 4 | 103 | 2025 | Winter | Q, [MVAr] | 1 | 2 | -6.4844 | -7.8301 | -7.5595 | -7.0388 | -7.3824 | -7.4975 | 0.22329 | 4.429 | 6.3616 | 8.8887 | 6.1532 | 6.2849 | 5.9928 | 6.4388 | 4.8448 | 1.3605 | 0.52236 | 2.6517 | 3.3096 | 2.7364 | 2.9178 | 2.4855 | -0.97607 | -1.688
TSO | - | 10 | 4 | 103 | 2025 | Winter | Q, [%] | 1 | 2 | 2.636% | 3.183% | 3.073% | 2.861% | 3.001% | 3.048% | 0.09077% | 1.8% | 2.586% | 3.613% | 2.501% | 2.555% | 2.436% | 2.617% | 1.969% | 0.5531% | 0.2123% | 1.078% | 1.345% | 1.112% | 1.186% | 1.01% | 0.3968% | 0.6862%
TSO | - | 10 | 103 | 4 | 2025 | Winter | Q, [MVAr] | 1 | 2 | 6.2603 | 7.6115 | 7.3418 | 6.8206 | 7.1655 | 7.2779 | -0.45713 | -4.6588 | -6.5859 | -9.1046 | -6.3804 | -6.5084 | -6.2175 | -6.6638 | -5.0718 | -1.5909 | -0.74985 | -2.8862 | -3.5421 | -2.9671 | -3.1456 | -2.7113 | 0.74898 | 1.4628
TSO | - | 10 | 103 | 4 | 2025 | Winter | Q, [%] | 1 | 2 | 2.545% | 3.094% | 2.984% | 2.773% | 2.913% | 2.958% | 0.1858% | 1.894% | 2.677% | 3.701% | 2.594% | 2.646% | 2.527% | 2.709% | 2.062% | 0.6467% | 0.3048% | 1.173% | 1.44% | 1.206% | 1.279% | 1.102% | 0.3045% | 0.5946%
TSO | - | 10 | 4 | 103 | 2025 | Winter | S, [MVA] | 1 | 2 | 6.4873 | 8.0359 | 7.6459 | 7.4387 | 7.9901 | 7.5061 | 5.0069 | 13.1394 | 17.2763 | 18.3725 | 16.0334 | 16.2993 | 14.6951 | 14.1134 | 12.3516 | 7.7348 | 6.8333 | 10.401 | 10.9983 | 9.5622 | 8.0869 | 8.019 | 3.5126 | 2.0025
TSO | - | 10 | 4 | 103 | 2025 | Winter | S, [%] | 1 | 2 | 2.637% | 3.267% | 3.108% | 3.024% | 3.248% | 3.051% | 2.035% | 5.341% | 7.023% | 7.468% | 6.518% | 6.626% | 5.974% | 5.737% | 5.021% | 3.144% | 2.778% | 4.228% | 4.471% | 3.887% | 3.287% | 3.26% | 1.428% | 0.814%
TSO | - | 10 | 103 | 4 | 2025 | Winter | S, [MVA] | 1 | 2 | 6.2633 | 7.8233 | 7.4308 | 7.2329 | 7.7906 | 7.2868 | 5.0224 | 13.216 | 17.3558 | 18.4732 | 16.1182 | 16.3829 | 14.785 | 14.2146 | 12.4402 | 7.7777 | 6.8537 | 10.4616 | 11.0686 | 9.6294 | 8.1708 | 8.0909 | 3.4562 | 1.8167
TSO | - | 10 | 103 | 4 | 2025 | Winter | S, [%] | 1 | 2 | 2.546% | 3.18% | 3.021% | 2.94% | 3.167% | 2.962% | 2.042% | 5.372% | 7.055% | 7.509% | 6.552% | 6.66% | 6.01% | 5.778% | 5.057% | 3.162% | 2.786% | 4.253% | 4.499% | 3.914% | 3.321% | 3.289% | 1.405% | 0.7385%
TSO | - | 12 | 5 | 42 | 2025 | Winter | P, [MW] | 1 | 2 | 0.29356 | 1.8907 | 3.0825 | 2.9466 | 3.0947 | -3.7737 | -15.4885 | -14.2155 | -11.5129 | -7.3494 | -9.6101 | -12.2532 | -8.6455 | -10.1887 | -7.4413 | -5.0948 | -3.4888 | -9.1268 | -6.9073 | -5.9702 | -4.2494 | -2.3581 | -2.161 | -1.7895
TSO | - | 12 | 5 | 42 | 2025 | Winter | P, [%] | 1 | 2 | 0.3262% | 2.101% | 3.425% | 3.274% | 3.439% | 4.193% | 17.21% | 15.79% | 12.79% | 8.166% | 10.68% | 13.61% | 9.606% | 11.32% | 8.268% | 5.661% | 3.876% | 10.14% | 7.675% | 6.634% | 4.722% | 2.62% | 2.401% | 1.988%
TSO | - | 12 | 42 | 5 | 2025 | Winter | P, [MW] | 1 | 2 | -0.16332 | -1.7256 | -2.9048 | -2.7709 | -2.912 | 3.9486 | 15.7413 | 14.3947 | 11.6366 | 7.4645 | 9.7164 | 12.4272 | 8.7696 | 10.346 | 7.5669 | 5.2063 | 3.6137 | 9.235 | 7.0004 | 6.0699 | 4.3677 | 2.4755 | 2.2948 | 1.9487
TSO | - | 12 | 42 | 5 | 2025 | Winter | P, [%] | 1 | 2 | 0.1815% | 1.917% | 3.228% | 3.079% | 3.236% | 4.387% | 17.49% | 15.99% | 12.93% | 8.294% | 10.8% | 13.81% | 9.744% | 11.5% | 8.408% | 5.785% | 4.015% | 10.26% | 7.778% | 6.744% | 4.853% | 2.751% | 2.55% | 2.165%
TSO | - | 12 | 5 | 42 | 2025 | Winter | Q, [MVAr] | 1 | 2 | 14.8952 | 16.6978 | 17.1947 | 17.1113 | 17.4363 | 16.8413 | 14.5046 | 10.8705 | 9.3138 | 12.0191 | 9.7728 | 12.6284 | 11.9044 | 13.1629 | 12.774 | 12.8842 | 14.2036 | 10.3716 | 10.6845 | 11.6624 | 13.5649 | 13.9343 | 14.9481 | 16.4214
TSO | - | 12 | 5 | 42 | 2025 | Winter | Q, [%] | 1 | 2 | 16.55% | 18.55% | 19.11% | 19.01% | 19.37% | 18.71% | 16.12% | 12.08% | 10.35% | 13.35% | 10.86% | 14.03% | 13.23% | 14.63% | 14.19% | 14.32% | 15.78% | 11.52% | 11.87% | 12.96% | 15.07% | 15.48% | 16.61% | 18.25%
TSO | - | 12 | 42 | 5 | 2025 | Winter | Q, [MVAr] | 1 | 2 | -15.8595 | -17.5734 | -18.0412 | -17.9624 | -18.269 | -17.6878 | -15.2115 | -11.752 | -10.3238 | -13.0321 | -10.8312 | -13.5232 | -12.9055 | -14.0895 | -13.7721 | -13.911 | -15.1892 | -11.4243 | -11.7703 | -12.7192 | -14.5649 | -14.9319 | -15.9042 | -17.3171
TSO | - | 12 | 42 | 5 | 2025 | Winter | Q, [%] | 1 | 2 | 17.62% | 19.53% | 20.05% | 19.96% | 20.3% | 19.65% | 16.9% | 13.06% | 11.47% | 14.48% | 12.03% | 15.03% | 14.34% | 15.65% | 15.3% | 15.46% | 16.88% | 12.69% | 13.08% | 14.13% | 16.18% | 16.59% | 17.67% | 19.24%
TSO | - | 12 | 5 | 42 | 2025 | Winter | S, [MVA] | 1 | 2 | 14.8981 | 16.8045 | 17.4688 | 17.3632 | 17.7088 | 17.2589 | 21.2197 | 17.8955 | 14.8086 | 14.0881 | 13.7063 | 17.5959 | 14.7126 | 16.6455 | 14.7834 | 13.8549 | 14.6258 | 13.8155 | 12.7228 | 13.1017 | 14.215 | 14.1325 | 15.1035 | 16.5186
TSO | - | 12 | 5 | 42 | 2025 | Winter | S, [%] | 1 | 2 | 16.55% | 18.67% | 19.41% | 19.29% | 19.68% | 19.18% | 23.58% | 19.88% | 16.45% | 15.65% | 15.23% | 19.55% | 16.35% | 18.49% | 16.43% | 15.39% | 16.25% | 15.35% | 14.14% | 14.56% | 15.79% | 15.7% | 16.78% | 18.35%
TSO | - | 12 | 42 | 5 | 2025 | Winter | S, [MVA] | 1 | 2 | 15.8603 | 17.6579 | 18.2736 | 18.1749 | 18.4996 | 18.1231 | 21.8901 | 18.5827 | 15.556 | 15.0185 | 14.5507 | 18.366 | 15.6031 | 17.4801 | 15.7139 | 14.8533 | 15.6132 | 14.6902 | 13.6947 | 14.0934 | 15.2057 | 15.1357 | 16.0689 | 17.4264
TSO | - | 12 | 42 | 5 | 2025 | Winter | S, [%] | 1 | 2 | 17.62% | 19.62% | 20.3% | 20.19% | 20.56% | 20.14% | 24.32% | 20.65% | 17.28% | 16.69% | 16.17% | 20.41% | 17.34% | 19.42% | 17.46% | 16.5% | 17.35% | 16.32% | 15.22% | 15.66% | 16.9% | 16.82% | 17.85% | 19.36%
TSO | - | 13 | 5 | 68 | 2025 | Winter | P, [MW] | 1 | 2 | 6.4139 | 6.1963 | 5.8965 | 6.396 | 6.0737 | 5.9907 | 6.764 | 6.6281 | 6.415 | 6.9912 | 7.04 | 6.9076 | 6.846 | 6.9044 | 6.8886 | 6.2554 | 6.5062 | 6.8577 | 6.0836 | 6.6647 | 6.3167 | 5.8189 | 6.2726 | 6.392
TSO | - | 13 | 5 | 68 | 2025 | Winter | P, [%] | 1 | 2 | 5.215% | 5.038% | 4.794% | 5.2% | 4.938% | 4.87% | 5.499% | 5.389% | 5.215% | 5.684% | 5.724% | 5.616% | 5.566% | 5.613% | 5.601% | 5.086% | 5.29% | 5.575% | 4.946% | 5.418% | 5.136% | 4.731% | 5.1% | 5.197%
TSO | - | 13 | 68 | 5 | 2025 | Winter | P, [MW] | 1 | 2 | -6.4119 | -6.1945 | -5.8949 | -6.394 | -6.072 | -5.9889 | -6.7618 | -6.6259 | -6.413 | -6.9888 | -7.0377 | -6.9053 | -6.8438 | -6.9021 | -6.8864 | -6.2535 | -6.5043 | -6.8556 | -6.0818 | -6.6626 | -6.3149 | -5.8172 | -6.2707 | -6.3901
TSO | - | 13 | 68 | 5 | 2025 | Winter | P, [%] | 1 | 2 | 5.213% | 5.036% | 4.793% | 5.198% | 4.937% | 4.869% | 5.497% | 5.387% | 5.214% | 5.682% | 5.722% | 5.614% | 5.564% | 5.611% | 5.599% | 5.084% | 5.288% | 5.574% | 4.945% | 5.417% | 5.134% | 4.729% | 5.098% | 5.195%
TSO | - | 13 | 5 | 68 | 2025 | Winter | Q, [MVAr] | 1 | 2 | 1.5019 | 1.4025 | 1.1378 | 1.3568 | 1.3355 | 1.4866 | 1.5984 | 1.8822 | 1.781 | 1.8875 | 1.8807 | 1.903 | 2.1124 | 2.1086 | 1.7019 | 1.6087 | 1.3462 | 1.3821 | 1.3804 | 1.6013 | 1.3841 | 1.5176 | 1.2378 | 1.2342
TSO | - | 13 | 5 | 68 | 2025 | Winter | Q, [%] | 1 | 2 | 1.221% | 1.14% | 0.925% | 1.103% | 1.086% | 1.209% | 1.3% | 1.53% | 1.448% | 1.535% | 1.529% | 1.547% | 1.717% | 1.714% | 1.384% | 1.308% | 1.094% | 1.124% | 1.122% | 1.302% | 1.125% | 1.234% | 1.006% | 1.003%
TSO | - | 13 | 68 | 5 | 2025 | Winter | Q, [MVAr] | 1 | 2 | -1.6619 | -1.5619 | -1.2979 | -1.5159 | -1.4949 | -1.6449 | -1.7579 | -2.0429 | -1.9428 | -2.0469 | -2.0428 | -2.0639 | -2.2729 | -2.2689 | -1.8629 | -1.7709 | -1.5069 | -1.5449 | -1.5449 | -1.7629 | -1.5449 | -1.6789 | -1.3979 | -1.3939
TSO | - | 13 | 68 | 5 | 2025 | Winter | Q, [%] | 1 | 2 | 1.351% | 1.27% | 1.055% | 1.232% | 1.215% | 1.337% | 1.429% | 1.661% | 1.58% | 1.664% | 1.661% | 1.678% | 1.848% | 1.845% | 1.515% | 1.44% | 1.225% | 1.256% | 1.256% | 1.433% | 1.256% | 1.365% | 1.137% | 1.133%
TSO | - | 13 | 5 | 68 | 2025 | Winter | S, [MVA] | 1 | 2 | 6.5874 | 6.353 | 6.0053 | 6.5383 | 6.2188 | 6.1724 | 6.9503 | 6.8902 | 6.6576 | 7.2415 | 7.2869 | 7.165 | 7.1645 | 7.2192 | 7.0958 | 6.4589 | 6.6441 | 6.9956 | 6.2382 | 6.8543 | 6.4666 | 6.0135 | 6.3935 | 6.5101
TSO | - | 13 | 5 | 68 | 2025 | Winter | S, [%] | 1 | 2 | 5.356% | 5.165% | 4.882% | 5.316% | 5.056% | 5.018% | 5.651% | 5.602% | 5.413% | 5.887% | 5.924% | 5.825% | 5.825% | 5.869% | 5.769% | 5.251% | 5.402% | 5.687% | 5.072% | 5.573% | 5.257% | 4.889% | 5.198% | 5.293%
TSO | - | 13 | 68 | 5 | 2025 | Winter | S, [MVA] | 1 | 2 | 6.6238 | 6.3883 | 6.0361 | 6.5713 | 6.2533 | 6.2107 | 6.9866 | 6.9337 | 6.7009 | 7.2824 | 7.3282 | 7.2072 | 7.2113 | 7.2654 | 7.1339 | 6.4994 | 6.6765 | 7.0275 | 6.275 | 6.8918 | 6.5011 | 6.0547 | 6.4247 | 6.5404
TSO | - | 13 | 68 | 5 | 2025 | Winter | S, [%] | 1 | 2 | 5.385% | 5.194% | 4.907% | 5.342% | 5.084% | 5.049% | 5.68% | 5.637% | 5.448% | 5.921% | 5.958% | 5.859% | 5.863% | 5.907% | 5.8% | 5.284% | 5.428% | 5.713% | 5.102% | 5.603% | 5.285% | 4.922% | 5.223% | 5.317%
TSO | - | 14 | 7 | 9 | 2025 | Winter | P, [MW] | 1 | 2 | 94.7233 | 91.7968 | 85.6966 | 89.5335 | 90.1113 | 90.3128 | 95.0028 | 95.0017 | 89.4687 | 94.998 | 95.0024 | 95.0028 | 95.0016 | 95.0027 | 95.0021 | 93.7987 | 90.982 | 95.002 | 89.6805 | 86.4728 | 85.5198 | 80.6493 | 94.5586 | 95.0023
TSO | - | 14 | 7 | 9 | 2025 | Winter | P, [%] | 1 | 2 | 38.51% | 37.32% | 34.84% | 36.4% | 36.63% | 36.71% | 38.62% | 38.62% | 36.37% | 38.62% | 38.62% | 38.62% | 38.62% | 38.62% | 38.62% | 38.13% | 36.98% | 38.62% | 36.46% | 35.15% | 34.76% | 32.78% | 38.44% | 38.62%
TSO | - | 14 | 9 | 7 | 2025 | Winter | P, [MW] | 1 | 2 | -94.3824 | -91.4704 | -85.4016 | -89.2185 | -89.7932 | -89.9959 | -94.6767 | -94.7005 | -89.1946 | -94.6837 | -94.7053 | -94.7027 | -94.6982 | -94.6896 | -94.689 | -93.4822 | -90.6674 | -94.7026 | -89.4094 | -86.2035 | -85.2334 | -80.3852 | -94.222 | -94.6606
TSO | - | 14 | 9 | 7 | 2025 | Winter | P, [%] | 1 | 2 | 38.37% | 37.18% | 34.72% | 36.27% | 36.5% | 36.58% | 38.49% | 38.5% | 36.26% | 38.49% | 38.5% | 38.5% | 38.5% | 38.49% | 38.49% | 38% | 36.86% | 38.5% | 36.35% | 35.04% | 34.65% | 32.68% | 38.3% | 38.48%
TSO | - | 14 | 7 | 9 | 2025 | Winter | Q, [MVAr] | 1 | 2 | 50.0005 | 50.0009 | 50.0006 | 50.0013 | 50.0008 | 50.0006 | 46.4351 | 36.1548 | 37.36 | 41.8825 | 34.1462 | 35.5805 | 37.1411 | 41.3442 | 41.3881 | 45.3243 | 50.0006 | 35.2863 | 35.4162 | 41.8315 | 49.999 | 50.0004 | 50.0001 | 49.9971
TSO | - | 14 | 7 | 9 | 2025 | Winter | Q, [%] | 1 | 2 | 20.33% | 20.33% | 20.33% | 20.33% | 20.33% | 20.33% | 18.88% | 14.7% | 15.19% | 17.03% | 13.88% | 14.46% | 15.1% | 16.81% | 16.82% | 18.42% | 20.33% | 14.34% | 14.4% | 17% | 20.32% | 20.33% | 20.33% | 20.32%
TSO | - | 14 | 9 | 7 | 2025 | Winter | Q, [MVAr] | 1 | 2 | -49.3586 | -49.4071 | -49.5152 | -49.4463 | -49.4346 | -49.4428 | -45.8558 | -35.6631 | -36.9632 | -41.3447 | -33.6691 | -35.093 | -36.642 | -40.8109 | -40.8545 | -44.7786 | -49.4613 | -34.801 | -35.0301 | -41.4514 | -49.5588 | -49.6354 | -49.3789 | -49.3538
TSO | - | 14 | 9 | 7 | 2025 | Winter | Q, [%] | 1 | 2 | 20.06% | 20.08% | 20.13% | 20.1% | 20.1% | 20.1% | 18.64% | 14.5% | 15.03% | 16.81% | 13.69% | 14.27% | 14.9% | 16.59% | 16.61% | 18.2% | 20.11% | 14.15% | 14.24% | 16.85% | 20.15% | 20.18% | 20.07% | 20.06%
TSO | - | 14 | 7 | 9 | 2025 | Winter | S, [MVA] | 1 | 2 | 107.11 | 104.5311 | 99.2168 | 102.5493 | 103.054 | 103.2302 | 105.7438 | 101.6489 | 96.9558 | 103.8208 | 100.9526 | 101.447 | 102.0037 | 103.6091 | 103.6262 | 104.1753 | 103.8161 | 101.3435 | 96.4204 | 96.0595 | 99.0633 | 94.8912 | 106.9642 | 107.3552
TSO | - | 14 | 7 | 9 | 2025 | Winter | S, [%] | 1 | 2 | 43.54% | 42.49% | 40.33% | 41.69% | 41.89% | 41.96% | 42.99% | 41.32% | 39.41% | 42.2% | 41.04% | 41.24% | 41.46% | 42.12% | 42.12% | 42.35% | 42.2% | 41.2% | 39.2% | 39.05% | 40.27% | 38.57% | 43.48% | 43.64%
TSO | - | 14 | 9 | 7 | 2025 | Winter | S, [MVA] | 1 | 2 | 106.5097 | 103.961 | 98.7177 | 102.0043 | 102.5017 | 102.6833 | 105.1971 | 101.1931 | 96.5502 | 103.3169 | 100.5122 | 100.9957 | 101.5401 | 103.1099 | 103.1266 | 103.6535 | 103.2812 | 100.8944 | 96.0268 | 95.6518 | 98.5942 | 94.4746 | 106.377 | 106.754
TSO | - | 14 | 9 | 7 | 2025 | Winter | S, [%] | 1 | 2 | 43.3% | 42.26% | 40.13% | 41.47% | 41.67% | 41.74% | 42.76% | 41.14% | 39.25% | 42% | 40.86% | 41.06% | 41.28% | 41.91% | 41.92% | 42.14% | 41.98% | 41.01% | 39.04% | 38.88% | 40.08% | 38.4% | 43.24% | 43.4%
TSO | - | 16 | 8 | 14 | 2025 | Winter | P, [MW] | 1 | 2 | -1.9056 | -1.9718 | -1.8875 | -1.8019 | -1.694 | -1.7687 | -2.2348 | -2.0266 | -2.1933 | -2.201 | -2.4894 | -2.8154 | -2.5784 | -2.599 | -2.4178 | -2.3138 | -2.411 | -2.5971 | -2.5989 | -2.5476 | -2.6406 | -2.53 | -2.4872 | -2.2265
TSO | - | 16 | 8 | 14 | 2025 | Winter | P, [%] | 1 | 2 | 0.6127% | 0.634% | 0.6069% | 0.5794% | 0.5447% | 0.5687% | 0.7186% | 0.6516% | 0.7053% | 0.7077% | 0.8005% | 0.9053% | 0.8291% | 0.8357% | 0.7774% | 0.744% | 0.7752% | 0.8351% | 0.8357% | 0.8192% | 0.8491% | 0.8135% | 0.7997% | 0.7159%
TSO | - | 16 | 14 | 8 | 2025 | Winter | P, [MW] | 1 | 2 | 1.9058 | 1.9721 | 1.8877 | 1.8021 | 1.6941 | 1.7689 | 2.2351 | 2.0268 | 2.1936 | 2.2013 | 2.4898 | 2.8158 | 2.5788 | 2.5994 | 2.4182 | 2.3141 | 2.4113 | 2.5974 | 2.5993 | 2.548 | 2.641 | 2.5304 | 2.4875 | 2.2268
TSO | - | 16 | 14 | 8 | 2025 | Winter | P, [%] | 1 | 2 | 0.6128% | 0.6341% | 0.607% | 0.5795% | 0.5447% | 0.5688% | 0.7187% | 0.6517% | 0.7053% | 0.7078% | 0.8006% | 0.9054% | 0.8292% | 0.8358% | 0.7775% | 0.7441% | 0.7753% | 0.8352% | 0.8358% | 0.8193% | 0.8492% | 0.8136% | 0.7998% | 0.716%
TSO | - | 16 | 8 | 14 | 2025 | Winter | Q, [MVAr] | 1 | 2 | -1.0545 | -1.0407 | -1.0584 | -1.0763 | -1.0989 | -1.0832 | -0.98518 | -1.029 | -0.99384 | -0.99226 | -0.93105 | -0.86139 | -0.91214 | -0.90774 | -0.94635 | -0.96843 | -0.94779 | -0.90812 | -0.90776 | -0.91869 | -0.89886 | -0.92246 | -0.9316 | -0.98691
TSO | - | 16 | 8 | 14 | 2025 | Winter | Q, [%] | 1 | 2 | 0.3391% | 0.3346% | 0.3403% | 0.3461% | 0.3533% | 0.3483% | 0.3168% | 0.3309% | 0.3196% | 0.3191% | 0.2994% | 0.277% | 0.2933% | 0.2919% | 0.3043% | 0.3114% | 0.3048% | 0.292% | 0.2919% | 0.2954% | 0.289% | 0.2966% | 0.2995% | 0.3173%
TSO | - | 16 | 14 | 8 | 2025 | Winter | Q, [MVAr] | 1 | 2 | -1.8233 | -1.8371 | -1.8196 | -1.802 | -1.7798 | -1.7951 | -1.8918 | -1.8483 | -1.8831 | -1.8846 | -1.9452 | -2.0142 | -1.964 | -1.9684 | -1.9302 | -1.9083 | -1.9286 | -1.9678 | -1.9681 | -1.9573 | -1.977 | -1.9537 | -1.9447 | -1.89
TSO | - | 16 | 14 | 8 | 2025 | Winter | Q, [%] | 1 | 2 | 0.5863% | 0.5907% | 0.5851% | 0.5794% | 0.5723% | 0.5772% | 0.6083% | 0.5943% | 0.6055% | 0.606% | 0.6255% | 0.6477% | 0.6315% | 0.6329% | 0.6206% | 0.6136% | 0.6201% | 0.6327% | 0.6328% | 0.6294% | 0.6357% | 0.6282% | 0.6253% | 0.6077%
TSO | - | 16 | 8 | 14 | 2025 | Winter | S, [MVA] | 1 | 2 | 2.1779 | 2.2296 | 2.1639 | 2.0989 | 2.0192 | 2.0741 | 2.4423 | 2.2728 | 2.408 | 2.4143 | 2.6579 | 2.9442 | 2.735 | 2.753 | 2.5964 | 2.5083 | 2.5906 | 2.7513 | 2.7529 | 2.7082 | 2.7894 | 2.6929 | 2.6559 | 2.4354
TSO | - | 16 | 8 | 14 | 2025 | Winter | S, [%] | 1 | 2 | 0.7003% | 0.7169% | 0.6958% | 0.6749% | 0.6493% | 0.6669% | 0.7853% | 0.7308% | 0.7743% | 0.7763% | 0.8546% | 0.9467% | 0.8794% | 0.8852% | 0.8349% | 0.8065% | 0.833% | 0.8846% | 0.8852% | 0.8708% | 0.8969% | 0.8659% | 0.854% | 0.7831%
TSO | - | 16 | 14 | 8 | 2025 | Winter | S, [MVA] | 1 | 2 | 2.6375 | 2.6951 | 2.6219 | 2.5485 | 2.4572 | 2.5202 | 2.9282 | 2.743 | 2.891 | 2.8978 | 3.1596 | 3.4621 | 3.2415 | 3.2606 | 3.094 | 2.9995 | 3.0877 | 3.2587 | 3.2603 | 3.213 | 3.299 | 3.1968 | 3.1574 | 2.9207
TSO | - | 16 | 14 | 8 | 2025 | Winter | S, [%] | 1 | 2 | 0.8481% | 0.8666% | 0.843% | 0.8195% | 0.7901% | 0.8104% | 0.9416% | 0.882% | 0.9296% | 0.9318% | 1.016% | 1.113% | 1.042% | 1.048% | 0.9949% | 0.9645% | 0.9928% | 1.048% | 1.048% | 1.033% | 1.061% | 1.028% | 1.015% | 0.9391%
TSO | - | 17 | 9 | 10 | 2025 | Winter | P, [MW] | 1 | 2 | 13.403 | 13.7722 | 13.52 | 13.2481 | 12.8585 | 13.5443 | -0.63811 | 9.3943 | 13.6594 | 15.7729 | 10.2886 | 4.0809 | 13.1873 | 7.2751 | 12.5113 | 15.633 | 17.287 | 13.4789 | 13.8017 | 14.6881 | 16.2326 | 16.1208 | 14.9545 | 10.4093
TSO | - | 17 | 9 | 10 | 2025 | Winter | P, [%] | 1 | 2 | 10.9% | 11.2% | 10.99% | 10.77% | 10.45% | 11.01% | 0.5188% | 7.638% | 11.11% | 12.82% | 8.365% | 3.318% | 10.72% | 5.915% | 10.17% | 12.71% | 14.05% | 10.96% | 11.22% | 11.94% | 13.2% | 13.11% | 12.16% | 8.463%
TSO | - | 17 | 10 | 9 | 2025 | Winter | P, [MW] | 1 | 2 | -12.9968 | -13.2983 | -13.0279 | -12.7839 | -12.3611 | -13.0558 | 0.97544 | -9.1691 | -13.4367 | -15.4353 | -10.0796 | -3.8173 | -12.9017 | -6.9883 | -12.2005 | -15.2644 | -16.8452 | -13.2381 | -13.5296 | -14.3545 | -15.8213 | -15.7038 | -14.5184 | -9.9475
TSO | - | 17 | 10 | 9 | 2025 | Winter | P, [%] | 1 | 2 | 10.57% | 10.81% | 10.59% | 10.39% | 10.05% | 10.61% | 0.793% | 7.455% | 10.92% | 12.55% | 8.195% | 3.104% | 10.49% | 5.682% | 9.919% | 12.41% | 13.7% | 10.76% | 11% | 11.67% | 12.86% | 12.77% | 11.8% | 8.087%
TSO | - | 17 | 9 | 10 | 2025 | Winter | Q, [MVAr] | 1 | 2 | 33.0507 | 35.9325 | 36.7645 | 35.6445 | 37.2185 | 36.7526 | 32.7042 | 24.956 | 22.7929 | 28.7875 | 23.5319 | 28.5815 | 27.1012 | 29.2542 | 28.8423 | 30.5364 | 33.3854 | 24.1372 | 25.9805 | 29.1261 | 32.4229 | 32.6736 | 34.0336 | 36.6446
TSO | - | 17 | 9 | 10 | 2025 | Winter | Q, [%] | 1 | 2 | 26.87% | 29.21% | 29.89% | 28.98% | 30.26% | 29.88% | 26.59% | 20.29% | 18.53% | 23.4% | 19.13% | 23.24% | 22.03% | 23.78% | 23.45% | 24.83% | 27.14% | 19.62% | 21.12% | 23.68% | 26.36% | 26.56% | 27.67% | 29.79%
TSO | - | 17 | 10 | 9 | 2025 | Winter | Q, [MVAr] | 1 | 2 | -33.014 | -35.655 | -36.4207 | -35.3977 | -36.857 | -36.4313 | -32.9341 | -25.5751 | -23.4215 | -29.0164 | -24.208 | -29.0678 | -27.5109 | -29.6578 | -29.1636 | -30.6573 | -33.2523 | -24.703 | -26.4384 | -29.3687 | -32.396 | -32.6201 | -33.9075 | -36.4187
TSO | - | 17 | 10 | 9 | 2025 | Winter | Q, [%] | 1 | 2 | 26.84% | 28.99% | 29.61% | 28.78% | 29.97% | 29.62% | 26.78% | 20.79% | 19.04% | 23.59% | 19.68% | 23.63% | 22.37% | 24.11% | 23.71% | 24.92% | 27.03% | 20.08% | 21.49% | 23.88% | 26.34% | 26.52% | 27.57% | 29.61%
TSO | - | 17 | 9 | 10 | 2025 | Winter | S, [MVA] | 1 | 2 | 35.665 | 38.4814 | 39.1717 | 38.0269 | 39.3771 | 39.1689 | 32.7105 | 26.6656 | 26.5724 | 32.8254 | 25.6828 | 28.8714 | 30.1393 | 30.1452 | 31.439 | 34.3055 | 37.5955 | 27.6457 | 29.4189 | 32.6201 | 36.2594 | 36.4341 | 37.1742 | 38.0943
TSO | - | 17 | 9 | 10 | 2025 | Winter | S, [%] | 1 | 2 | 29% | 31.29% | 31.85% | 30.92% | 32.01% | 31.84% | 26.59% | 21.68% | 21.6% | 26.69% | 20.88% | 23.47% | 24.5% | 24.51% | 25.56% | 27.89% | 30.57% | 22.48% | 23.92% | 26.52% | 29.48% | 29.62% | 30.22% | 30.97%
TSO | - | 17 | 10 | 9 | 2025 | Winter | S, [MVA] | 1 | 2 | 35.4801 | 38.0542 | 38.6807 | 37.6355 | 38.8746 | 38.7001 | 32.9486 | 27.169 | 27.0021 | 32.8664 | 26.2226 | 29.3174 | 30.3859 | 30.47 | 31.6128 | 34.2472 | 37.2757 | 28.0266 | 29.6992 | 32.689 | 36.0529 | 36.2033 | 36.885 | 37.7528
TSO | - | 17 | 10 | 9 | 2025 | Winter | S, [%] | 1 | 2 | 28.85% | 30.94% | 31.45% | 30.6% | 31.61% | 31.46% | 26.79% | 22.09% | 21.95% | 26.72% | 21.32% | 23.84% | 24.7% | 24.77% | 25.7% | 27.84% | 30.31% | 22.79% | 24.15% | 26.58% | 29.31% | 29.43% | 29.99% | 30.69%
TSO | - | 18 | 9 | 16 | 2025 | Winter | P, [MW] | 1 | 2 | 32.3593 | 29.9742 | 26.7186 | 26.8146 | 26.9338 | 34.3453 | 51.9512 | 62.3699 | 64.3355 | 60.4069 | 57.1252 | 58.2001 | 58.1174 | 55.8762 | 53.1944 | 52.3543 | 52.6169 | 60.3726 | 58.0179 | 56.6428 | 55.1623 | 46.5998 | 43.2434 | 35.9253
TSO | - | 18 | 9 | 16 | 2025 | Winter | P, [%] | 1 | 2 | 26.31% | 24.37% | 21.72% | 21.8% | 21.9% | 27.92% | 42.24% | 50.71% | 52.31% | 49.11% | 46.44% | 47.32% | 47.25% | 45.43% | 43.25% | 42.56% | 42.78% | 49.08% | 47.17% | 46.05% | 44.85% | 37.89% | 35.16% | 29.21%
TSO | - | 18 | 16 | 9 | 2025 | Winter | P, [MW] | 1 | 2 | -32.2665 | -29.8945 | -26.6549 | -26.7507 | -26.8692 | -34.2411 | -51.7139 | -62.0284 | -63.9706 | -60.0846 | -56.8384 | -57.9008 | -57.8208 | -55.6013 | -52.9468 | -52.1142 | -52.3737 | -60.0548 | -57.7252 | -56.3628 | -54.8953 | -46.4092 | -43.0794 | -35.8117
TSO | - | 18 | 16 | 9 | 2025 | Winter | P, [%] | 1 | 2 | 26.23% | 24.3% | 21.67% | 21.75% | 21.84% | 27.84% | 42.04% | 50.43% | 52.01% | 48.85% | 46.21% | 47.07% | 47.01% | 45.2% | 43.05% | 42.37% | 42.58% | 48.83% | 46.93% | 45.82% | 44.63% | 37.73% | 35.02% | 29.12%
TSO | - | 18 | 9 | 16 | 2025 | Winter | Q, [MVAr] | 1 | 2 | 1.7717 | -0.91536 | -1.861 | -0.76219 | -1.0242 | 0.78706 | 6.3688 | 7.8509 | 9.0916 | 8.6714 | 7.5642 | 8.6847 | 7.3448 | 7.3941 | 5.7178 | 5.6705 | 6.0898 | 5.8248 | 4.8751 | 5.3557 | 6.2938 | 4.2551 | 2.543 | 0.27088
TSO | - | 18 | 9 | 16 | 2025 | Winter | Q, [%] | 1 | 2 | 1.44% | 0.7442% | 1.513% | 0.6197% | 0.8327% | 0.6399% | 5.178% | 6.383% | 7.392% | 7.05% | 6.15% | 7.061% | 5.971% | 6.011% | 4.649% | 4.61% | 4.951% | 4.736% | 3.964% | 4.354% | 5.117% | 3.459% | 2.067% | 0.2202%
TSO | - | 18 | 16 | 9 | 2025 | Winter | Q, [MVAr] | 1 | 2 | -1.8551 | 0.78954 | 1.6818 | 0.5838 | 0.84799 | -0.83164 | -5.9699 | -7.0998 | -8.2612 | -7.9848 | -6.9982 | -8.0765 | -6.7456 | -6.8681 | -5.2843 | -5.2622 | -5.6705 | -5.1542 | -4.2896 | -4.8127 | -5.7941 | -4.0128 | -2.3888 | -0.28451
TSO | - | 18 | 16 | 9 | 2025 | Winter | Q, [%] | 1 | 2 | 1.508% | 0.6419% | 1.367% | 0.4746% | 0.6894% | 0.6761% | 4.854% | 5.772% | 6.716% | 6.492% | 5.69% | 6.566% | 5.484% | 5.584% | 4.296% | 4.278% | 4.61% | 4.19% | 3.487% | 3.913% | 4.711% | 3.262% | 1.942% | 0.2313%
TSO | - | 18 | 9 | 16 | 2025 | Winter | S, [MVA] | 1 | 2 | 32.4077 | 29.9882 | 26.7833 | 26.8255 | 26.9533 | 34.3543 | 52.3402 | 62.8621 | 64.9747 | 61.0261 | 57.6239 | 58.8445 | 58.5797 | 56.3633 | 53.5008 | 52.6605 | 52.9681 | 60.6529 | 58.2224 | 56.8954 | 55.5202 | 46.7937 | 43.3181 | 35.9264
TSO | - | 18 | 9 | 16 | 2025 | Winter | S, [%] | 1 | 2 | 26.35% | 24.38% | 21.78% | 21.81% | 21.91% | 27.93% | 42.55% | 51.11% | 52.82% | 49.61% | 46.85% | 47.84% | 47.63% | 45.82% | 43.5% | 42.81% | 43.06% | 49.31% | 47.34% | 46.26% | 45.14% | 38.04% | 35.22% | 29.21%
TSO | - | 18 | 16 | 9 | 2025 | Winter | S, [MVA] | 1 | 2 | 32.3198 | 29.9049 | 26.7079 | 26.7571 | 26.8826 | 34.2512 | 52.0574 | 62.4334 | 64.5019 | 60.6128 | 57.2676 | 58.4614 | 58.2129 | 56.0239 | 53.2098 | 52.3792 | 52.6797 | 60.2755 | 57.8843 | 56.5679 | 55.2002 | 46.5824 | 43.1455 | 35.8128
TSO | - | 18 | 16 | 9 | 2025 | Winter | S, [%] | 1 | 2 | 26.28% | 24.31% | 21.71% | 21.75% | 21.86% | 27.85% | 42.32% | 50.76% | 52.44% | 49.28% | 46.56% | 47.53% | 47.33% | 45.55% | 43.26% | 42.58% | 42.83% | 49% | 47.06% | 45.99% | 44.88% | 37.87% | 35.08% | 29.12%
TSO | - | 19 | 10 | 15 | 2025 | Winter | P, [MW] | 1 | 2 | -6.9894 | -4.6838 | -3.2173 | -2.7175 | -1.9998 | -2.1578 | -23.0078 | -13.9785 | -16.4557 | -17.9306 | -22.9546 | -30.1662 | -19.9236 | -25.7823 | -20.2401 | -15.5636 | -13.2852 | -22.9628 | -15.5524 | -14.0792 | -13.2049 | -10.8542 | -9.9975 | -11.5246
TSO | - | 19 | 10 | 15 | 2025 | Winter | P, [%] | 1 | 2 | 5.682% | 3.808% | 2.616% | 2.209% | 1.626% | 1.754% | 18.71% | 11.36% | 13.38% | 14.58% | 18.66% | 24.53% | 16.2% | 20.96% | 16.46% | 12.65% | 10.8% | 18.67% | 12.64% | 11.45% | 10.74% | 8.825% | 8.128% | 9.37%
TSO | - | 19 | 15 | 10 | 2025 | Winter | P, [MW] | 1 | 2 | 7.3676 | 5.1294 | 3.6636 | 3.1872 | 2.4653 | 2.6018 | 23.4549 | 14.2512 | 16.7092 | 18.2751 | 23.2691 | 30.6416 | 20.2857 | 26.2298 | 20.6221 | 15.9164 | 13.6898 | 23.2733 | 15.7914 | 14.3484 | 13.5635 | 11.2299 | 10.3875 | 11.9303
TSO | - | 19 | 15 | 10 | 2025 | Winter | P, [%] | 1 | 2 | 5.99% | 4.17% | 2.979% | 2.591% | 2.004% | 2.115% | 19.07% | 11.59% | 13.58% | 14.86% | 18.92% | 24.91% | 16.49% | 21.33% | 16.77% | 12.94% | 11.13% | 18.92% | 12.84% | 11.67% | 11.03% | 9.13% | 8.445% | 9.699%
TSO | - | 19 | 10 | 15 | 2025 | Winter | Q, [MVAr] | 1 | 2 | 41.9804 | 45.7168 | 45.7705 | 47.0745 | 46.8141 | 45.9013 | 41.0666 | 34.131 | 31.5669 | 37.1373 | 32.4319 | 38.328 | 37.4562 | 39.5182 | 38.4997 | 38.625 | 42.389 | 32.0382 | 30.7291 | 33.5776 | 39.7359 | 41.3453 | 42.2327 | 42.492
TSO | - | 19 | 10 | 15 | 2025 | Winter | Q, [%] | 1 | 2 | 34.13% | 37.17% | 37.21% | 38.27% | 38.06% | 37.32% | 33.39% | 27.75% | 25.66% | 30.19% | 26.37% | 31.16% | 30.45% | 32.13% | 31.3% | 31.4% | 34.46% | 26.05% | 24.98% | 27.3% | 32.31% | 33.61% | 34.34% | 34.55%
TSO | - | 19 | 15 | 10 | 2025 | Winter | Q, [MVAr] | 1 | 2 | -41.4229 | -44.9113 | -44.9592 | -46.1826 | -45.9344 | -45.1038 | -40.2955 | -33.9828 | -31.4894 | -36.7261 | -32.1426 | -37.4675 | -36.9886 | -38.7499 | -37.9584 | -38.1797 | -41.7534 | -31.7598 | -30.6975 | -33.4311 | -39.2656 | -40.8094 | -41.6404 | -41.836
TSO | - | 19 | 15 | 10 | 2025 | Winter | Q, [%] | 1 | 2 | 33.68% | 36.51% | 36.55% | 37.55% | 37.35% | 36.67% | 32.76% | 27.63% | 25.6% | 29.86% | 26.13% | 30.46% | 30.07% | 31.5% | 30.86% | 31.04% | 33.95% | 25.82% | 24.96% | 27.18% | 31.92% | 33.18% | 33.85% | 34.01%
TSO | - | 19 | 10 | 15 | 2025 | Winter | S, [MVA] | 1 | 2 | 42.5582 | 45.9561 | 45.8835 | 47.1529 | 46.8568 | 45.952 | 47.0725 | 36.8825 | 35.5986 | 41.2394 | 39.7334 | 48.7754 | 42.4254 | 47.1849 | 43.4958 | 41.6427 | 44.4221 | 39.4174 | 34.4406 | 36.4098 | 41.8726 | 42.7463 | 43.3999 | 44.0271
TSO | - | 19 | 10 | 15 | 2025 | Winter | S, [%] | 1 | 2 | 34.6% | 37.36% | 37.3% | 38.34% | 38.09% | 37.36% | 38.27% | 29.99% | 28.94% | 33.53% | 32.3% | 39.65% | 34.49% | 38.36% | 35.36% | 33.86% | 36.12% | 32.05% | 28% | 29.6% | 34.04% | 34.75% | 35.28% | 35.79%
TSO | - | 19 | 15 | 10 | 2025 | Winter | S, [MVA] | 1 | 2 | 42.073 | 45.2033 | 45.1082 | 46.2924 | 46.0005 | 45.1787 | 46.6247 | 36.8501 | 35.648 | 41.0218 | 39.6812 | 48.4017 | 42.1861 | 46.7927 | 43.1985 | 41.3645 | 43.9404 | 39.3743 | 34.5211 | 36.3802 | 41.5422 | 42.3263 | 42.9165 | 43.5039
TSO | - | 19 | 15 | 10 | 2025 | Winter | S, [%] | 1 | 2 | 34.21% | 36.75% | 36.67% | 37.64% | 37.4% | 36.73% | 37.91% | 29.96% | 28.98% | 33.35% | 32.26% | 39.35% | 34.3% | 38.04% | 35.12% | 33.63% | 35.72% | 32.01% | 28.07% | 29.58% | 33.77% | 34.41% | 34.89% | 35.37%
TSO | - | 20 | 11 | 13 | 2025 | Winter | P, [MW] | 1 | 2 | 21.0937 | 20.7908 | 20.0683 | 19.9212 | 17.9844 | 17.8222 | 16.4 | 21.0782 | 22.4407 | 21.2161 | 23.1011 | 22.8648 | 24.6371 | 23.3834 | 22.5869 | 24.6838 | 27.0769 | 29.03 | 29.3083 | 30.128 | 33.4996 | 31.6667 | 30.036 | 25.7775
TSO | - | 20 | 11 | 13 | 2025 | Winter | P, [%] | 1 | 2 | 1.586% | 1.563% | 1.509% | 1.498% | 1.352% | 1.34% | 1.233% | 1.585% | 1.687% | 1.595% | 1.737% | 1.719% | 1.852% | 1.758% | 1.698% | 1.856% | 2.036% | 2.183% | 2.204% | 2.265% | 2.519% | 2.381% | 2.258% | 1.938%
TSO | - | 20 | 13 | 11 | 2025 | Winter | P, [MW] | 1 | 2 | -21.0874 | -20.7846 | -20.0626 | -19.9156 | -17.9798 | -17.8177 | -16.3962 | -21.0719 | -22.4335 | -21.2097 | -23.0935 | -22.8574 | -24.6285 | -23.3756 | -22.5796 | -24.6751 | -27.0665 | -29.018 | -29.2961 | -30.1151 | -33.4836 | -31.6524 | -30.0231 | -25.7681
TSO | - | 20 | 13 | 11 | 2025 | Winter | P, [%] | 1 | 2 | 1.586% | 1.563% | 1.508% | 1.497% | 1.352% | 1.34% | 1.233% | 1.584% | 1.687% | 1.595% | 1.736% | 1.719% | 1.852% | 1.758% | 1.698% | 1.855% | 2.035% | 2.182% | 2.203% | 2.264% | 2.518% | 2.38% | 2.257% | 1.937%
TSO | - | 20 | 11 | 13 | 2025 | Winter | Q, [MVAr] | 1 | 2 | -15.6784 | -15.6506 | -15.584 | -15.5706 | -15.3916 | -15.3764 | -15.2447 | -15.6762 | -15.8021 | -15.6889 | -15.8631 | -15.8417 | -16.0052 | -15.8897 | -15.8163 | -16.0094 | -16.2291 | -16.4079 | -16.433 | -16.5082 | -16.8162 | -16.6493 | -16.5004 | -16.1098
TSO | - | 20 | 11 | 13 | 2025 | Winter | Q, [%] | 1 | 2 | 1.179% | 1.177% | 1.172% | 1.171% | 1.157% | 1.156% | 1.146% | 1.179% | 1.188% | 1.18% | 1.193% | 1.191% | 1.203% | 1.195% | 1.189% | 1.204% | 1.22% | 1.234% | 1.236% | 1.241% | 1.264% | 1.252% | 1.241% | 1.211%
TSO | - | 20 | 13 | 11 | 2025 | Winter | Q, [MVAr] | 1 | 2 | -11.6225 | -11.653 | -11.7252 | -11.7401 | -11.9335 | -11.9495 | -12.0912 | -11.6233 | -11.4872 | -11.6095 | -11.4213 | -11.4454 | -11.2681 | -11.3936 | -11.4733 | -11.2634 | -11.023 | -10.8265 | -10.798 | -10.7157 | -10.3755 | -10.5609 | -10.7255 | -11.1535
TSO | - | 20 | 13 | 11 | 2025 | Winter | Q, [%] | 1 | 2 | 0.8739% | 0.8762% | 0.8816% | 0.8827% | 0.8973% | 0.8985% | 0.9091% | 0.8739% | 0.8637% | 0.8729% | 0.8587% | 0.8606% | 0.8472% | 0.8567% | 0.8627% | 0.8469% | 0.8288% | 0.814% | 0.8119% | 0.8057% | 0.7801% | 0.7941% | 0.8064% | 0.8386%
TSO | - | 20 | 11 | 13 | 2025 | Winter | S, [MVA] | 1 | 2 | 26.2822 | 26.023 | 25.4086 | 25.2843 | 23.6715 | 23.5386 | 22.3911 | 26.2685 | 27.4461 | 26.3869 | 28.0232 | 27.8165 | 29.3795 | 28.2713 | 27.5739 | 29.4209 | 31.5681 | 33.3461 | 33.6009 | 34.3543 | 37.4834 | 35.7768 | 34.2699 | 30.3975
TSO | - | 20 | 11 | 13 | 2025 | Winter | S, [%] | 1 | 2 | 1.976% | 1.957% | 1.91% | 1.901% | 1.78% | 1.77% | 1.684% | 1.975% | 2.064% | 1.984% | 2.107% | 2.091% | 2.209% | 2.126% | 2.073% | 2.212% | 2.374% | 2.507% | 2.526% | 2.583% | 2.818% | 2.69% | 2.577% | 2.286%
TSO | - | 20 | 13 | 11 | 2025 | Winter | S, [MVA] | 1 | 2 | 24.0782 | 23.8284 | 23.2376 | 23.1184 | 21.5797 | 21.4537 | 20.3723 | 24.065 | 25.2035 | 24.1792 | 25.7634 | 25.5628 | 27.0838 | 26.0045 | 25.3274 | 27.1242 | 29.225 | 30.9719 | 31.2227 | 31.9647 | 35.0543 | 33.3678 | 31.8814 | 28.0783
TSO | - | 20 | 13 | 11 | 2025 | Winter | S, [%] | 1 | 2 | 1.81% | 1.792% | 1.747% | 1.738% | 1.623% | 1.613% | 1.532% | 1.809% | 1.895% | 1.818% | 1.937% | 1.922% | 2.036% | 1.955% | 1.904% | 2.039% | 2.197% | 2.329% | 2.348% | 2.403% | 2.636% | 2.509% | 2.397% | 2.111%
TSO | - | 21 | 12 | 72 | 2025 | Winter | P, [MW] | 1 | 2 | -14.3819 | -14.6255 | -14.1513 | -13.9406 | -12.6107 | -12.4783 | -11.9775 | -14.0053 | -14.9552 | -14.1372 | -15.9479 | -16.4353 | -17.0512 | -16.2991 | -15.6343 | -16.7523 | -18.3064 | -19.3416 | -19.6081 | -19.9338 | -22.0456 | -20.9556 | -20.109 | -17.3665
TSO | - | 21 | 12 | 72 | 2025 | Winter | P, [%] | 1 | 2 | 5.846% | 5.945% | 5.753% | 5.667% | 5.126% | 5.072% | 4.869% | 5.693% | 6.079% | 5.747% | 6.483% | 6.681% | 6.931% | 6.626% | 6.355% | 6.81% | 7.442% | 7.862% | 7.971% | 8.103% | 8.962% | 8.519% | 8.174% | 7.06%
TSO | - | 21 | 72 | 12 | 2025 | Winter | P, [MW] | 1 | 2 | 14.4036 | 14.6483 | 14.1726 | 13.9613 | 12.6277 | 12.4947 | 11.9918 | 14.0247 | 14.9772 | 14.1572 | 15.9728 | 16.462 | 17.0801 | 16.3257 | 15.6588 | 16.7808 | 18.3409 | 19.3784 | 19.6462 | 19.9737 | 22.0957 | 21.0013 | 20.1514 | 17.3982
TSO | - | 21 | 72 | 12 | 2025 | Winter | P, [%] | 1 | 2 | 5.855% | 5.955% | 5.761% | 5.675% | 5.133% | 5.079% | 4.875% | 5.701% | 6.088% | 5.755% | 6.493% | 6.692% | 6.943% | 6.636% | 6.365% | 6.821% | 7.456% | 7.877% | 7.986% | 8.119% | 8.982% | 8.537% | 8.192% | 7.072%
TSO | - | 21 | 12 | 72 | 2025 | Winter | Q, [MVAr] | 1 | 2 | 1.2483 | 0.79243 | 0.49138 | 0.40508 | 0.12115 | 0.31456 | 0.31499 | 1.0996 | 1.5297 | 0.95011 | 1.6512 | 1.3659 | 1.3499 | 1.3418 | 1.1852 | 1.6012 | 1.7549 | 2.2647 | 2.33 | 2.2515 | 2.8056 | 2.6779 | 2.4593 | 1.4692
TSO | - | 21 | 12 | 72 | 2025 | Winter | Q, [%] | 1 | 2 | 0.5074% | 0.3221% | 0.1997% | 0.1647% | 0.04925% | 0.1279% | 0.128% | 0.447% | 0.6218% | 0.3862% | 0.6712% | 0.5552% | 0.5487% | 0.5454% | 0.4818% | 0.6509% | 0.7134% | 0.9206% | 0.9471% | 0.9152% | 1.14% | 1.089% | 0.9997% | 0.5972%
TSO | - | 21 | 72 | 12 | 2025 | Winter | Q, [MVAr] | 1 | 2 | -2.5385 | -2.0512 | -1.7475 | -1.6639 | -1.3881 | -1.5978 | -1.6883 | -2.4858 | -2.9176 | -2.3079 | -3.032 | -2.7195 | -2.6872 | -2.683 | -2.529 | -2.919 | -3.0284 | -3.6009 | -3.655 | -3.5488 | -4.038 | -3.9115 | -3.691 | -2.7216
TSO | - | 21 | 72 | 12 | 2025 | Winter | Q, [%] | 1 | 2 | 1.032% | 0.8338% | 0.7104% | 0.6764% | 0.5643% | 0.6495% | 0.6863% | 1.01% | 1.186% | 0.9382% | 1.233% | 1.105% | 1.092% | 1.091% | 1.028% | 1.187% | 1.231% | 1.464% | 1.486% | 1.443% | 1.641% | 1.59% | 1.5% | 1.106%
TSO | - | 21 | 12 | 72 | 2025 | Winter | S, [MVA] | 1 | 2 | 14.4359 | 14.6469 | 14.1598 | 13.9465 | 12.6113 | 12.4822 | 11.9816 | 14.0484 | 15.0332 | 14.1691 | 16.0331 | 16.4919 | 17.1045 | 16.3543 | 15.6792 | 16.8287 | 18.3903 | 19.4737 | 19.746 | 20.0605 | 22.2235 | 21.126 | 20.2588 | 17.4286
TSO | - | 21 | 12 | 72 | 2025 | Winter | S, [%] | 1 | 2 | 5.868% | 5.954% | 5.756% | 5.669% | 5.127% | 5.074% | 4.871% | 5.711% | 6.111% | 5.76% | 6.518% | 6.704% | 6.953% | 6.648% | 6.374% | 6.841% | 7.476% | 7.916% | 8.027% | 8.155% | 9.034% | 8.588% | 8.235% | 7.085%
TSO | - | 21 | 72 | 12 | 2025 | Winter | S, [MVA] | 1 | 2 | 14.6256 | 14.7912 | 14.28 | 14.0601 | 12.7038 | 12.5965 | 12.1101 | 14.2433 | 15.2588 | 14.3441 | 16.258 | 16.6851 | 17.2902 | 16.5447 | 15.8617 | 17.0328 | 18.5892 | 19.7102 | 19.9833 | 20.2865 | 22.4616 | 21.3624 | 20.4866 | 17.6098
TSO | - | 21 | 72 | 12 | 2025 | Winter | S, [%] | 1 | 2 | 5.945% | 6.013% | 5.805% | 5.715% | 5.164% | 5.121% | 4.923% | 5.79% | 6.203% | 5.831% | 6.609% | 6.783% | 7.029% | 6.725% | 6.448% | 6.924% | 7.557% | 8.012% | 8.123% | 8.247% | 9.131% | 8.684% | 8.328% | 7.158%
TSO | - | 23 | 15 | 18 | 2025 | Winter | P, [MW] | 1 | 2 | 17.4261 | 15.0414 | 14.2368 | 13.5173 | 13.4745 | 15.2113 | 20.9374 | 24.3 | 26.842 | 27.8775 | 27.4724 | 27.3355 | 26.8768 | 26.5749 | 25.4079 | 23.4992 | 23.4849 | 28.0704 | 28.2221 | 27.6388 | 26.5627 | 25.0024 | 22.7715 | 19.9219
TSO | - | 23 | 15 | 18 | 2025 | Winter | P, [%] | 1 | 2 | 14.17% | 12.23% | 11.57% | 10.99% | 10.95% | 12.37% | 17.02% | 19.76% | 21.82% | 22.66% | 22.34% | 22.22% | 21.85% | 21.61% | 20.66% | 19.11% | 19.09% | 22.82% | 22.94% | 22.47% | 21.6% | 20.33% | 18.51% | 16.2%
TSO | - | 23 | 18 | 15 | 2025 | Winter | P, [MW] | 1 | 2 | -17.406 | -15.0256 | -14.2224 | -13.5044 | -13.4617 | -15.1954 | -20.9107 | -24.2647 | -26.799 | -27.8297 | -27.4275 | -27.2904 | -26.8329 | -26.5319 | -25.3686 | -23.4655 | -23.4506 | -28.0235 | -28.1744 | -27.5925 | -26.519 | -24.9635 | -22.7388 | -19.8965
TSO | - | 23 | 18 | 15 | 2025 | Winter | P, [%] | 1 | 2 | 14.15% | 12.22% | 11.56% | 10.98% | 10.94% | 12.35% | 17% | 19.73% | 21.79% | 22.63% | 22.3% | 22.19% | 21.82% | 21.57% | 20.62% | 19.08% | 19.07% | 22.78% | 22.91% | 22.43% | 21.56% | 20.3% | 18.49% | 16.18%
TSO | - | 23 | 15 | 18 | 2025 | Winter | Q, [MVAr] | 1 | 2 | -3.7897 | -4.4195 | -4.4027 | -4.1611 | -4.1018 | -4.0253 | -0.81563 | 1.0409 | 2.0029 | 3.1756 | 2.2522 | 2.2602 | 2.2087 | 2.3361 | 1.4795 | 0.17294 | -0.043774 | 1.5029 | 1.732 | 1.4414 | 1.2802 | 0.76624 | -1.0395 | -1.7146
TSO | - | 23 | 15 | 18 | 2025 | Winter | Q, [%] | 1 | 2 | 3.081% | 3.593% | 3.579% | 3.383% | 3.335% | 3.273% | 0.6631% | 0.8463% | 1.628% | 2.582% | 1.831% | 1.838% | 1.796% | 1.899% | 1.203% | 0.1406% | 0.03559% | 1.222% | 1.408% | 1.172% | 1.041% | 0.623% | 0.8451% | 1.394%
TSO | - | 23 | 18 | 15 | 2025 | Winter | Q, [MVAr] | 1 | 2 | 3.6387 | 4.258 | 4.2374 | 3.9907 | 3.932 | 3.8636 | 0.67818 | -1.153 | -2.0904 | -3.2411 | -2.3334 | -2.3381 | -2.2893 | -2.4191 | -1.5746 | -0.28489 | -0.063125 | -1.5768 | -1.8019 | -1.5129 | -1.3567 | -0.85671 | 0.92938 | 1.5823
TSO | - | 23 | 18 | 15 | 2025 | Winter | Q, [%] | 1 | 2 | 2.958% | 3.462% | 3.445% | 3.244% | 3.197% | 3.141% | 0.5514% | 0.9374% | 1.699% | 2.635% | 1.897% | 1.901% | 1.861% | 1.967% | 1.28% | 0.2316% | 0.05132% | 1.282% | 1.465% | 1.23% | 1.103% | 0.6965% | 0.7556% | 1.286%
TSO | - | 23 | 15 | 18 | 2025 | Winter | S, [MVA] | 1 | 2 | 17.8334 | 15.6773 | 14.902 | 14.1433 | 14.085 | 15.7349 | 20.9533 | 24.3223 | 26.9166 | 28.0578 | 27.5646 | 27.4287 | 26.9674 | 26.6774 | 25.4509 | 23.4999 | 23.4849 | 28.1106 | 28.2752 | 27.6764 | 26.5935 | 25.0141 | 22.7952 | 19.9955
TSO | - | 23 | 15 | 18 | 2025 | Winter | S, [%] | 1 | 2 | 14.5% | 12.75% | 12.12% | 11.5% | 11.45% | 12.79% | 17.04% | 19.77% | 21.88% | 22.81% | 22.41% | 22.3% | 21.92% | 21.69% | 20.69% | 19.11% | 19.09% | 22.85% | 22.99% | 22.5% | 21.62% | 20.34% | 18.53% | 16.26%
TSO | - | 23 | 18 | 15 | 2025 | Winter | S, [MVA] | 1 | 2 | 17.7822 | 15.6173 | 14.8402 | 14.0817 | 14.0242 | 15.6789 | 20.9217 | 24.292 | 26.8804 | 28.0178 | 27.5265 | 27.3903 | 26.9304 | 26.6419 | 25.4174 | 23.4672 | 23.4507 | 28.0678 | 28.2319 | 27.6339 | 26.5537 | 24.9782 | 22.7578 | 19.9593
TSO | - | 23 | 18 | 15 | 2025 | Winter | S, [%] | 1 | 2 | 14.46% | 12.7% | 12.07% | 11.45% | 11.4% | 12.75% | 17.01% | 19.75% | 21.85% | 22.78% | 22.38% | 22.27% | 21.89% | 21.66% | 20.66% | 19.08% | 19.07% | 22.82% | 22.95% | 22.47% | 21.59% | 20.31% | 18.5% | 16.23%
TSO | - | 24 | 15 | 26 | 2025 | Winter | P, [MW] | 1 | 2 | 25.0827 | 21.9972 | 20.2842 | 19.7472 | 19.393 | 22.0976 | 35.523 | 36.8182 | 38.9213 | 38.628 | 39.654 | 41.9464 | 38.9573 | 39.9976 | 36.9028 | 34.3229 | 32.8378 | 40.107 | 39.2516 | 38.2239 | 36.9684 | 34.074 | 32.3354 | 29.4679
TSO | - | 24 | 15 | 26 | 2025 | Winter | P, [%] | 1 | 2 | 20.39% | 17.88% | 16.49% | 16.05% | 15.77% | 17.97% | 28.88% | 29.93% | 31.64% | 31.4% | 32.24% | 34.1% | 31.67% | 32.52% | 30% | 27.9% | 26.7% | 32.61% | 31.91% | 31.08% | 30.06% | 27.7% | 26.29% | 23.96%
TSO | - | 24 | 26 | 15 | 2025 | Winter | P, [MW] | 1 | 2 | -24.9815 | -21.9091 | -20.2043 | -19.6712 | -19.3171 | -22.0093 | -35.3507 | -36.642 | -38.7273 | -38.4321 | -39.4533 | -41.7184 | -38.7591 | -39.7878 | -36.7226 | -34.1634 | -32.6873 | -39.9003 | -39.0523 | -38.0314 | -36.783 | -33.9128 | -32.1846 | -29.3357
TSO | - | 24 | 26 | 15 | 2025 | Winter | P, [%] | 1 | 2 | 20.31% | 17.81% | 16.43% | 15.99% | 15.7% | 17.89% | 28.74% | 29.79% | 31.49% | 31.25% | 32.08% | 33.92% | 31.51% | 32.35% | 29.86% | 27.78% | 26.58% | 32.44% | 31.75% | 30.92% | 29.9% | 27.57% | 26.17% | 23.85%
TSO | - | 24 | 15 | 26 | 2025 | Winter | Q, [MVAr] | 1 | 2 | -10.857 | -12.4605 | -12.8487 | -12.6352 | -13.0792 | -12.3856 | -7.5371 | -4.1332 | -2.0714 | -2.8201 | -1.8647 | -3.1378 | -3.2684 | -3.818 | -4.5069 | -5.9987 | -7.092 | -3.2427 | -3.5423 | -4.4049 | -5.7551 | -6.7206 | -8.5663 | -10.1539
TSO | - | 24 | 15 | 26 | 2025 | Winter | Q, [%] | 1 | 2 | 8.827% | 10.13% | 10.45% | 10.27% | 10.63% | 10.07% | 6.128% | 3.36% | 1.684% | 2.293% | 1.516% | 2.551% | 2.657% | 3.104% | 3.664% | 4.877% | 5.766% | 2.636% | 2.88% | 3.581% | 4.679% | 5.464% | 6.964% | 8.255%
TSO | - | 24 | 26 | 15 | 2025 | Winter | Q, [MVAr] | 1 | 2 | 10.7333 | 12.3004 | 12.6626 | 12.4355 | 12.8808 | 12.2248 | 7.6378 | 4.2391 | 2.2349 | 3.0016 | 2.0502 | 3.4228 | 3.4543 | 4.0446 | 4.6336 | 6.0587 | 7.1282 | 3.45 | 3.7269 | 4.5729 | 5.9077 | 6.7942 | 8.6083 | 10.1375
TSO | - | 24 | 26 | 15 | 2025 | Winter | Q, [%] | 1 | 2 | 8.726% | 10% | 10.29% | 10.11% | 10.47% | 9.939% | 6.21% | 3.446% | 1.817% | 2.44% | 1.667% | 2.783% | 2.808% | 3.288% | 3.767% | 4.926% | 5.795% | 2.805% | 3.03% | 3.718% | 4.803% | 5.524% | 6.999% | 8.242%
TSO | - | 24 | 15 | 26 | 2025 | Winter | S, [MVA] | 1 | 2 | 27.3316 | 25.2813 | 24.0112 | 23.4436 | 23.3914 | 25.3319 | 36.3138 | 37.0495 | 38.9763 | 38.7308 | 39.6979 | 42.0636 | 39.0942 | 40.1794 | 37.177 | 34.8432 | 33.5949 | 40.2379 | 39.4111 | 38.4769 | 37.4137 | 34.7305 | 33.4508 | 31.1683
TSO | - | 24 | 15 | 26 | 2025 | Winter | S, [%] | 1 | 2 | 22.22% | 20.55% | 19.52% | 19.06% | 19.02% | 20.6% | 29.52% | 30.12% | 31.69% | 31.49% | 32.27% | 34.2% | 31.78% | 32.67% | 30.23% | 28.33% | 27.31% | 32.71% | 32.04% | 31.28% | 30.42% | 28.24% | 27.2% | 25.34%
TSO | - | 24 | 26 | 15 | 2025 | Winter | S, [MVA] | 1 | 2 | 27.1896 | 25.1258 | 23.8444 | 23.2723 | 23.2178 | 25.1765 | 36.1664 | 36.8864 | 38.7918 | 38.5491 | 39.5066 | 41.8586 | 38.9128 | 39.9929 | 37.0138 | 34.6965 | 33.4555 | 40.0492 | 39.2297 | 38.3053 | 37.2544 | 34.5867 | 33.3159 | 31.0379
TSO | - | 24 | 26 | 15 | 2025 | Winter | S, [%] | 1 | 2 | 22.11% | 20.43% | 19.39% | 18.92% | 18.88% | 20.47% | 29.4% | 29.99% | 31.54% | 31.34% | 32.12% | 34.03% | 31.64% | 32.51% | 30.09% | 28.21% | 27.2% | 32.56% | 31.89% | 31.14% | 30.29% | 28.12% | 27.09% | 25.23%
TSO | - | 25 | 16 | 17 | 2025 | Winter | P, [MW] | 1 | 2 | 0.32338 | -1.4286 | -3.8502 | -3.6631 | -3.9613 | 0.16919 | 6.1826 | 12.8468 | 13.2418 | 12.3205 | 8.9585 | 9.7549 | 12.0968 | 8.727 | 8.8319 | 8.6454 | 8.9739 | 13.0934 | 12.5219 | 12.4858 | 11.5676 | 8.098 | 6.0125 | 2.1514
TSO | - | 25 | 16 | 17 | 2025 | Winter | P, [%] | 1 | 2 | 0.2629% | 1.161% | 3.13% | 2.978% | 3.221% | 0.1376% | 5.026% | 10.44% | 10.77% | 10.02% | 7.283% | 7.931% | 9.835% | 7.095% | 7.18% | 7.029% | 7.296% | 10.65% | 10.18% | 10.15% | 9.405% | 6.584% | 4.888% | 1.749%
TSO | - | 25 | 17 | 16 | 2025 | Winter | P, [MW] | 1 | 2 | -0.32338 | 1.4287 | 3.851 | 3.6638 | 3.9621 | -0.16912 | -6.1806 | -12.8389 | -13.2334 | -12.3132 | -8.9547 | -9.7503 | -12.0898 | -8.7233 | -8.8281 | -8.6418 | -8.9698 | -13.0852 | -12.5144 | -12.4783 | -11.5609 | -8.0946 | -6.0106 | -2.1511
TSO | - | 25 | 17 | 16 | 2025 | Winter | P, [%] | 1 | 2 | 0.2629% | 1.162% | 3.131% | 2.979% | 3.221% | 0.1375% | 5.025% | 10.44% | 10.76% | 10.01% | 7.28% | 7.927% | 9.829% | 7.092% | 7.177% | 7.026% | 7.293% | 10.64% | 10.17% | 10.14% | 9.399% | 6.581% | 4.887% | 1.749%
TSO | - | 25 | 16 | 17 | 2025 | Winter | Q, [MVAr] | 1 | 2 | -0.2685 | 0.51086 | 0.39855 | 0.33064 | 0.6444 | 1.077 | 1.9144 | -0.19564 | 0.0018203 | 1.1234 | 0.026802 | 1.0331 | 0.68116 | 0.93073 | 1.1069 | 1.2797 | 2.1889 | 0.23274 | -0.25608 | 0.95996 | 2.3906 | 2.1022 | 1.7782 | 1.1938
TSO | - | 25 | 16 | 17 | 2025 | Winter | Q, [%] | 1 | 2 | 0.2183% | 0.4153% | 0.324% | 0.2688% | 0.5239% | 0.8756% | 1.556% | 0.1591% | 0.00148% | 0.9133% | 0.02179% | 0.8399% | 0.5538% | 0.7567% | 0.8999% | 1.04% | 1.78% | 0.1892% | 0.2082% | 0.7805% | 1.944% | 1.709% | 1.446% | 0.9705%
TSO | - | 25 | 17 | 16 | 2025 | Winter | Q, [MVAr] | 1 | 2 | 0.052607 | -0.7257 | -0.61095 | -0.5432 | -0.85649 | -1.2927 | -2.1261 | 0.0044687 | -0.19102 | -1.3161 | -0.23247 | -1.2357 | -0.87552 | -1.1366 | -1.3127 | -1.4859 | -2.3932 | -0.42323 | 0.062814 | -1.1528 | -2.5858 | -2.3086 | -1.9891 | -1.4091
TSO | - | 25 | 17 | 16 | 2025 | Winter | Q, [%] | 1 | 2 | 0.04277% | 0.59% | 0.4967% | 0.4416% | 0.6963% | 1.051% | 1.729% | 0.003633% | 0.1553% | 1.07% | 0.189% | 1.005% | 0.7118% | 0.9241% | 1.067% | 1.208% | 1.946% | 0.3441% | 0.05107% | 0.9372% | 2.102% | 1.877% | 1.617% | 1.146%
TSO | - | 25 | 16 | 17 | 2025 | Winter | S, [MVA] | 1 | 2 | 0.42032 | 1.5172 | 3.8708 | 3.678 | 4.0134 | 1.0902 | 6.4722 | 12.8483 | 13.2418 | 12.3717 | 8.9586 | 9.8094 | 12.116 | 8.7765 | 8.901 | 8.7397 | 9.237 | 13.0955 | 12.5245 | 12.5226 | 11.812 | 8.3664 | 6.27 | 2.4604
TSO | - | 25 | 16 | 17 | 2025 | Winter | S, [%] | 1 | 2 | 0.3417% | 1.233% | 3.147% | 2.99% | 3.263% | 0.8864% | 5.262% | 10.45% | 10.77% | 10.06% | 7.283% | 7.975% | 9.85% | 7.135% | 7.237% | 7.105% | 7.51% | 10.65% | 10.18% | 10.18% | 9.603% | 6.802% | 5.098% | 2%
TSO | - | 25 | 17 | 16 | 2025 | Winter | S, [MVA] | 1 | 2 | 0.32763 | 1.6024 | 3.8991 | 3.7038 | 4.0536 | 1.3037 | 6.536 | 12.8389 | 13.2348 | 12.3834 | 8.9577 | 9.8283 | 12.1215 | 8.797 | 8.9252 | 8.7686 | 9.2836 | 13.0921 | 12.5146 | 12.5314 | 11.8465 | 8.4174 | 6.3312 | 2.5715
TSO | - | 25 | 17 | 16 | 2025 | Winter | S, [%] | 1 | 2 | 0.2664% | 1.303% | 3.17% | 3.011% | 3.296% | 1.06% | 5.314% | 10.44% | 10.76% | 10.07% | 7.283% | 7.99% | 9.855% | 7.152% | 7.256% | 7.129% | 7.548% | 10.64% | 10.17% | 10.19% | 9.631% | 6.843% | 5.147% | 2.091%
TSO | - | 26 | 17 | 34 | 2025 | Winter | P, [MW] | 1 | 2 | -7.5815 | -9.1717 | -10.7023 | -10.7466 | -11.0342 | -7.6086 | -2.8135 | 2.9372 | 3.349 | 2.0287 | -0.023822 | 0.34215 | 3.1537 | -0.016117 | -0.18742 | -0.71623 | -1.2215 | 2.0492 | 2.2277 | 1.5953 | 0.5621 | -1.3966 | -2.7962 | -6.7099
TSO | - | 26 | 17 | 34 | 2025 | Winter | P, [%] | 1 | 2 | 6.164% | 7.457% | 8.701% | 8.737% | 8.971% | 6.186% | 2.287% | 2.388% | 2.723% | 1.649% | 0.01937% | 0.2782% | 2.564% | 0.0131% | 0.1524% | 0.5823% | 0.9931% | 1.666% | 1.811% | 1.297% | 0.457% | 1.135% | 2.273% | 5.455%
TSO | - | 26 | 34 | 17 | 2025 | Winter | P, [MW] | 1 | 2 | 7.5882 | 9.1818 | 10.7158 | 10.7601 | 11.0486 | 7.6159 | 2.8156 | -2.9361 | -3.3476 | -2.0278 | 0.023971 | -0.3417 | -3.1522 | 0.016539 | 0.18799 | 0.71695 | 1.2229 | -2.0486 | -2.2271 | -1.5946 | -0.56076 | 1.3981 | 2.7982 | 6.7158
TSO | - | 26 | 34 | 17 | 2025 | Winter | P, [%] | 1 | 2 | 6.169% | 7.465% | 8.712% | 8.748% | 8.983% | 6.192% | 2.289% | 2.387% | 2.722% | 1.649% | 0.01949% | 0.2778% | 2.563% | 0.01345% | 0.1528% | 0.5829% | 0.9942% | 1.666% | 1.811% | 1.296% | 0.4559% | 1.137% | 2.275% | 5.46%
TSO | - | 26 | 17 | 34 | 2025 | Winter | Q, [MVAr] | 1 | 2 | 1.3989 | 2.1862 | 2.2064 | 2.0067 | 2.325 | 2.6152 | 3.0287 | 0.50422 | 0.56268 | 1.7838 | 0.90913 | 1.7434 | 1.4562 | 1.7043 | 2.0304 | 2.2085 | 2.9747 | 0.92587 | 0.54266 | 1.8242 | 3.1873 | 3.0892 | 3.0106 | 2.5475
TSO | - | 26 | 17 | 34 | 2025 | Winter | Q, [%] | 1 | 2 | 1.137% | 1.777% | 1.794% | 1.631% | 1.89% | 2.126% | 2.462% | 0.4099% | 0.4575% | 1.45% | 0.7391% | 1.417% | 1.184% | 1.386% | 1.651% | 1.796% | 2.418% | 0.7527% | 0.4412% | 1.483% | 2.591% | 2.512% | 2.448% | 2.071%
TSO | - | 26 | 34 | 17 | 2025 | Winter | Q, [MVAr] | 1 | 2 | -1.8746 | -2.6486 | -2.6563 | -2.4564 | -2.7715 | -3.0882 | -3.5265 | -1.0056 | -1.0625 | -2.2844 | -1.4145 | -2.2468 | -1.9563 | -2.2078 | -2.534 | -2.7113 | -3.4744 | -1.4294 | -1.047 | -2.3268 | -3.6867 | -3.5874 | -3.5055 | -3.0269
TSO | - | 26 | 34 | 17 | 2025 | Winter | Q, [%] | 1 | 2 | 1.524% | 2.153% | 2.16% | 1.997% | 2.253% | 2.511% | 2.867% | 0.8176% | 0.8638% | 1.857% | 1.15% | 1.827% | 1.59% | 1.795% | 2.06% | 2.204% | 2.825% | 1.162% | 0.8512% | 1.892% | 2.997% | 2.917% | 2.85% | 2.461%
TSO | - | 26 | 17 | 34 | 2025 | Winter | S, [MVA] | 1 | 2 | 7.7094 | 9.4287 | 10.9274 | 10.9323 | 11.2765 | 8.0455 | 4.1339 | 2.9801 | 3.3959 | 2.7014 | 0.90944 | 1.7767 | 3.4736 | 1.7044 | 2.039 | 2.3217 | 3.2158 | 2.2487 | 2.2928 | 2.4234 | 3.2365 | 3.3902 | 4.1088 | 7.1772
TSO | - | 26 | 17 | 34 | 2025 | Winter | S, [%] | 1 | 2 | 6.268% | 7.666% | 8.884% | 8.888% | 9.168% | 6.541% | 3.361% | 2.423% | 2.761% | 2.196% | 0.7394% | 1.444% | 2.824% | 1.386% | 1.658% | 1.888% | 2.614% | 1.828% | 1.864% | 1.97% | 2.631% | 2.756% | 3.34% | 5.835%
TSO | - | 26 | 34 | 17 | 2025 | Winter | S, [MVA] | 1 | 2 | 7.8163 | 9.5562 | 11.0401 | 11.0369 | 11.3909 | 8.2182 | 4.5126 | 3.1036 | 3.5122 | 3.0546 | 1.4147 | 2.2726 | 3.7099 | 2.2079 | 2.5409 | 2.8045 | 3.6833 | 2.498 | 2.4609 | 2.8208 | 3.7291 | 3.8502 | 4.4854 | 7.3664
TSO | - | 26 | 34 | 17 | 2025 | Winter | S, [%] | 1 | 2 | 6.355% | 7.769% | 8.976% | 8.973% | 9.261% | 6.681% | 3.669% | 2.523% | 2.855% | 2.483% | 1.15% | 1.848% | 3.016% | 1.795% | 2.066% | 2.28% | 2.995% | 2.031% | 2.001% | 2.293% | 3.032% | 3.13% | 3.647% | 5.989%
TSO | - | 27 | 18 | 103 | 2025 | Winter | P, [MW] | 1 | 2 | 16.6411 | 14.2551 | 13.4702 | 12.7604 | 12.6936 | 14.5118 | 19.8311 | 23.2397 | 25.7766 | 26.6165 | 25.9269 | 25.9226 | 25.2928 | 24.9589 | 23.8886 | 22.0115 | 21.9238 | 26.4055 | 26.5964 | 26.0173 | 24.9283 | 23.9002 | 21.7977 | 19.0788
TSO | - | 27 | 18 | 103 | 2025 | Winter | P, [%] | 1 | 2 | 13.53% | 11.59% | 10.95% | 10.37% | 10.32% | 11.8% | 16.12% | 18.89% | 20.96% | 21.64% | 21.08% | 21.08% | 20.56% | 20.29% | 19.42% | 17.9% | 17.82% | 21.47% | 21.62% | 21.15% | 20.27% | 19.43% | 17.72% | 15.51%
TSO | - | 27 | 103 | 18 | 2025 | Winter | P, [MW] | 1 | 2 | -16.6232 | -14.2413 | -13.4578 | -12.7494 | -12.6826 | -14.4978 | -19.8071 | -23.207 | -25.7365 | -26.5721 | -25.8862 | -25.8815 | -25.2535 | -24.9204 | -23.8534 | -21.9817 | -21.8938 | -26.3635 | -26.5536 | -25.9759 | -24.8895 | -23.8643 | -21.7678 | -19.0557
TSO | - | 27 | 103 | 18 | 2025 | Winter | P, [%] | 1 | 2 | 13.51% | 11.58% | 10.94% | 10.37% | 10.31% | 11.79% | 16.1% | 18.87% | 20.92% | 21.6% | 21.05% | 21.04% | 20.53% | 20.26% | 19.39% | 17.87% | 17.8% | 21.43% | 21.59% | 21.12% | 20.24% | 19.4% | 17.7% | 15.49%
TSO | - | 27 | 18 | 103 | 2025 | Winter | Q, [MVAr] | 1 | 2 | -2.6058 | -3.2252 | -3.2047 | -2.9579 | -2.9532 | -2.8548 | 0.24108 | 2.0426 | 2.9801 | 4.2288 | 3.2462 | 3.2258 | 3.184 | 3.3637 | 2.4921 | 1.2003 | 1.0044 | 2.5185 | 2.7437 | 2.4255 | 2.2662 | 1.8451 | 0.058788 | -0.59424
TSO | - | 27 | 18 | 103 | 2025 | Winter | Q, [%] | 1 | 2 | 2.119% | 2.622% | 2.605% | 2.405% | 2.401% | 2.321% | 0.196% | 1.661% | 2.423% | 3.438% | 2.639% | 2.623% | 2.589% | 2.735% | 2.026% | 0.9759% | 0.8166% | 2.048% | 2.231% | 1.972% | 1.842% | 1.5% | 0.04779% | 0.4831%
TSO | - | 27 | 103 | 18 | 2025 | Winter | Q, [MVAr] | 1 | 2 | 2.4476 | 3.0568 | 3.0327 | 2.7813 | 2.7772 | 2.6869 | -0.38726 | -2.1631 | -3.0763 | -4.3051 | -3.3413 | -3.3164 | -3.279 | -3.4612 | -2.6005 | -1.325 | -1.1251 | -2.6084 | -2.8292 | -2.5126 | -2.3582 | -1.9451 | -0.17755 | 0.45484
TSO | - | 27 | 103 | 18 | 2025 | Winter | Q, [%] | 1 | 2 | 1.99% | 2.485% | 2.466% | 2.261% | 2.258% | 2.184% | 0.3148% | 1.759% | 2.501% | 3.5% | 2.717% | 2.696% | 2.666% | 2.814% | 2.114% | 1.077% | 0.9147% | 2.121% | 2.3% | 2.043% | 1.917% | 1.581% | 0.1444% | 0.3698%
TSO | - | 27 | 18 | 103 | 2025 | Winter | S, [MVA] | 1 | 2 | 16.8439 | 14.6154 | 13.8462 | 13.0988 | 13.0326 | 14.79 | 19.8325 | 23.3292 | 25.9483 | 26.9503 | 26.1293 | 26.1226 | 25.4925 | 25.1846 | 24.0182 | 22.0442 | 21.9468 | 26.5253 | 26.7376 | 26.1302 | 25.0311 | 23.9713 | 21.7978 | 19.0881
TSO | - | 27 | 18 | 103 | 2025 | Winter | S, [%] | 1 | 2 | 13.69% | 11.88% | 11.26% | 10.65% | 10.6% | 12.02% | 16.12% | 18.97% | 21.1% | 21.91% | 21.24% | 21.24% | 20.73% | 20.48% | 19.53% | 17.92% | 17.84% | 21.57% | 21.74% | 21.24% | 20.35% | 19.49% | 17.72% | 15.52%
TSO | - | 27 | 103 | 18 | 2025 | Winter | S, [MVA] | 1 | 2 | 16.8024 | 14.5657 | 13.7953 | 13.0492 | 12.9831 | 14.7446 | 19.8109 | 23.3076 | 25.9197 | 26.9186 | 26.101 | 26.0931 | 25.4655 | 25.1596 | 23.9948 | 22.0216 | 21.9227 | 26.4922 | 26.7039 | 26.0971 | 25.0009 | 23.9434 | 21.7685 | 19.0611
TSO | - | 27 | 103 | 18 | 2025 | Winter | S, [%] | 1 | 2 | 13.66% | 11.84% | 11.22% | 10.61% | 10.56% | 11.99% | 16.11% | 18.95% | 21.07% | 21.89% | 21.22% | 21.21% | 20.7% | 20.45% | 19.51% | 17.9% | 17.82% | 21.54% | 21.71% | 21.22% | 20.33% | 19.47% | 17.7% | 15.5%
TSO | - | 28 | 26 | 55 | 2025 | Winter | P, [MW] | 1 | 2 | 9.6681 | 7.9298 | 6.4887 | 6.4766 | 6.3426 | 9.441 | 26.1475 | 24.2582 | 22.9852 | 20.563 | 23.5322 | 28.0987 | 22.9395 | 25.3291 | 20.917 | 18.0976 | 16.3265 | 23.9946 | 21.2069 | 19.9328 | 18.1057 | 15.3332 | 14.2629 | 13.5009
TSO | - | 28 | 26 | 55 | 2025 | Winter | P, [%] | 1 | 2 | 7.86% | 6.447% | 5.275% | 5.266% | 5.157% | 7.676% | 21.26% | 19.72% | 18.69% | 16.72% | 19.13% | 22.84% | 18.65% | 20.59% | 17.01% | 14.71% | 13.27% | 19.51% | 17.24% | 16.21% | 14.72% | 12.47% | 11.6% | 10.98%
TSO | - | 28 | 55 | 26 | 2025 | Winter | P, [MW] | 1 | 2 | -9.5093 | -7.7449 | -6.3019 | -6.2932 | -6.1525 | -9.251 | -25.8255 | -24.0094 | -22.7721 | -20.3522 | -23.3071 | -27.7689 | -22.6978 | -25.0371 | -20.6934 | -17.9019 | -16.1286 | -23.756 | -21.0014 | -19.7312 | -17.9007 | -15.1473 | -14.0721 | -13.2915
TSO | - | 28 | 55 | 26 | 2025 | Winter | P, [%] | 1 | 2 | 7.731% | 6.297% | 5.124% | 5.116% | 5.002% | 7.521% | 21% | 19.52% | 18.51% | 16.55% | 18.95% | 22.58% | 18.45% | 20.36% | 16.82% | 14.55% | 13.11% | 19.31% | 17.07% | 16.04% | 14.55% | 12.31% | 11.44% | 10.81%
TSO | - | 28 | 26 | 55 | 2025 | Winter | Q, [MVAr] | 1 | 2 | -19.4894 | -21.8704 | -22.4135 | -22.2101 | -22.6432 | -21.6114 | -16.8109 | -13.0351 | -11.1282 | -14.5668 | -11.6756 | -14.3734 | -14.2972 | -15.4031 | -15.4462 | -16.2225 | -18.0195 | -12.4325 | -13.3986 | -14.631 | -16.9041 | -17.8887 | -19.0579 | -20.8328
TSO | - | 28 | 26 | 55 | 2025 | Winter | Q, [%] | 1 | 2 | 15.85% | 17.78% | 18.22% | 18.06% | 18.41% | 17.57% | 13.67% | 10.6% | 9.047% | 11.84% | 9.492% | 11.69% | 11.62% | 12.52% | 12.56% | 13.19% | 14.65% | 10.11% | 10.89% | 11.9% | 13.74% | 14.54% | 15.49% | 16.94%
TSO | - | 28 | 55 | 26 | 2025 | Winter | Q, [MVAr] | 1 | 2 | 18.7883 | 21.2738 | 21.8275 | 21.6117 | 22.0708 | 21.0301 | 16.6292 | 12.5915 | 10.5602 | 14.0133 | 11.1447 | 14.2099 | 13.8406 | 15.1187 | 14.9313 | 15.6192 | 17.4377 | 11.949 | 12.8067 | 14.0398 | 16.3423 | 17.2688 | 18.4614 | 20.3079
TSO | - | 28 | 55 | 26 | 2025 | Winter | Q, [%] | 1 | 2 | 15.28% | 17.3% | 17.75% | 17.57% | 17.94% | 17.1% | 13.52% | 10.24% | 8.586% | 11.39% | 9.061% | 11.55% | 11.25% | 12.29% | 12.14% | 12.7% | 14.18% | 9.715% | 10.41% | 11.41% | 13.29% | 14.04% | 15.01% | 16.51%
TSO | - | 28 | 26 | 55 | 2025 | Winter | S, [MVA] | 1 | 2 | 21.7557 | 23.2636 | 23.3338 | 23.1351 | 23.5148 | 23.5835 | 31.0853 | 27.5386 | 25.5374 | 25.1997 | 26.2694 | 31.5615 | 27.0302 | 29.6449 | 26.002 | 24.3041 | 24.3158 | 27.0242 | 25.085 | 24.7262 | 24.7702 | 23.5608 | 23.8041 | 24.825
TSO | - | 28 | 26 | 55 | 2025 | Winter | S, [%] | 1 | 2 | 17.69% | 18.91% | 18.97% | 18.81% | 19.12% | 19.17% | 25.27% | 22.39% | 20.76% | 20.49% | 21.36% | 25.66% | 21.98% | 24.1% | 21.14% | 19.76% | 19.77% | 21.97% | 20.39% | 20.1% | 20.14% | 19.16% | 19.35% | 20.18%
TSO | - | 28 | 55 | 26 | 2025 | Winter | S, [MVA] | 1 | 2 | 21.0578 | 22.6398 | 22.719 | 22.5093 | 22.9123 | 22.9749 | 30.7162 | 27.1108 | 25.1016 | 24.71 | 25.8346 | 31.1934 | 26.5848 | 29.2478 | 25.5178 | 23.7579 | 23.753 | 26.5918 | 24.5982 | 24.2165 | 24.2385 | 22.9707 | 23.2131 | 24.2709
TSO | - | 28 | 55 | 26 | 2025 | Winter | S, [%] | 1 | 2 | 17.12% | 18.41% | 18.47% | 18.3% | 18.63% | 18.68% | 24.97% | 22.04% | 20.41% | 20.09% | 21% | 25.36% | 21.61% | 23.78% | 20.75% | 19.32% | 19.31% | 21.62% | 20% | 19.69% | 19.71% | 18.68% | 18.87% | 19.73%
TSO | - | 29 | 26 | 103 | 2025 | Winter | P, [MW] | 1 | 2 | -9.4069 | -8.5106 | -7.5067 | -7.6405 | -7.3218 | -8.4041 | -16.9007 | -15.0098 | -14.7513 | -13.5136 | -15.1263 | -17.5109 | -14.9746 | -16.3275 | -14.2392 | -13.4093 | -11.9213 | -15.0672 | -14.018 | -13.511 | -13.2373 | -11.5049 | -11.8009 | -11.5142
TSO | - | 29 | 26 | 103 | 2025 | Winter | P, [%] | 1 | 2 | 7.648% | 6.919% | 6.103% | 6.212% | 5.953% | 6.833% | 13.74% | 12.2% | 11.99% | 10.99% | 12.3% | 14.24% | 12.17% | 13.27% | 11.58% | 10.9% | 9.692% | 12.25% | 11.4% | 10.98% | 10.76% | 9.354% | 9.594% | 9.361%
TSO | - | 29 | 103 | 26 | 2025 | Winter | P, [MW] | 1 | 2 | 9.4279 | 8.5322 | 7.5272 | 7.6613 | 7.3433 | 8.4261 | 16.9456 | 15.0431 | 14.7819 | 13.5432 | 15.1583 | 17.5552 | 15.0086 | 16.3683 | 14.2714 | 13.4393 | 11.9484 | 15.0999 | 14.0478 | 13.5403 | 13.2685 | 11.5316 | 11.8292 | 11.5443
TSO | - | 29 | 103 | 26 | 2025 | Winter | P, [%] | 1 | 2 | 7.665% | 6.937% | 6.12% | 6.229% | 5.97% | 6.85% | 13.78% | 12.23% | 12.02% | 11.01% | 12.32% | 14.27% | 12.2% | 13.31% | 11.6% | 10.93% | 9.714% | 12.28% | 11.42% | 11.01% | 10.79% | 9.375% | 9.617% | 9.386%
TSO | - | 29 | 26 | 103 | 2025 | Winter | Q, [MVAr] | 1 | 2 | 7.9809 | 9.0227 | 9.4226 | 9.4333 | 9.9211 | 9.3093 | 7.52 | 5.7191 | 4.5147 | 6.4323 | 4.5608 | 5.9467 | 5.9591 | 6.7106 | 6.5267 | 6.7908 | 7.6941 | 5.2826 | 5.7837 | 6.372 | 7.6072 | 8.1053 | 8.2914 | 9.277
TSO | - | 29 | 26 | 103 | 2025 | Winter | Q, [%] | 1 | 2 | 6.489% | 7.336% | 7.661% | 7.669% | 8.066% | 7.569% | 6.114% | 4.65% | 3.67% | 5.229% | 3.708% | 4.835% | 4.845% | 5.456% | 5.306% | 5.521% | 6.255% | 4.295% | 4.702% | 5.18% | 6.185% | 6.59% | 6.741% | 7.542%
TSO | - | 29 | 103 | 26 | 2025 | Winter | Q, [MVAr] | 1 | 2 | -8.3648 | -9.3965 | -9.7978 | -9.8079 | -10.2918 | -9.6826 | -7.8406 | -6.0859 | -4.8931 | -6.8029 | -4.9355 | -6.2743 | -6.3187 | -7.0463 | -6.8898 | -7.1583 | -8.0642 | -5.6536 | -6.1623 | -6.7459 | -7.9663 | -8.4754 | -8.6531 | -9.6283
TSO | - | 29 | 103 | 26 | 2025 | Winter | Q, [%] | 1 | 2 | 6.801% | 7.639% | 7.966% | 7.974% | 8.367% | 7.872% | 6.374% | 4.948% | 3.978% | 5.531% | 4.013% | 5.101% | 5.137% | 5.729% | 5.601% | 5.82% | 6.556% | 4.596% | 5.01% | 5.484% | 6.477% | 6.891% | 7.035% | 7.828%
TSO | - | 29 | 26 | 103 | 2025 | Winter | S, [MVA] | 1 | 2 | 12.3363 | 12.4032 | 12.0472 | 12.1394 | 12.3303 | 12.5416 | 18.4982 | 16.0625 | 15.4267 | 14.9664 | 15.799 | 18.4931 | 16.1168 | 17.6528 | 15.6637 | 15.0308 | 14.1886 | 15.9664 | 15.1643 | 14.9382 | 15.2674 | 14.0733 | 14.4225 | 14.7865
TSO | - | 29 | 26 | 103 | 2025 | Winter | S, [%] | 1 | 2 | 10.03% | 10.08% | 9.795% | 9.869% | 10.02% | 10.2% | 15.04% | 13.06% | 12.54% | 12.17% | 12.84% | 15.04% | 13.1% | 14.35% | 12.73% | 12.22% | 11.54% | 12.98% | 12.33% | 12.14% | 12.41% | 11.44% | 11.73% | 12.02%
TSO | - | 29 | 103 | 26 | 2025 | Winter | S, [MVA] | 1 | 2 | 12.6038 | 12.6923 | 12.3554 | 12.4455 | 12.643 | 12.8356 | 18.6716 | 16.2276 | 15.5707 | 15.1558 | 15.9416 | 18.6427 | 16.2844 | 17.8205 | 15.8475 | 15.2268 | 14.4151 | 16.1236 | 15.3399 | 15.1277 | 15.4762 | 14.3112 | 14.6562 | 15.0324
TSO | - | 29 | 103 | 26 | 2025 | Winter | S, [%] | 1 | 2 | 10.25% | 10.32% | 10.05% | 10.12% | 10.28% | 10.44% | 15.18% | 13.19% | 12.66% | 12.32% | 12.96% | 15.16% | 13.24% | 14.49% | 12.88% | 12.38% | 11.72% | 13.11% | 12.47% | 12.3% | 12.58% | 11.64% | 11.92% | 12.22%
TSO | - | 30 | 29 | 34 | 2025 | Winter | P, [MW] | 1 | 2 | -45.0713 | -43.0855 | -41.7983 | -41.5087 | -41.3244 | -46.0417 | -49.2323 | -55.7722 | -55.3424 | -52.7843 | -51.8669 | -51.0527 | -54.4035 | -51.8943 | -52.2928 | -52.3357 | -51.9993 | -54.6085 | -55.2207 | -53.9673 | -53.1001 | -50.7379 | -49.8661 | -45.3813
TSO | - | 30 | 29 | 34 | 2025 | Winter | P, [%] | 1 | 2 | 36.64% | 35.03% | 33.98% | 33.75% | 33.6% | 37.43% | 40.03% | 45.34% | 44.99% | 42.91% | 42.17% | 41.51% | 44.23% | 42.19% | 42.51% | 42.55% | 42.28% | 44.4% | 44.89% | 43.88% | 43.17% | 41.25% | 40.54% | 36.9%
TSO | - | 30 | 34 | 29 | 2025 | Winter | P, [MW] | 1 | 2 | 45.3283 | 43.3234 | 42.0239 | 41.7318 | 41.5472 | 46.3111 | 49.5429 | 56.1516 | 55.7197 | 53.1401 | 52.2042 | 51.3899 | 54.7755 | 52.2404 | 52.6392 | 52.6807 | 52.3436 | 54.9706 | 55.5866 | 54.3239 | 53.454 | 51.0635 | 50.1773 | 45.6446
TSO | - | 30 | 34 | 29 | 2025 | Winter | P, [%] | 1 | 2 | 36.85% | 35.22% | 34.17% | 33.93% | 33.78% | 37.65% | 40.28% | 45.65% | 45.3% | 43.2% | 42.44% | 41.78% | 44.53% | 42.47% | 42.8% | 42.83% | 42.56% | 44.69% | 45.19% | 44.17% | 43.46% | 41.52% | 40.79% | 37.11%
TSO | - | 30 | 29 | 34 | 2025 | Winter | Q, [MVAr] | 1 | 2 | -19.1229 | -18.9003 | -18.7532 | -18.7595 | -19.0544 | -19.7023 | -22.2424 | -21.206 | -21.7286 | -23.2728 | -21.9961 | -23.591 | -22.9682 | -23.5182 | -22.7962 | -22.3898 | -22.8253 | -20.5651 | -19.961 | -20.9118 | -22.2035 | -21.7479 | -20.5371 | -19.9282
TSO | - | 30 | 29 | 34 | 2025 | Winter | Q, [%] | 1 | 2 | 15.55% | 15.37% | 15.25% | 15.25% | 15.49% | 16.02% | 18.08% | 17.24% | 17.67% | 18.92% | 17.88% | 19.18% | 18.67% | 19.12% | 18.53% | 18.2% | 18.56% | 16.72% | 16.23% | 17% | 18.05% | 17.68% | 16.7% | 16.2%
TSO | - | 30 | 34 | 29 | 2025 | Winter | Q, [MVAr] | 1 | 2 | 19.5598 | 19.272 | 19.0823 | 19.0797 | 19.3737 | 20.1837 | 22.8633 | 22.0676 | 22.5833 | 24.0528 | 22.7091 | 24.3048 | 23.8041 | 24.2631 | 23.5417 | 23.1308 | 23.5649 | 21.365 | 20.7735 | 21.6932 | 22.9769 | 22.4226 | 21.1622 | 20.387
TSO | - | 30 | 34 | 29 | 2025 | Winter | Q, [%] | 1 | 2 | 15.9% | 15.67% | 15.51% | 15.51% | 15.75% | 16.41% | 18.59% | 17.94% | 18.36% | 19.56% | 18.46% | 19.76% | 19.35% | 19.73% | 19.14% | 18.81% | 19.16% | 17.37% | 16.89% | 17.64% | 18.68% | 18.23% | 17.21% | 16.57%
TSO | - | 30 | 29 | 34 | 2025 | Winter | S, [MVA] | 1 | 2 | 48.9603 | 47.0487 | 45.8124 | 45.551 | 45.5058 | 50.0801 | 54.0235 | 59.6677 | 59.4551 | 57.6872 | 56.3383 | 56.2398 | 59.0532 | 56.9748 | 57.0457 | 56.9239 | 56.7884 | 58.3525 | 58.7177 | 57.8772 | 57.5553 | 55.2025 | 53.9296 | 49.5641
TSO | - | 30 | 29 | 34 | 2025 | Winter | S, [%] | 1 | 2 | 39.81% | 38.25% | 37.25% | 37.03% | 37% | 40.72% | 43.92% | 48.51% | 48.34% | 46.9% | 45.8% | 45.72% | 48.01% | 46.32% | 46.38% | 46.28% | 46.17% | 47.44% | 47.74% | 47.05% | 46.79% | 44.88% | 43.85% | 40.3%
TSO | - | 30 | 34 | 29 | 2025 | Winter | S, [MVA] | 1 | 2 | 49.3684 | 47.4166 | 46.1535 | 45.8866 | 45.8422 | 50.5183 | 54.564 | 60.3323 | 60.1223 | 58.3301 | 56.9296 | 56.8476 | 59.7243 | 57.5999 | 57.6636 | 57.5351 | 57.4034 | 58.9766 | 59.3414 | 58.4952 | 58.1831 | 55.7697 | 54.4573 | 49.9906
TSO | - | 30 | 34 | 29 | 2025 | Winter | S, [%] | 1 | 2 | 40.14% | 38.55% | 37.52% | 37.31% | 37.27% | 41.07% | 44.36% | 49.05% | 48.88% | 47.42% | 46.28% | 46.22% | 48.56% | 46.83% | 46.88% | 46.78% | 46.67% | 47.95% | 48.25% | 47.56% | 47.3% | 45.34% | 44.27% | 40.64%
TSO | - | 31 | 34 | 35 | 2025 | Winter | P, [MW] | 1 | 2 | 23.1127 | 22.1716 | 20.6018 | 20.3456 | 20.4539 | 24.2867 | 30.9616 | 37.6319 | 37.9163 | 36.8074 | 33.8789 | 34.1697 | 36.289 | 33.3928 | 32.2115 | 32.138 | 32.2811 | 36.8232 | 35.8025 | 35.589 | 34.5196 | 31.7878 | 29.8576 | 25.0056
TSO | - | 31 | 34 | 35 | 2025 | Winter | P, [%] | 1 | 2 | 18.79% | 18.03% | 16.75% | 16.54% | 16.63% | 19.75% | 25.17% | 30.6% | 30.83% | 29.92% | 27.54% | 27.78% | 29.5% | 27.15% | 26.19% | 26.13% | 26.24% | 29.94% | 29.11% | 28.93% | 28.06% | 25.84% | 24.27% | 20.33%
TSO | - | 31 | 35 | 34 | 2025 | Winter | P, [MW] | 1 | 2 | -23.0098 | -22.071 | -20.5071 | -20.2517 | -20.3587 | -24.1731 | -30.8138 | -37.4531 | -37.7325 | -36.6285 | -33.7241 | -34.0096 | -36.1172 | -33.2396 | -32.0646 | -31.99 | -32.1278 | -36.6489 | -35.6369 | -35.4181 | -34.3485 | -31.6359 | -29.7163 | -24.8916
TSO | - | 31 | 35 | 34 | 2025 | Winter | P, [%] | 1 | 2 | 18.71% | 17.94% | 16.67% | 16.46% | 16.55% | 19.65% | 25.05% | 30.45% | 30.68% | 29.78% | 27.42% | 27.65% | 29.36% | 27.02% | 26.07% | 26.01% | 26.12% | 29.8% | 28.97% | 28.8% | 27.93% | 25.72% | 24.16% | 20.24%
TSO | - | 31 | 34 | 35 | 2025 | Winter | Q, [MVAr] | 1 | 2 | 22.8399 | 23.1791 | 23.2822 | 23.3406 | 23.5229 | 23.9782 | 24.0381 | 21.1615 | 21.808 | 22.4588 | 21.6141 | 22.3383 | 21.7279 | 21.9044 | 22.183 | 22.5356 | 23.4581 | 21.4926 | 21.1741 | 22.6711 | 24.2019 | 23.749 | 23.8338 | 23.3921
TSO | - | 31 | 34 | 35 | 2025 | Winter | Q, [%] | 1 | 2 | 18.57% | 18.84% | 18.93% | 18.98% | 19.12% | 19.49% | 19.54% | 17.2% | 17.73% | 18.26% | 17.57% | 18.16% | 17.66% | 17.81% | 18.03% | 18.32% | 19.07% | 17.47% | 17.21% | 18.43% | 19.68% | 19.31% | 19.38% | 19.02%
TSO | - | 31 | 35 | 34 | 2025 | Winter | Q, [MVAr] | 1 | 2 | -22.9187 | -23.264 | -23.3869 | -23.4476 | -23.6254 | -24.0198 | -23.9688 | -20.9871 | -21.6163 | -22.283 | -21.5222 | -22.2274 | -21.5775 | -21.817 | -22.1176 | -22.466 | -23.3693 | -21.3345 | -21.0461 | -22.5238 | -24.0523 | -23.6643 | -23.7841 | -23.4332
TSO | - | 31 | 35 | 34 | 2025 | Winter | Q, [%] | 1 | 2 | 18.63% | 18.91% | 19.01% | 19.06% | 19.21% | 19.53% | 19.49% | 17.06% | 17.57% | 18.12% | 17.5% | 18.07% | 17.54% | 17.74% | 17.98% | 18.27% | 19% | 17.35% | 17.11% | 18.31% | 19.55% | 19.24% | 19.34% | 19.05%
TSO | - | 31 | 34 | 35 | 2025 | Winter | S, [MVA] | 1 | 2 | 32.494 | 32.0757 | 31.0885 | 30.9633 | 31.1719 | 34.1291 | 39.1976 | 43.1737 | 43.7406 | 43.1182 | 40.1864 | 40.8236 | 42.2965 | 39.936 | 39.1109 | 39.2518 | 39.9043 | 42.6366 | 41.5952 | 42.1967 | 42.1585 | 39.6797 | 38.2037 | 34.2413
TSO | - | 31 | 34 | 35 | 2025 | Winter | S, [%] | 1 | 2 | 26.42% | 26.08% | 25.28% | 25.17% | 25.34% | 27.75% | 31.87% | 35.1% | 35.56% | 35.06% | 32.67% | 33.19% | 34.39% | 32.47% | 31.8% | 31.91% | 32.44% | 34.66% | 33.82% | 34.31% | 34.28% | 32.26% | 31.06% | 27.84%
TSO | - | 31 | 35 | 34 | 2025 | Winter | S, [MVA] | 1 | 2 | 32.4764 | 32.0678 | 31.1045 | 30.9826 | 31.1871 | 34.0777 | 39.0384 | 42.9324 | 43.4857 | 42.874 | 40.0065 | 40.6289 | 42.0719 | 39.7599 | 38.9529 | 39.0907 | 39.7281 | 42.4064 | 41.3876 | 41.9733 | 41.9324 | 39.5073 | 38.0624 | 34.1863
TSO | - | 31 | 35 | 34 | 2025 | Winter | S, [%] | 1 | 2 | 26.4% | 26.07% | 25.29% | 25.19% | 25.36% | 27.71% | 31.74% | 34.9% | 35.35% | 34.86% | 32.53% | 33.03% | 34.2% | 32.33% | 31.67% | 31.78% | 32.3% | 34.48% | 33.65% | 34.12% | 34.09% | 32.12% | 30.95% | 27.79%
TSO | - | 32 | 35 | 36 | 2025 | Winter | P, [MW] | 1 | 2 | 3.4705 | 3.4045 | 3.048 | 3.0987 | 3.4271 | 4.9021 | 3.9593 | 8.153 | 7.6959 | 6.0141 | 6.2018 | 4.6848 | 7.4212 | 5.3266 | 6.1926 | 6.4831 | 5.9358 | 7.5336 | 8.0579 | 8.236 | 7.2759 | 6.7046 | 6.3437 | 3.3778
TSO | - | 32 | 35 | 36 | 2025 | Winter | P, [%] | 1 | 2 | 2.822% | 2.768% | 2.478% | 2.519% | 2.786% | 3.985% | 3.219% | 6.628% | 6.257% | 4.89% | 5.042% | 3.809% | 6.033% | 4.331% | 5.035% | 5.271% | 4.826% | 6.125% | 6.551% | 6.696% | 5.915% | 5.451% | 5.157% | 2.746%
TSO | - | 32 | 36 | 35 | 2025 | Winter | P, [MW] | 1 | 2 | -3.4355 | -3.3709 | -3.0142 | -3.0647 | -3.3922 | -4.8649 | -3.9155 | -8.1089 | -7.649 | -5.9623 | -6.1563 | -4.6357 | -7.3707 | -5.2775 | -6.1458 | -6.4377 | -5.8884 | -7.4922 | -8.0169 | -8.1901 | -7.2284 | -6.6593 | -6.3023 | -3.3401
TSO | - | 32 | 36 | 35 | 2025 | Winter | P, [%] | 1 | 2 | 2.793% | 2.741% | 2.451% | 2.492% | 2.758% | 3.955% | 3.183% | 6.593% | 6.219% | 4.847% | 5.005% | 3.769% | 5.992% | 4.291% | 4.997% | 5.234% | 4.787% | 6.091% | 6.518% | 6.659% | 5.877% | 5.414% | 5.124% | 2.716%
TSO | - | 32 | 35 | 36 | 2025 | Winter | Q, [MVAr] | 1 | 2 | 19.4696 | 19.0109 | 19.1337 | 19.1946 | 19.3722 | 19.7667 | 21.8633 | 20.761 | 21.6591 | 23.3964 | 21.833 | 23.0737 | 22.6925 | 22.9314 | 22.1601 | 21.6905 | 22.3183 | 20.2881 | 19.995 | 21.2044 | 21.9282 | 21.5402 | 20.5879 | 20.2368
TSO | - | 32 | 35 | 36 | 2025 | Winter | Q, [%] | 1 | 2 | 15.83% | 15.46% | 15.56% | 15.61% | 15.75% | 16.07% | 17.78% | 16.88% | 17.61% | 19.02% | 17.75% | 18.76% | 18.45% | 18.64% | 18.02% | 17.63% | 18.14% | 16.49% | 16.26% | 17.24% | 17.83% | 17.51% | 16.74% | 16.45%
TSO | - | 32 | 36 | 35 | 2025 | Winter | Q, [MVAr] | 1 | 2 | -19.7226 | -19.2679 | -19.3896 | -19.4496 | -19.6241 | -20.0111 | -22.0884 | -20.9856 | -21.8732 | -23.5924 | -22.0534 | -23.2804 | -22.8944 | -23.1385 | -22.3755 | -21.9107 | -22.5304 | -20.5224 | -20.2316 | -21.4227 | -22.1394 | -21.7589 | -20.8194 | -20.4805
TSO | - | 32 | 36 | 35 | 2025 | Winter | Q, [%] | 1 | 2 | 16.03% | 15.66% | 15.76% | 15.81% | 15.95% | 16.27% | 17.96% | 17.06% | 17.78% | 19.18% | 17.93% | 18.93% | 18.61% | 18.81% | 18.19% | 17.81% | 18.32% | 16.68% | 16.45% | 17.42% | 18% | 17.69% | 16.93% | 16.65%
TSO | - | 32 | 35 | 36 | 2025 | Winter | S, [MVA] | 1 | 2 | 19.7765 | 19.3133 | 19.3749 | 19.4431 | 19.673 | 20.3655 | 22.2189 | 22.3045 | 22.9858 | 24.157 | 22.6967 | 23.5445 | 23.8752 | 23.5419 | 23.0091 | 22.6386 | 23.0941 | 21.6417 | 21.5575 | 22.7477 | 23.1038 | 22.5595 | 21.5431 | 20.5168
TSO | - | 32 | 35 | 36 | 2025 | Winter | S, [%] | 1 | 2 | 16.08% | 15.7% | 15.75% | 15.81% | 15.99% | 16.56% | 18.06% | 18.13% | 18.69% | 19.64% | 18.45% | 19.14% | 19.41% | 19.14% | 18.71% | 18.41% | 18.78% | 17.59% | 17.53% | 18.49% | 18.78% | 18.34% | 17.51% | 16.68%
TSO | - | 32 | 36 | 35 | 2025 | Winter | S, [MVA] | 1 | 2 | 20.0196 | 19.5605 | 19.6225 | 19.6895 | 19.9151 | 20.594 | 22.4328 | 22.4978 | 23.1721 | 24.3342 | 22.8966 | 23.7375 | 24.0516 | 23.7327 | 23.2042 | 22.8369 | 23.2871 | 21.8473 | 21.7621 | 22.9349 | 23.2895 | 22.7551 | 21.7524 | 20.7511
TSO | - | 32 | 36 | 35 | 2025 | Winter | S, [%] | 1 | 2 | 16.28% | 15.9% | 15.95% | 16.01% | 16.19% | 16.74% | 18.24% | 18.29% | 18.84% | 19.78% | 18.62% | 19.3% | 19.55% | 19.29% | 18.87% | 18.57% | 18.93% | 17.76% | 17.69% | 18.65% | 18.93% | 18.5% | 17.68% | 16.87%
TSO | - | 33 | 42 | 72 | 2025 | Winter | P, [MW] | 1 | 2 | -16.4672 | -13.8101 | -11.7317 | -11.6817 | -11.5973 | -19.215 | -35.4517 | -35.2678 | -33.4422 | -29.7146 | -31.3623 | -34.7102 | -30.9372 | -31.7187 | -28.3227 | -24.7145 | -22.9548 | -32.3745 | -29.8891 | -28.9691 | -26.8285 | -23.7668 | -22.8684 | -20.2591
TSO | - | 33 | 42 | 72 | 2025 | Winter | P, [%] | 1 | 2 | 18.3% | 15.34% | 13.04% | 12.98% | 12.89% | 21.35% | 39.39% | 39.19% | 37.16% | 33.02% | 34.85% | 38.57% | 34.37% | 35.24% | 31.47% | 27.46% | 25.51% | 35.97% | 33.21% | 32.19% | 29.81% | 26.41% | 25.41% | 22.51%
TSO | - | 33 | 72 | 42 | 2025 | Winter | P, [MW] | 1 | 2 | 16.7437 | 14.0975 | 12.007 | 11.9549 | 11.8763 | 19.5862 | 36.1354 | 35.8816 | 33.9748 | 30.1749 | 31.8442 | 35.3242 | 31.4335 | 32.2525 | 28.7661 | 25.0889 | 23.3201 | 32.8937 | 30.3458 | 29.4152 | 27.2505 | 24.1362 | 23.2438 | 20.6148
TSO | - | 33 | 72 | 42 | 2025 | Winter | P, [%] | 1 | 2 | 18.6% | 15.66% | 13.34% | 13.28% | 13.2% | 21.76% | 40.15% | 39.87% | 37.75% | 33.53% | 35.38% | 39.25% | 34.93% | 35.84% | 31.96% | 27.88% | 25.91% | 36.55% | 33.72% | 32.68% | 30.28% | 26.82% | 25.83% | 22.91%
TSO | - | 33 | 42 | 72 | 2025 | Winter | Q, [MVAr] | 1 | 2 | 18.0467 | 20.4956 | 21.0894 | 21.0106 | 21.3172 | 20.567 | 16.6678 | 12.4233 | 10.0641 | 12.1994 | 11.1705 | 13.7805 | 12.7868 | 14.0478 | 13.9644 | 15.0022 | 16.6454 | 11.9926 | 12.2836 | 12.9275 | 14.6481 | 15.6911 | 17.1865 | 18.9263
TSO | - | 33 | 42 | 72 | 2025 | Winter | Q, [%] | 1 | 2 | 20.05% | 22.77% | 23.43% | 23.35% | 23.69% | 22.85% | 18.52% | 13.8% | 11.18% | 13.55% | 12.41% | 15.31% | 14.21% | 15.61% | 15.52% | 16.67% | 18.49% | 13.33% | 13.65% | 14.36% | 16.28% | 17.43% | 19.1% | 21.03%
TSO | - | 33 | 72 | 42 | 2025 | Winter | Q, [MVAr] | 1 | 2 | -18.408 | -20.817 | -21.4339 | -21.3601 | -21.6506 | -20.7029 | -16.1593 | -12.0867 | -9.9132 | -12.1861 | -11.1358 | -13.4402 | -12.7014 | -13.8771 | -13.992 | -15.1763 | -16.8256 | -11.8732 | -12.2991 | -12.9521 | -14.7074 | -15.8594 | -17.3342 | -19.1093
TSO | - | 33 | 72 | 42 | 2025 | Winter | Q, [%] | 1 | 2 | 20.45% | 23.13% | 23.82% | 23.73% | 24.06% | 23% | 17.95% | 13.43% | 11.01% | 13.54% | 12.37% | 14.93% | 14.11% | 15.42% | 15.55% | 16.86% | 18.7% | 13.19% | 13.67% | 14.39% | 16.34% | 17.62% | 19.26% | 21.23%
TSO | - | 33 | 42 | 72 | 2025 | Winter | S, [MVA] | 1 | 2 | 24.4306 | 24.7141 | 24.1329 | 24.0398 | 24.2677 | 28.1464 | 39.1744 | 37.3919 | 34.9237 | 32.1214 | 33.2922 | 37.3457 | 33.4756 | 34.6903 | 31.5782 | 28.9115 | 28.3548 | 34.5243 | 32.3148 | 31.7227 | 30.5669 | 28.4793 | 28.6066 | 27.7243
TSO | - | 33 | 42 | 72 | 2025 | Winter | S, [%] | 1 | 2 | 27.15% | 27.46% | 26.81% | 26.71% | 26.96% | 31.27% | 43.53% | 41.55% | 38.8% | 35.69% | 36.99% | 41.5% | 37.2% | 38.54% | 35.09% | 32.12% | 31.51% | 38.36% | 35.91% | 35.25% | 33.96% | 31.64% | 31.79% | 30.8%
TSO | - | 33 | 72 | 42 | 2025 | Winter | S, [MVA] | 1 | 2 | 24.8839 | 25.1413 | 24.5678 | 24.4781 | 24.6941 | 28.4996 | 39.584 | 37.8626 | 35.3915 | 32.5427 | 33.7352 | 37.7946 | 33.9026 | 35.1112 | 31.9885 | 29.3219 | 28.7563 | 34.971 | 32.7434 | 32.1405 | 30.9661 | 28.8804 | 28.9956 | 28.1094
TSO | - | 33 | 72 | 42 | 2025 | Winter | S, [%] | 1 | 2 | 27.65% | 27.93% | 27.3% | 27.2% | 27.44% | 31.67% | 43.98% | 42.07% | 39.32% | 36.16% | 37.48% | 41.99% | 37.67% | 39.01% | 35.54% | 32.58% | 31.95% | 38.86% | 36.38% | 35.71% | 34.41% | 32.09% | 32.22% | 31.23%
TSO | - | 34 | 72 | 103 | 2025 | Winter | P, [MW] | 1 | 2 | -1.202 | -2.2178 | -2.1182 | -3.0513 | -2.2205 | -2.805 | 0.65578 | 1.0611 | 3.7287 | 5.6763 | 5.0418 | 4.9734 | 3.8551 | 3.7036 | 3.6567 | 1.2364 | -0.086241 | 1.8171 | 2.4845 | 1.1607 | -1.5213 | -1.2339 | -2.1294 | -2.1238
TSO | - | 34 | 72 | 103 | 2025 | Winter | P, [%] | 1 | 2 | 0.4886% | 0.9015% | 0.8611% | 1.24% | 0.9027% | 1.14% | 0.2666% | 0.4314% | 1.516% | 2.307% | 2.049% | 2.022% | 1.567% | 1.506% | 1.486% | 0.5026% | 0.03506% | 0.7387% | 1.01% | 0.4718% | 0.6184% | 0.5016% | 0.8656% | 0.8633%
TSO | - | 34 | 103 | 72 | 2025 | Winter | P, [MW] | 1 | 2 | 1.241 | 2.2684 | 2.1695 | 3.1055 | 2.2747 | 2.8547 | -0.6321 | -1.0524 | -3.7222 | -5.665 | -5.0334 | -4.9604 | -3.8441 | -3.6905 | -3.6419 | -1.2196 | 0.10742 | -1.8125 | -2.4806 | -1.1551 | 1.532 | 1.2489 | 2.1521 | 2.1511
TSO | - | 34 | 103 | 72 | 2025 | Winter | P, [%] | 1 | 2 | 0.5045% | 0.9221% | 0.8819% | 1.262% | 0.9247% | 1.16% | 0.257% | 0.4278% | 1.513% | 2.303% | 2.046% | 2.016% | 1.563% | 1.5% | 1.48% | 0.4958% | 0.04367% | 0.7368% | 1.008% | 0.4696% | 0.6227% | 0.5077% | 0.8748% | 0.8744%
TSO | - | 34 | 72 | 103 | 2025 | Winter | Q, [MVAr] | 1 | 2 | -19.8993 | -22.2688 | -22.3589 | -22.8458 | -22.892 | -22.0108 | -16.0138 | -10.0442 | -7.9515 | -9.6687 | -8.4661 | -11.0482 | -10.4982 | -11.5312 | -12.3134 | -13.4939 | -15.0259 | -7.3711 | -6.5033 | -8.1072 | -10.8103 | -12.6845 | -15.29 | -16.6222
TSO | - | 34 | 72 | 103 | 2025 | Winter | Q, [%] | 1 | 2 | 8.089% | 9.052% | 9.089% | 9.287% | 9.306% | 8.947% | 6.51% | 4.083% | 3.232% | 3.93% | 3.442% | 4.491% | 4.268% | 4.687% | 5.005% | 5.485% | 6.108% | 2.996% | 2.644% | 3.296% | 4.394% | 5.156% | 6.215% | 6.757%
TSO | - | 34 | 103 | 72 | 2025 | Winter | Q, [MVAr] | 1 | 2 | 18.6222 | 21.0594 | 21.1595 | 21.6552 | 21.7062 | 20.795 | 14.6258 | 8.5761 | 6.466 | 8.2373 | 6.984 | 9.6026 | 9.0547 | 10.0988 | 10.8914 | 12.0903 | 13.6609 | 5.8798 | 5.0172 | 6.6481 | 9.3983 | 11.3008 | 13.9453 | 15.3091
TSO | - | 34 | 103 | 72 | 2025 | Winter | Q, [%] | 1 | 2 | 7.57% | 8.561% | 8.601% | 8.803% | 8.824% | 8.453% | 5.945% | 3.486% | 2.628% | 3.349% | 2.839% | 3.903% | 3.681% | 4.105% | 4.427% | 4.915% | 5.553% | 2.39% | 2.039% | 2.702% | 3.82% | 4.594% | 5.669% | 6.223%
TSO | - | 34 | 72 | 103 | 2025 | Winter | S, [MVA] | 1 | 2 | 19.9356 | 22.3789 | 22.4591 | 23.0487 | 22.9995 | 22.1888 | 16.0273 | 10.1001 | 8.7823 | 11.2118 | 9.8537 | 12.116 | 11.1837 | 12.1114 | 12.8449 | 13.5505 | 15.0262 | 7.5918 | 6.9617 | 8.1899 | 10.9168 | 12.7444 | 15.4376 | 16.7574
TSO | - | 34 | 72 | 103 | 2025 | Winter | S, [%] | 1 | 2 | 8.104% | 9.097% | 9.13% | 9.369% | 9.349% | 9.02% | 6.515% | 4.106% | 3.57% | 4.558% | 4.006% | 4.925% | 4.546% | 4.923% | 5.222% | 5.508% | 6.108% | 3.086% | 2.83% | 3.329% | 4.438% | 5.181% | 6.275% | 6.812%
TSO | - | 34 | 103 | 72 | 2025 | Winter | S, [MVA] | 1 | 2 | 18.6635 | 21.1812 | 21.2704 | 21.8768 | 21.8251 | 20.9901 | 14.6395 | 8.6404 | 7.4609 | 9.9973 | 8.6088 | 10.8081 | 9.8369 | 10.752 | 11.4842 | 12.1516 | 13.6613 | 6.1528 | 5.5969 | 6.7477 | 9.5223 | 11.3696 | 14.1104 | 15.4595
TSO | - | 34 | 103 | 72 | 2025 | Winter | S, [%] | 1 | 2 | 7.587% | 8.61% | 8.646% | 8.893% | 8.872% | 8.533% | 5.951% | 3.512% | 3.033% | 4.064% | 3.5% | 4.394% | 3.999% | 4.371% | 4.668% | 4.94% | 5.553% | 2.501% | 2.275% | 2.743% | 3.871% | 4.622% | 5.736% | 6.284%
TSO | - | 36 | 1 | 2 | 2025 | Winter | P, [MW] | 1 | 2 | 21.6275 | 20.4904 | 19.2414 | 18.9722 | 18.6636 | 19.9458 | 23.8685 | 26.2936 | 28.5486 | 29.0672 | 28.0775 | 28.2982 | 28.5066 | 28.5732 | 27.0823 | 26.3187 | 26.8356 | 30.3833 | 29.7012 | 28.8713 | 28.677 | 26.5981 | 25.2191 | 23.597
TSO | - | 36 | 1 | 2 | 2025 | Winter | P, [%] | 1 | 2 | 54.07% | 51.23% | 48.1% | 47.43% | 46.66% | 49.86% | 59.67% | 65.73% | 71.37% | 72.67% | 70.19% | 70.75% | 71.27% | 71.43% | 67.71% | 65.8% | 67.09% | 75.96% | 74.25% | 72.18% | 71.69% | 66.5% | 63.05% | 58.99%
TSO | - | 36 | 2 | 1 | 2025 | Winter | P, [MW] | 1 | 2 | -21.5742 | -20.4422 | -19.1985 | -18.9304 | -18.6229 | -19.9001 | -23.8044 | -26.2167 | -28.4582 | -28.9735 | -27.99 | -28.2094 | -28.4165 | -28.4827 | -27.0007 | -26.2415 | -26.7555 | -30.281 | -29.6033 | -28.7788 | -28.5856 | -26.5192 | -25.1477 | -23.5342
TSO | - | 36 | 2 | 1 | 2025 | Winter | P, [%] | 1 | 2 | 53.94% | 51.11% | 48% | 47.33% | 46.56% | 49.75% | 59.51% | 65.54% | 71.15% | 72.43% | 69.98% | 70.52% | 71.04% | 71.21% | 67.5% | 65.6% | 66.89% | 75.7% | 74.01% | 71.95% | 71.46% | 66.3% | 62.87% | 58.84%
TSO | - | 36 | 1 | 2 | 2025 | Winter | Q, [MVAr] | 1 | 2 | -1.8878 | -2.3399 | -2.7866 | -2.7912 | -2.9676 | -2.3577 | -0.86431 | 1.143 | 2.3487 | 2.7304 | 2.1266 | 2.2911 | 2.1973 | 2.2058 | 1.1988 | 0.53131 | 0.81435 | 2.5047 | 2.1284 | 1.7703 | 1.1803 | 0.35071 | -0.55432 | -1.144
TSO | - | 36 | 1 | 2 | 2025 | Winter | Q, [%] | 1 | 2 | 4.719% | 5.85% | 6.966% | 6.978% | 7.419% | 5.894% | 2.161% | 2.858% | 5.872% | 6.826% | 5.316% | 5.728% | 5.493% | 5.514% | 2.997% | 1.328% | 2.036% | 6.262% | 5.321% | 4.426% | 2.951% | 0.8768% | 1.386% | 2.86%
TSO | - | 36 | 2 | 1 | 2025 | Winter | Q, [MVAr] | 1 | 2 | 3.4681 | 3.7701 | 4.0611 | 4.0311 | 4.1731 | 3.7141 | 2.7651 | 1.1361 | 0.33211 | 0.048089 | 0.46711 | 0.34309 | 0.4761 | 0.48009 | 1.2191 | 1.7581 | 1.5631 | 0.53109 | 0.77408 | 0.97408 | 1.5321 | 1.9901 | 2.6711 | 3.0071
TSO | - | 36 | 2 | 1 | 2025 | Winter | Q, [%] | 1 | 2 | 8.67% | 9.425% | 10.15% | 10.08% | 10.43% | 9.285% | 6.913% | 2.84% | 0.8303% | 0.1202% | 1.168% | 0.8577% | 1.19% | 1.2% | 3.048% | 4.395% | 3.908% | 1.328% | 1.935% | 2.435% | 3.83% | 4.975% | 6.678% | 7.518%
TSO | - | 36 | 1 | 2 | 2025 | Winter | S, [MVA] | 1 | 2 | 21.7098 | 20.6236 | 19.4422 | 19.1764 | 18.898 | 20.0847 | 23.8841 | 26.3184 | 28.6451 | 29.1951 | 28.1579 | 28.3908 | 28.5912 | 28.6583 | 27.1088 | 26.3241 | 26.848 | 30.4864 | 29.7773 | 28.9255 | 28.7013 | 26.6004 | 25.2252 | 23.6247
TSO | - | 36 | 1 | 2 | 2025 | Winter | S, [%] | 1 | 2 | 54.27% | 51.56% | 48.61% | 47.94% | 47.25% | 50.21% | 59.71% | 65.8% | 71.61% | 72.99% | 70.39% | 70.98% | 71.48% | 71.65% | 67.77% | 65.81% | 67.12% | 76.22% | 74.44% | 72.31% | 71.75% | 66.5% | 63.06% | 59.06%
TSO | - | 36 | 2 | 1 | 2025 | Winter | S, [MVA] | 1 | 2 | 21.8512 | 20.7869 | 19.6233 | 19.3549 | 19.0848 | 20.2437 | 23.9644 | 26.2414 | 28.4602 | 28.9736 | 27.9939 | 28.2115 | 28.4205 | 28.4867 | 27.0282 | 26.3004 | 26.8011 | 30.2856 | 29.6134 | 28.7952 | 28.6266 | 26.5938 | 25.2892 | 23.7255
TSO | - | 36 | 2 | 1 | 2025 | Winter | S, [%] | 1 | 2 | 54.63% | 51.97% | 49.06% | 48.39% | 47.71% | 50.61% | 59.91% | 65.6% | 71.15% | 72.43% | 69.98% | 70.53% | 71.05% | 71.22% | 67.57% | 65.75% | 67% | 75.71% | 74.03% | 71.99% | 71.57% | 66.48% | 63.22% | 59.31%
TSO | - | 38 | 8 | 72 | 2025 | Winter | P, [MW] | 1 | 2 | 52.0418 | 39.5783 | 35.8018 | 34.8802 | 35.4551 | 42.7219 | 68.9355 | 80.1794 | 85.8824 | 87.9855 | 84.0623 | 82.1347 | 79.444 | 81.7471 | 76.8064 | 71.3345 | 68.8351 | 89.9992 | 85.4853 | 84.9424 | 80.712 | 74.2591 | 67.6996 | 61.5315
TSO | - | 38 | 8 | 72 | 2025 | Winter | P, [%] | 1 | 2 | 17.35% | 13.19% | 11.93% | 11.63% | 11.82% | 14.24% | 22.98% | 26.73% | 28.63% | 29.33% | 28.02% | 27.38% | 26.48% | 27.25% | 25.6% | 23.78% | 22.95% | 30% | 28.5% | 28.31% | 26.9% | 24.75% | 22.57% | 20.51%
TSO | - | 38 | 72 | 8 | 2025 | Winter | P, [MW] | 1 | 2 | -52.0116 | -39.5535 | -35.7788 | -34.8571 | -35.4317 | -42.6952 | -68.8906 | -80.1253 | -85.8228 | -87.9204 | -84.0061 | -82.0785 | -79.3907 | -81.6906 | -76.7564 | -71.2898 | -68.7908 | -89.9335 | -85.4259 | -84.8822 | -80.6542 | -74.2086 | -67.6558 | -61.4922
TSO | - | 38 | 72 | 8 | 2025 | Winter | P, [%] | 1 | 2 | 17.34% | 13.18% | 11.93% | 11.62% | 11.81% | 14.23% | 22.96% | 26.71% | 28.61% | 29.31% | 28% | 27.36% | 26.46% | 27.23% | 25.59% | 23.76% | 22.93% | 29.98% | 28.48% | 28.29% | 26.88% | 24.74% | 22.55% | 20.5%
TSO | - | 38 | 8 | 72 | 2025 | Winter | Q, [MVAr] | 1 | 2 | -29.9033 | -36.1353 | -37.055 | -37.9779 | -37.918 | -35.8796 | -28.9937 | -21.7316 | -17.8339 | -20.4851 | -14.4549 | -19.8642 | -20.5385 | -20.7848 | -19.7552 | -21.5827 | -25.7593 | -18.9444 | -17.6179 | -19.74 | -24.464 | -25.1784 | -26.3958 | -29.7772
TSO | - | 38 | 8 | 72 | 2025 | Winter | Q, [%] | 1 | 2 | 9.968% | 12.05% | 12.35% | 12.66% | 12.64% | 11.96% | 9.665% | 7.244% | 5.945% | 6.828% | 4.818% | 6.621% | 6.846% | 6.928% | 6.585% | 7.194% | 8.586% | 6.315% | 5.873% | 6.58% | 8.155% | 8.393% | 8.799% | 9.926%
TSO | - | 38 | 72 | 8 | 2025 | Winter | Q, [MVAr] | 1 | 2 | 31.1887 | 37.1867 | 38.0331 | 38.9577 | 38.9147 | 37.0163 | 30.9052 | 24.0295 | 20.3702 | 23.2505 | 16.8428 | 22.2506 | 22.8036 | 23.1861 | 21.8832 | 23.4811 | 27.6426 | 21.736 | 20.1421 | 22.3017 | 26.9203 | 27.3241 | 28.2579 | 31.4487
TSO | - | 38 | 72 | 8 | 2025 | Winter | Q, [%] | 1 | 2 | 10.4% | 12.4% | 12.68% | 12.99% | 12.97% | 12.34% | 10.3% | 8.01% | 6.79% | 7.75% | 5.614% | 7.417% | 7.601% | 7.729% | 7.294% | 7.827% | 9.214% | 7.245% | 6.714% | 7.434% | 8.973% | 9.108% | 9.419% | 10.48%
TSO | - | 38 | 8 | 72 | 2025 | Winter | S, [MVA] | 1 | 2 | 60.0213 | 53.5929 | 51.5252 | 51.565 | 51.9119 | 55.7899 | 74.7846 | 83.0722 | 87.7146 | 90.3387 | 85.296 | 84.5026 | 82.056 | 84.3481 | 79.3063 | 74.528 | 73.497 | 91.9714 | 87.2819 | 87.206 | 84.3381 | 78.4115 | 72.6634 | 68.3579
TSO | - | 38 | 8 | 72 | 2025 | Winter | S, [%] | 1 | 2 | 20.01% | 17.86% | 17.18% | 17.19% | 17.3% | 18.6% | 24.93% | 27.69% | 29.24% | 30.11% | 28.43% | 28.17% | 27.35% | 28.12% | 26.44% | 24.84% | 24.5% | 30.66% | 29.09% | 29.07% | 28.11% | 26.14% | 24.22% | 22.79%
TSO | - | 38 | 72 | 8 | 2025 | Winter | S, [MVA] | 1 | 2 | 60.646 | 54.2893 | 52.2172 | 52.2754 | 52.6285 | 56.5073 | 75.5052 | 83.6509 | 88.2071 | 90.9428 | 85.6779 | 85.041 | 82.6008 | 84.9173 | 79.8149 | 75.0573 | 74.1369 | 92.5229 | 87.7684 | 87.763 | 85.0282 | 79.0792 | 73.3199 | 69.0674
TSO | - | 38 | 72 | 8 | 2025 | Winter | S, [%] | 1 | 2 | 20.22% | 18.1% | 17.41% | 17.43% | 17.54% | 18.84% | 25.17% | 27.88% | 29.4% | 30.31% | 28.56% | 28.35% | 27.53% | 28.31% | 26.6% | 25.02% | 24.71% | 30.84% | 29.26% | 29.25% | 28.34% | 26.36% | 24.44% | 23.02%
TSO | - | 41 | 11 | 12 | 2025 | Winter | P, [MW] | 1 | 2 | 190.0042 | 169.7214 | 158.9435 | 154.1711 | 147.7406 | 162.7658 | 225.9126 | 247.0984 | 266.2952 | 265.8287 | 276.7333 | 284.3462 | 273.4015 | 275.1596 | 258.2083 | 247.6682 | 249.748 | 301.635 | 294.1717 | 291.1548 | 290.8745 | 271.0916 | 254.4255 | 225.9923
TSO | - | 41 | 11 | 12 | 2025 | Winter | P, [%] | 1 | 2 | 31.67% | 28.29% | 26.49% | 25.7% | 24.62% | 27.13% | 37.65% | 41.18% | 44.38% | 44.3% | 46.12% | 47.39% | 45.57% | 45.86% | 43.03% | 41.28% | 41.62% | 50.27% | 49.03% | 48.53% | 48.48% | 45.18% | 42.4% | 37.67%
TSO | - | 41 | 12 | 11 | 2025 | Winter | P, [MW] | 1 | 2 | -189.874 | -169.6133 | -158.848 | -154.0807 | -147.6568 | -162.6665 | -225.7397 | -246.8968 | -266.0627 | -265.5905 | -276.4819 | -284.0771 | -273.1506 | -274.9053 | -257.9837 | -247.4603 | -249.5331 | -301.3351 | -293.8848 | -290.8693 | -290.5847 | -270.838 | -254.2 | -225.812
TSO | - | 41 | 12 | 11 | 2025 | Winter | P, [%] | 1 | 2 | 31.65% | 28.27% | 26.47% | 25.68% | 24.61% | 27.11% | 37.62% | 41.15% | 44.34% | 44.27% | 46.08% | 47.35% | 45.53% | 45.82% | 43% | 41.24% | 41.59% | 50.22% | 48.98% | 48.48% | 48.43% | 45.14% | 42.37% | 37.64%
TSO | - | 41 | 11 | 12 | 2025 | Winter | Q, [MVAr] | 1 | 2 | -23.1371 | -29.8425 | -28.9353 | -30.5687 | -31.2702 | -29.4609 | -5.257 | 12.5038 | 20.9872 | 28.1217 | 32.8238 | 32.5008 | 35.1561 | 30.0745 | 27.4819 | 16.9874 | 15.477 | 40.642 | 40.8225 | 41.9475 | 32.4444 | 18.7614 | 9.3991 | 1.7811
TSO | - | 41 | 11 | 12 | 2025 | Winter | Q, [%] | 1 | 2 | 3.856% | 4.974% | 4.823% | 5.095% | 5.212% | 4.91% | 0.8762% | 2.084% | 3.498% | 4.687% | 5.471% | 5.417% | 5.859% | 5.012% | 4.58% | 2.831% | 2.579% | 6.774% | 6.804% | 6.991% | 5.407% | 3.127% | 1.567% | 0.2968%
TSO | - | 41 | 12 | 11 | 2025 | Winter | Q, [MVAr] | 1 | 2 | 30.9227 | 36.3056 | 34.6457 | 35.975 | 36.2801 | 35.4007 | 15.5916 | -0.4555 | -7.0906 | -13.8849 | -17.796 | -16.4147 | -20.1597 | -14.8786 | -14.057 | -4.5601 | -2.6279 | -22.7146 | -23.6738 | -24.8804 | -15.1215 | -3.6039 | 4.0816 | 8.9958
TSO | - | 41 | 12 | 11 | 2025 | Winter | Q, [%] | 1 | 2 | 5.154% | 6.051% | 5.774% | 5.996% | 6.047% | 5.9% | 2.599% | 0.07592% | 1.182% | 2.314% | 2.966% | 2.736% | 3.36% | 2.48% | 2.343% | 0.76% | 0.438% | 3.786% | 3.946% | 4.147% | 2.52% | 0.6007% | 0.6803% | 1.499%
TSO | - | 41 | 11 | 12 | 2025 | Winter | S, [MVA] | 1 | 2 | 191.4078 | 172.3251 | 161.5558 | 157.1725 | 151.0136 | 165.4106 | 225.9738 | 247.4145 | 267.121 | 267.312 | 278.6732 | 286.1976 | 275.6525 | 276.7982 | 259.6667 | 248.2501 | 250.2271 | 304.3607 | 296.9906 | 294.161 | 292.6783 | 271.74 | 254.5991 | 225.9994
TSO | - | 41 | 11 | 12 | 2025 | Winter | S, [%] | 1 | 2 | 31.9% | 28.72% | 26.93% | 26.2% | 25.17% | 27.57% | 37.66% | 41.24% | 44.52% | 44.55% | 46.45% | 47.7% | 45.94% | 46.13% | 43.28% | 41.38% | 41.7% | 50.73% | 49.5% | 49.03% | 48.78% | 45.29% | 42.43% | 37.67%
TSO | - | 41 | 12 | 11 | 2025 | Winter | S, [MVA] | 1 | 2 | 192.3755 | 173.4554 | 162.5823 | 158.2247 | 152.0486 | 166.474 | 226.2775 | 246.8972 | 266.1572 | 265.9532 | 277.054 | 284.551 | 273.8935 | 275.3077 | 258.3664 | 247.5023 | 249.5469 | 302.19 | 294.8367 | 291.9314 | 290.9779 | 270.862 | 254.2328 | 225.9912
TSO | - | 41 | 12 | 11 | 2025 | Winter | S, [%] | 1 | 2 | 32.06% | 28.91% | 27.1% | 26.37% | 25.34% | 27.75% | 37.71% | 41.15% | 44.36% | 44.33% | 46.18% | 47.43% | 45.65% | 45.88% | 43.06% | 41.25% | 41.59% | 50.36% | 49.14% | 48.66% | 48.5% | 45.14% | 42.37% | 37.67%
TSO | - | 44 | 13 | 14 | 2025 | Winter | P, [MW] | 1 | 2 | 32.4222 | 33.5508 | 32.1133 | 30.6567 | 28.8178 | 30.0907 | 38.032 | 34.4835 | 37.3252 | 37.4556 | 42.3724 | 47.93 | 43.8889 | 44.2404 | 41.1516 | 39.3785 | 41.0344 | 44.2071 | 44.2379 | 43.3641 | 44.9497 | 43.0638 | 42.3333 | 37.89
TSO | - | 44 | 13 | 14 | 2025 | Winter | P, [%] | 1 | 2 | 8.106% | 8.388% | 8.028% | 7.664% | 7.204% | 7.523% | 9.508% | 8.621% | 9.331% | 9.364% | 10.59% | 11.98% | 10.97% | 11.06% | 10.29% | 9.845% | 10.26% | 11.05% | 11.06% | 10.84% | 11.24% | 10.77% | 10.58% | 9.472%
TSO | - | 44 | 14 | 13 | 2025 | Winter | P, [MW] | 1 | 2 | -32.4175 | -33.5458 | -32.1086 | -30.6525 | -28.8141 | -30.0866 | -38.0254 | -34.4781 | -37.3189 | -37.4493 | -42.3643 | -47.9196 | -43.8803 | -44.2316 | -41.1439 | -39.3715 | -41.0268 | -44.1983 | -44.229 | -43.3556 | -44.9406 | -43.0554 | -42.3253 | -37.8835
TSO | - | 44 | 14 | 13 | 2025 | Winter | P, [%] | 1 | 2 | 8.104% | 8.386% | 8.027% | 7.663% | 7.204% | 7.522% | 9.506% | 8.62% | 9.33% | 9.362% | 10.59% | 11.98% | 10.97% | 11.06% | 10.29% | 9.843% | 10.26% | 11.05% | 11.06% | 10.84% | 11.24% | 10.76% | 10.58% | 9.471%
TSO | - | 44 | 13 | 14 | 2025 | Winter | Q, [MVAr] | 1 | 2 | -0.37226 | -0.38524 | -0.36872 | -0.35197 | -0.33086 | -0.34551 | -0.43687 | -0.39596 | -0.42859 | -0.4301 | -0.48657 | -0.5504 | -0.50398 | -0.50802 | -0.47255 | -0.45217 | -0.47118 | -0.50762 | -0.50798 | -0.49794 | -0.51615 | -0.49449 | -0.4861 | -0.43507
TSO | - | 44 | 13 | 14 | 2025 | Winter | Q, [%] | 1 | 2 | 0.09307% | 0.09631% | 0.09218% | 0.08799% | 0.08271% | 0.08638% | 0.1092% | 0.09899% | 0.1071% | 0.1075% | 0.1216% | 0.1376% | 0.126% | 0.127% | 0.1181% | 0.113% | 0.1178% | 0.1269% | 0.127% | 0.1245% | 0.129% | 0.1236% | 0.1215% | 0.1088%
TSO | - | 44 | 14 | 13 | 2025 | Winter | Q, [MVAr] | 1 | 2 | 0.78415 | 0.82631 | 0.77278 | 0.72017 | 0.65617 | 0.70023 | 1.0037 | 0.86195 | 0.97461 | 0.97995 | 1.1903 | 1.451 | 1.259 | 1.2752 | 1.1363 | 1.0599 | 1.1312 | 1.2737 | 1.2752 | 1.2351 | 1.3082 | 1.2214 | 1.1886 | 0.99774
TSO | - | 44 | 14 | 13 | 2025 | Winter | Q, [%] | 1 | 2 | 0.196% | 0.2066% | 0.1932% | 0.18% | 0.164% | 0.1751% | 0.2509% | 0.2155% | 0.2437% | 0.245% | 0.2976% | 0.3628% | 0.3148% | 0.3188% | 0.2841% | 0.265% | 0.2828% | 0.3184% | 0.3188% | 0.3088% | 0.3271% | 0.3054% | 0.2971% | 0.2494%
TSO | - | 44 | 13 | 14 | 2025 | Winter | S, [MVA] | 1 | 2 | 32.4243 | 33.553 | 32.1154 | 30.6587 | 28.8197 | 30.0927 | 38.0345 | 34.4858 | 37.3276 | 37.4581 | 42.3752 | 47.9331 | 43.8918 | 44.2433 | 41.1543 | 39.3811 | 41.0371 | 44.21 | 44.2408 | 43.3669 | 44.9527 | 43.0666 | 42.3361 | 37.8925
TSO | - | 44 | 13 | 14 | 2025 | Winter | S, [%] | 1 | 2 | 8.106% | 8.388% | 8.029% | 7.665% | 7.205% | 7.523% | 9.509% | 8.621% | 9.332% | 9.365% | 10.59% | 11.98% | 10.97% | 11.06% | 10.29% | 9.845% | 10.26% | 11.05% | 11.06% | 10.84% | 11.24% | 10.77% | 10.58% | 9.473%
TSO | - | 44 | 14 | 13 | 2025 | Winter | S, [MVA] | 1 | 2 | 32.4269 | 33.5559 | 32.1179 | 30.6609 | 28.8216 | 30.0948 | 38.0387 | 34.4889 | 37.3316 | 37.4621 | 42.381 | 47.9416 | 43.8983 | 44.2499 | 41.1596 | 39.3858 | 41.0424 | 44.2166 | 44.2474 | 43.3732 | 44.9597 | 43.0727 | 42.342 | 37.8966
TSO | - | 44 | 14 | 13 | 2025 | Winter | S, [%] | 1 | 2 | 8.107% | 8.389% | 8.029% | 7.665% | 7.205% | 7.524% | 9.51% | 8.622% | 9.333% | 9.366% | 10.6% | 11.99% | 10.97% | 11.06% | 10.29% | 9.846% | 10.26% | 11.05% | 11.06% | 10.84% | 11.24% | 10.77% | 10.59% | 9.474%
TSO | - | 45 | 13 | 15 | 2025 | Winter | P, [MW] | 1 | 2 | 126.0012 | 109.5391 | 101.6991 | 97.6092 | 96.4484 | 106.9755 | 166.6676 | 171.5328 | 187.0725 | 192.9974 | 196.95 | 206.2861 | 191.0823 | 196.7646 | 183.0539 | 168.2552 | 164.7289 | 203.1496 | 195.244 | 190.7401 | 184.0366 | 171.8713 | 160.9693 | 146.4655
TSO | - | 45 | 13 | 15 | 2025 | Winter | P, [%] | 1 | 2 | 21% | 18.26% | 16.95% | 16.27% | 16.07% | 17.83% | 27.78% | 28.59% | 31.18% | 32.17% | 32.83% | 34.38% | 31.85% | 32.79% | 30.51% | 28.04% | 27.45% | 33.86% | 32.54% | 31.79% | 30.67% | 28.65% | 26.83% | 24.41%
TSO | - | 45 | 15 | 13 | 2025 | Winter | P, [MW] | 1 | 2 | -125.9505 | -109.4948 | -101.6587 | -97.5709 | -96.4105 | -106.9334 | -166.5934 | -171.4589 | -186.9862 | -192.9033 | -196.8547 | -206.1797 | -190.9904 | -196.6668 | -182.9683 | -168.1811 | -164.6557 | -203.0478 | -195.1495 | -190.6483 | -183.9485 | -171.7927 | -160.8972 | -146.4027
TSO | - | 45 | 15 | 13 | 2025 | Winter | P, [%] | 1 | 2 | 20.99% | 18.25% | 16.94% | 16.26% | 16.07% | 17.82% | 27.77% | 28.58% | 31.16% | 32.15% | 32.81% | 34.36% | 31.83% | 32.78% | 30.49% | 28.03% | 27.44% | 33.84% | 32.52% | 31.77% | 30.66% | 28.63% | 26.82% | 24.4%
TSO | - | 45 | 13 | 15 | 2025 | Winter | Q, [MVAr] | 1 | 2 | -54.6723 | -64.083 | -65.4183 | -65.9655 | -65.8045 | -62.5665 | -35.3362 | -16.7399 | -6.015 | -5.8579 | -3.8819 | -9.7351 | -10.8316 | -12.4729 | -17.4622 | -25.6814 | -31.1605 | -5.9102 | -4.8274 | -10.1122 | -19.0445 | -25.3756 | -37.0715 | -44.1557
TSO | - | 45 | 13 | 15 | 2025 | Winter | Q, [%] | 1 | 2 | 9.112% | 10.68% | 10.9% | 10.99% | 10.97% | 10.43% | 5.889% | 2.79% | 1.003% | 0.9763% | 0.647% | 1.623% | 1.805% | 2.079% | 2.91% | 4.28% | 5.193% | 0.985% | 0.8046% | 1.685% | 3.174% | 4.229% | 6.179% | 7.359%
TSO | - | 45 | 15 | 13 | 2025 | Winter | Q, [MVAr] | 1 | 2 | 58.537 | 67.4614 | 68.5048 | 68.8929 | 68.6903 | 65.778 | 40.9968 | 22.384 | 12.6008 | 13.0308 | 11.1535 | 17.8457 | 17.8437 | 19.9358 | 23.9888 | 31.3405 | 36.7483 | 13.6804 | 12.0374 | 17.1181 | 25.7677 | 31.3729 | 42.5699 | 48.9409
TSO | - | 45 | 15 | 13 | 2025 | Winter | Q, [%] | 1 | 2 | 9.756% | 11.24% | 11.42% | 11.48% | 11.45% | 10.96% | 6.833% | 3.731% | 2.1% | 2.172% | 1.859% | 2.974% | 2.974% | 3.323% | 3.998% | 5.223% | 6.125% | 2.28% | 2.006% | 2.853% | 4.295% | 5.229% | 7.095% | 8.157%
TSO | - | 45 | 13 | 15 | 2025 | Winter | S, [MVA] | 1 | 2 | 137.3512 | 126.9072 | 120.9225 | 117.8092 | 116.7584 | 123.9287 | 170.3723 | 172.3477 | 187.1692 | 193.0862 | 196.9883 | 206.5156 | 191.3891 | 197.1596 | 183.8849 | 170.2039 | 167.6502 | 203.2356 | 195.3037 | 191.008 | 185.0194 | 173.7345 | 165.1829 | 152.9766
TSO | - | 45 | 13 | 15 | 2025 | Winter | S, [%] | 1 | 2 | 22.89% | 21.15% | 20.15% | 19.63% | 19.46% | 20.65% | 28.4% | 28.72% | 31.19% | 32.18% | 32.83% | 34.42% | 31.9% | 32.86% | 30.65% | 28.37% | 27.94% | 33.87% | 32.55% | 31.83% | 30.84% | 28.96% | 27.53% | 25.5%
TSO | - | 45 | 15 | 13 | 2025 | Winter | S, [MVA] | 1 | 2 | 138.8889 | 128.6085 | 122.5862 | 119.4416 | 118.378 | 125.5448 | 171.5637 | 172.9138 | 187.4103 | 193.343 | 197.1704 | 206.9506 | 191.8221 | 197.6747 | 184.5342 | 171.0763 | 168.7067 | 203.5081 | 195.5204 | 191.4152 | 185.7445 | 174.6339 | 166.4335 | 154.3664
TSO | - | 45 | 15 | 13 | 2025 | Winter | S, [%] | 1 | 2 | 23.15% | 21.43% | 20.43% | 19.91% | 19.73% | 20.92% | 28.59% | 28.82% | 31.24% | 32.22% | 32.86% | 34.49% | 31.97% | 32.95% | 30.76% | 28.51% | 28.12% | 33.92% | 32.59% | 31.9% | 30.96% | 29.11% | 27.74% | 25.73%
TSO | - | 47 | 19 | 20 | 2025 | Winter | P, [MW] | 1 | 2 | 4.282 | 4.2978 | 4.2467 | 4.1687 | 4.5338 | 4.2127 | 4.3382 | 3.3753 | 2.8901 | 2.5572 | 3.0307 | 3.4381 | 3.8022 | 4.2105 | 4.1113 | 3.6132 | 3.5903 | 3.9686 | 3.9297 | 3.794 | 3.9034 | 4.383 | 4.4432 | 4.1322
TSO | - | 47 | 19 | 20 | 2025 | Winter | P, [%] | 1 | 2 | 21.41% | 21.49% | 21.23% | 20.84% | 22.67% | 21.06% | 21.69% | 16.88% | 14.45% | 12.79% | 15.15% | 17.19% | 19.01% | 21.05% | 20.56% | 18.07% | 17.95% | 19.84% | 19.65% | 18.97% | 19.52% | 21.91% | 22.22% | 20.66%
TSO | - | 47 | 20 | 19 | 2025 | Winter | P, [MW] | 1 | 2 | -4.2768 | -4.2926 | -4.2416 | -4.1638 | -4.5281 | -4.2078 | -4.3329 | -3.3721 | -2.8877 | -2.5553 | -3.0281 | -3.4346 | -3.7979 | -4.2053 | -4.1066 | -3.6096 | -3.5866 | -3.9639 | -3.9251 | -3.7897 | -3.8991 | -4.3776 | -4.4377 | -4.1274
TSO | - | 47 | 20 | 19 | 2025 | Winter | P, [%] | 1 | 2 | 21.38% | 21.46% | 21.21% | 20.82% | 22.64% | 21.04% | 21.66% | 16.86% | 14.44% | 12.78% | 15.14% | 17.17% | 18.99% | 21.03% | 20.53% | 18.05% | 17.93% | 19.82% | 19.63% | 18.95% | 19.5% | 21.89% | 22.19% | 20.64%
TSO | - | 47 | 19 | 20 | 2025 | Winter | Q, [MVAr] | 1 | 2 | -0.073087 | -0.072088 | -0.073642 | -0.076346 | -0.055812 | -0.068319 | -0.070896 | -0.10479 | -0.11869 | -0.12696 | -0.1149 | -0.66856 | -0.84511 | -0.83018 | -0.079674 | -0.097228 | -0.29251 | -0.86102 | -0.86242 | -0.86721 | -0.10921 | -0.091087 | -0.088662 | -0.10068
TSO | - | 47 | 19 | 20 | 2025 | Winter | Q, [%] | 1 | 2 | 0.3654% | 0.3604% | 0.3682% | 0.3817% | 0.2791% | 0.3416% | 0.3545% | 0.524% | 0.5934% | 0.6348% | 0.5745% | 3.343% | 4.226% | 4.151% | 0.3984% | 0.4861% | 1.463% | 4.305% | 4.312% | 4.336% | 0.5461% | 0.4554% | 0.4433% | 0.5034%
TSO | - | 47 | 20 | 19 | 2025 | Winter | Q, [MVAr] | 1 | 2 | 0.15695 | 0.15658 | 0.15614 | 0.15586 | 0.14981 | 0.14951 | 0.15697 | 0.15697 | 0.15698 | 0.15697 | 0.15699 | 0.72498 | 0.91499 | 0.91498 | 0.157 | 0.15699 | 0.35197 | 0.93698 | 0.93698 | 0.93698 | 0.17897 | 0.17897 | 0.17897 | 0.17883
TSO | - | 47 | 20 | 19 | 2025 | Winter | Q, [%] | 1 | 2 | 0.7847% | 0.7829% | 0.7807% | 0.7793% | 0.7491% | 0.7476% | 0.7848% | 0.7848% | 0.7849% | 0.7849% | 0.785% | 3.625% | 4.575% | 4.575% | 0.785% | 0.785% | 1.76% | 4.685% | 4.685% | 4.685% | 0.8948% | 0.8949% | 0.8949% | 0.8942%
TSO | - | 47 | 19 | 20 | 2025 | Winter | S, [MVA] | 1 | 2 | 4.2826 | 4.2984 | 4.2473 | 4.1694 | 4.5342 | 4.2133 | 4.3388 | 3.3769 | 2.8925 | 2.5603 | 3.0329 | 3.5025 | 3.8949 | 4.2915 | 4.1121 | 3.6146 | 3.6022 | 4.0609 | 4.0232 | 3.8919 | 3.905 | 4.3839 | 4.4441 | 4.1334
TSO | - | 47 | 19 | 20 | 2025 | Winter | S, [%] | 1 | 2 | 21.41% | 21.49% | 21.24% | 20.85% | 22.67% | 21.07% | 21.69% | 16.88% | 14.46% | 12.8% | 15.16% | 17.51% | 19.47% | 21.46% | 20.56% | 18.07% | 18.01% | 20.3% | 20.12% | 19.46% | 19.52% | 21.92% | 22.22% | 20.67%
TSO | - | 47 | 20 | 19 | 2025 | Winter | S, [MVA] | 1 | 2 | 4.2797 | 4.2954 | 4.2445 | 4.1668 | 4.5305 | 4.2104 | 4.3358 | 3.3758 | 2.892 | 2.5602 | 3.0322 | 3.5103 | 3.9065 | 4.3037 | 4.1096 | 3.613 | 3.6038 | 4.0732 | 4.0354 | 3.9038 | 3.9033 | 4.3812 | 4.4413 | 4.1313
TSO | - | 47 | 20 | 19 | 2025 | Winter | S, [%] | 1 | 2 | 21.4% | 21.48% | 21.22% | 20.83% | 22.65% | 21.05% | 21.68% | 16.88% | 14.46% | 12.8% | 15.16% | 17.55% | 19.53% | 21.52% | 20.55% | 18.06% | 18.02% | 20.37% | 20.18% | 19.52% | 19.52% | 21.91% | 22.21% | 20.66%
TSO | - | 48 | 19 | 21 | 2025 | Winter | P, [MW] | 1 | 2 | 7.3101 | 6.9018 | 6.4311 | 6.3293 | 6.1295 | 6.6165 | 9.852 | 11.0477 | 11.751 | 11.8682 | 11.2659 | 11.7949 | 11.9499 | 11.9865 | 10.7537 | 10.0828 | 10.4198 | 12.4008 | 11.6004 | 11.3589 | 11.202 | 10.3286 | 9.3582 | 8.4469
TSO | - | 48 | 19 | 21 | 2025 | Winter | P, [%] | 1 | 2 | 36.55% | 34.51% | 32.16% | 31.65% | 30.65% | 33.08% | 49.26% | 55.24% | 58.75% | 59.34% | 56.33% | 58.97% | 59.75% | 59.93% | 53.77% | 50.41% | 52.1% | 62% | 58% | 56.79% | 56.01% | 51.64% | 46.79% | 42.23%
TSO | - | 48 | 21 | 19 | 2025 | Winter | P, [MW] | 1 | 2 | -7.2944 | -6.8877 | -6.4188 | -6.3173 | -6.1182 | -6.6035 | -9.8245 | -11.0137 | -11.7124 | -11.8289 | -11.2305 | -11.7561 | -11.91 | -11.9464 | -10.7214 | -10.0542 | -10.3893 | -12.3577 | -11.5627 | -11.3227 | -11.1668 | -10.2986 | -9.333 | -8.4263
TSO | - | 48 | 21 | 19 | 2025 | Winter | P, [%] | 1 | 2 | 36.47% | 34.44% | 32.09% | 31.59% | 30.59% | 33.02% | 49.12% | 55.07% | 58.56% | 59.14% | 56.15% | 58.78% | 59.55% | 59.73% | 53.61% | 50.27% | 51.95% | 61.79% | 57.81% | 56.61% | 55.83% | 51.49% | 46.67% | 42.13%
TSO | - | 48 | 19 | 21 | 2025 | Winter | Q, [MVAr] | 1 | 2 | -1.3761 | -1.4028 | -1.4316 | -1.4373 | -1.4432 | -1.4139 | -0.77688 | 0.30078 | 0.56513 | 0.57803 | 0.51313 | 0.56995 | 0.58708 | 0.59116 | 0.26589 | -0.38117 | -0.34893 | -0.13838 | -0.22781 | -0.25364 | -0.27011 | -0.35775 | -1.1951 | -1.2706
TSO | - | 48 | 19 | 21 | 2025 | Winter | Q, [%] | 1 | 2 | 6.881% | 7.014% | 7.158% | 7.187% | 7.216% | 7.069% | 3.884% | 1.504% | 2.826% | 2.89% | 2.566% | 2.85% | 2.935% | 2.956% | 1.329% | 1.906% | 1.745% | 0.6919% | 1.139% | 1.268% | 1.351% | 1.789% | 5.975% | 6.353%
TSO | - | 48 | 21 | 19 | 2025 | Winter | Q, [MVAr] | 1 | 2 | 1.6389 | 1.6385 | 1.638 | 1.6376 | 1.6317 | 1.6315 | 1.238 | 0.26997 | 0.079983 | 0.079974 | 0.079994 | 0.079983 | 0.079985 | 0.079983 | 0.275 | 0.85999 | 0.85997 | 0.85998 | 0.85998 | 0.85998 | 0.85997 | 0.85997 | 1.617 | 1.6168
TSO | - | 48 | 21 | 19 | 2025 | Winter | Q, [%] | 1 | 2 | 8.195% | 8.193% | 8.19% | 8.188% | 8.159% | 8.157% | 6.19% | 1.35% | 0.3999% | 0.3999% | 0.4% | 0.3999% | 0.3999% | 0.3999% | 1.375% | 4.3% | 4.3% | 4.3% | 4.3% | 4.3% | 4.3% | 4.3% | 8.085% | 8.084%
TSO | - | 48 | 19 | 21 | 2025 | Winter | S, [MVA] | 1 | 2 | 7.4385 | 7.0429 | 6.5885 | 6.4904 | 6.2971 | 6.7658 | 9.8826 | 11.0518 | 11.7645 | 11.8823 | 11.2776 | 11.8087 | 11.9643 | 12.001 | 10.757 | 10.09 | 10.4256 | 12.4016 | 11.6027 | 11.3617 | 11.2053 | 10.3348 | 9.4342 | 8.542
TSO | - | 48 | 19 | 21 | 2025 | Winter | S, [%] | 1 | 2 | 37.19% | 35.21% | 32.94% | 32.45% | 31.49% | 33.83% | 49.41% | 55.26% | 58.82% | 59.41% | 56.39% | 59.04% | 59.82% | 60.01% | 53.79% | 50.45% | 52.13% | 62.01% | 58.01% | 56.81% | 56.03% | 51.67% | 47.17% | 42.71%
TSO | - | 48 | 21 | 19 | 2025 | Winter | S, [MVA] | 1 | 2 | 7.4763 | 7.0799 | 6.6245 | 6.5261 | 6.3321 | 6.802 | 9.9022 | 11.017 | 11.7127 | 11.8292 | 11.2308 | 11.7564 | 11.9103 | 11.9467 | 10.725 | 10.0909 | 10.4248 | 12.3876 | 11.5946 | 11.3553 | 11.1999 | 10.3345 | 9.4721 | 8.58
TSO | - | 48 | 21 | 19 | 2025 | Winter | S, [%] | 1 | 2 | 37.38% | 35.4% | 33.12% | 32.63% | 31.66% | 34.01% | 49.51% | 55.08% | 58.56% | 59.15% | 56.15% | 58.78% | 59.55% | 59.73% | 53.62% | 50.45% | 52.12% | 61.94% | 57.97% | 56.78% | 56% | 51.67% | 47.36% | 42.9%
TSO | - | 50 | 29 | 30 | 2025 | Winter | P, [MW] | 1 | 2 | 11.838 | 11.2495 | 11.0985 | 11.0371 | 10.9424 | 11.3959 | 14.6794 | 15.3515 | 15.889 | 15.4488 | 15.3492 | 16.1582 | 16.063 | 16.3388 | 15.7242 | 15.4432 | 15.1463 | 15.8909 | 15.2932 | 14.6858 | 14.9206 | 13.8689 | 12.8542 | 12.5077
TSO | - | 50 | 29 | 30 | 2025 | Winter | P, [%] | 1 | 2 | 53.81% | 51.13% | 50.45% | 50.17% | 49.74% | 51.8% | 66.72% | 69.78% | 72.22% | 70.22% | 69.77% | 73.45% | 73.01% | 74.27% | 71.47% | 70.2% | 68.85% | 72.23% | 69.51% | 66.75% | 67.82% | 63.04% | 58.43% | 56.85%
TSO | - | 50 | 30 | 29 | 2025 | Winter | P, [MW] | 1 | 2 | -11.8078 | -11.222 | -11.0717 | -11.0106 | -10.9164 | -11.3679 | -14.6339 | -15.3017 | -15.8355 | -15.3984 | -15.2994 | -16.1029 | -16.0083 | -16.2822 | -15.672 | -15.3929 | -15.0979 | -15.8376 | -15.2439 | -14.6403 | -14.8737 | -13.8283 | -12.8189 | -12.4741
TSO | - | 50 | 30 | 29 | 2025 | Winter | P, [%] | 1 | 2 | 53.67% | 51.01% | 50.33% | 50.05% | 49.62% | 51.67% | 66.52% | 69.55% | 71.98% | 69.99% | 69.54% | 73.2% | 72.77% | 74.01% | 71.24% | 69.97% | 68.63% | 71.99% | 69.29% | 66.55% | 67.61% | 62.86% | 58.27% | 56.7%
TSO | - | 50 | 29 | 30 | 2025 | Winter | Q, [MVAr] | 1 | 2 | -1.0259 | -1.3243 | -1.3823 | -1.3705 | -1.2822 | -1.0115 | 0.69948 | 1.6125 | 2.0993 | 1.6175 | 1.7006 | 2.1882 | 2.3183 | 2.348 | 1.6086 | 1.3196 | 1.2851 | 1.4247 | 0.94526 | 0.4312 | 0.83337 | 0.2899 | -0.72521 | -0.82467
TSO | - | 50 | 29 | 30 | 2025 | Winter | Q, [%] | 1 | 2 | 4.663% | 6.02% | 6.283% | 6.23% | 5.828% | 4.598% | 3.179% | 7.329% | 9.542% | 7.352% | 7.73% | 9.947% | 10.54% | 10.67% | 7.312% | 5.998% | 5.842% | 6.476% | 4.297% | 1.96% | 3.788% | 1.318% | 3.296% | 3.748%
TSO | - | 50 | 30 | 29 | 2025 | Winter | Q, [MVAr] | 1 | 2 | 1.6499 | 1.8929 | 1.9369 | 1.9189 | 1.8199 | 1.5899 | 0.24092 | -0.58306 | -0.99407 | -0.57507 | -0.67107 | -1.0451 | -1.1871 | -1.1781 | -0.52907 | -0.27907 | -0.28408 | -0.32307 | 0.074917 | 0.51091 | 0.13792 | 0.55092 | 1.4559 | 1.5179
TSO | - | 50 | 30 | 29 | 2025 | Winter | Q, [%] | 1 | 2 | 7.5% | 8.604% | 8.804% | 8.722% | 8.272% | 7.227% | 1.095% | 2.65% | 4.518% | 2.614% | 3.05% | 4.75% | 5.396% | 5.355% | 2.405% | 1.269% | 1.291% | 1.468% | 0.3405% | 2.322% | 0.6269% | 2.504% | 6.618% | 6.9%
TSO | - | 50 | 29 | 30 | 2025 | Winter | S, [MVA] | 1 | 2 | 11.8824 | 11.3272 | 11.1842 | 11.1219 | 11.0173 | 11.4407 | 14.6961 | 15.436 | 16.027 | 15.5332 | 15.4431 | 16.3057 | 16.2295 | 16.5067 | 15.8063 | 15.4995 | 15.2007 | 15.9546 | 15.3224 | 14.6921 | 14.9439 | 13.872 | 12.8746 | 12.5348
TSO | - | 50 | 29 | 30 | 2025 | Winter | S, [%] | 1 | 2 | 54.01% | 51.49% | 50.84% | 50.55% | 50.08% | 52% | 66.8% | 70.16% | 72.85% | 70.61% | 70.2% | 74.12% | 73.77% | 75.03% | 71.85% | 70.45% | 69.09% | 72.52% | 69.65% | 66.78% | 67.93% | 63.05% | 58.52% | 56.98%
TSO | - | 50 | 30 | 29 | 2025 | Winter | S, [MVA] | 1 | 2 | 11.9225 | 11.3806 | 11.2398 | 11.1765 | 11.0671 | 11.4786 | 14.6359 | 15.3128 | 15.8667 | 15.4091 | 15.3141 | 16.1368 | 16.0523 | 16.3248 | 15.681 | 15.3955 | 15.1006 | 15.8409 | 15.244 | 14.6492 | 14.8743 | 13.8393 | 12.9013 | 12.5662
TSO | - | 50 | 30 | 29 | 2025 | Winter | S, [%] | 1 | 2 | 54.19% | 51.73% | 51.09% | 50.8% | 50.3% | 52.18% | 66.53% | 69.6% | 72.12% | 70.04% | 69.61% | 73.35% | 72.97% | 74.2% | 71.28% | 69.98% | 68.64% | 72% | 69.29% | 66.59% | 67.61% | 62.91% | 58.64% | 57.12%
TSO | - | 1 | 1 | 5 | 2025 | Winter | P, [MW] | 2 | 0 | 1.0149 | 1.6654 | 1.769 | 2.1155 | 2.0374 | 11.5106 | 2.2386 | 4.4715 | 0.083167 | -2.5021 | -5.3551 | -8.1865 | -4.3375 | -6.6115 | -3.6435 | -2.926 | -1.1814 | -4.3672 | -2.9621 | -1.8521 | -0.56213 | 0.78793 | 1.9037 | 0.72096
TSO | - | 1 | 1 | 5 | 2025 | Winter | P, [%] | 2 | 0 | 0.8251% | 1.354% | 1.438% | 1.72% | 1.656% | 9.358% | 1.82% | 3.635% | 0.06762% | 2.034% | 4.354% | 6.656% | 3.526% | 5.375% | 2.962% | 2.379% | 0.9605% | 3.551% | 2.408% | 1.506% | 0.457% | 0.6406% | 1.548% | 0.5861%
TSO | - | 1 | 5 | 1 | 2025 | Winter | P, [MW] | 2 | 0 | -0.93719 | -1.5728 | -1.6773 | -2.0251 | -1.9411 | -11.3672 | -2.1512 | -4.407 | -0.048085 | 2.5531 | 5.3999 | 8.2632 | 4.3975 | 6.6889 | 3.7077 | 2.9899 | 1.2539 | 4.4139 | 3.0158 | 1.9021 | 0.62188 | -0.71852 | -1.8256 | -0.63004
TSO | - | 1 | 5 | 1 | 2025 | Winter | P, [%] | 2 | 0 | 0.7619% | 1.279% | 1.364% | 1.646% | 1.578% | 9.242% | 1.749% | 3.583% | 0.03909% | 2.076% | 4.39% | 6.718% | 3.575% | 5.438% | 3.014% | 2.431% | 1.019% | 3.589% | 2.452% | 1.546% | 0.5056% | 0.5842% | 1.484% | 0.5122%
TSO | - | 1 | 1 | 5 | 2025 | Winter | Q, [MVAr] | 2 | 0 | 15.7642 | 17.1974 | 17.0947 | 16.9303 | 17.5087 | 18.4032 | 16.6994 | 13.6967 | 10.4765 | 12.4831 | 10.6837 | 13.5223 | 13.1684 | 14.3996 | 13.8857 | 14.0018 | 15.1901 | 11.3904 | 12.7112 | 12.4548 | 13.7956 | 14.8853 | 15.7207 | 17.0971
TSO | - | 1 | 1 | 5 | 2025 | Winter | Q, [%] | 2 | 0 | 12.82% | 13.98% | 13.9% | 13.76% | 14.23% | 14.96% | 13.58% | 11.14% | 8.517% | 10.15% | 8.686% | 10.99% | 10.71% | 11.71% | 11.29% | 11.38% | 12.35% | 9.26% | 10.33% | 10.13% | 11.22% | 12.1% | 12.78% | 13.9%
TSO | - | 1 | 5 | 1 | 2025 | Winter | Q, [MVAr] | 2 | 0 | -16.6371 | -18.0141 | -17.9137 | -17.7538 | -18.3101 | -19.0398 | -17.5449 | -14.6229 | -11.5131 | -13.46 | -11.6857 | -14.4093 | -14.1107 | -15.2815 | -14.8142 | -14.929 | -16.0816 | -12.382 | -13.6725 | -13.4326 | -14.7365 | -15.7882 | -16.5907 | -17.9197
TSO | - | 1 | 5 | 1 | 2025 | Winter | Q, [%] | 2 | 0 | 13.53% | 14.65% | 14.56% | 14.43% | 14.89% | 15.48% | 14.26% | 11.89% | 9.36% | 10.94% | 9.501% | 11.71% | 11.47% | 12.42% | 12.04% | 12.14% | 13.07% | 10.07% | 11.12% | 10.92% | 11.98% | 12.84% | 13.49% | 14.57%
TSO | - | 1 | 1 | 5 | 2025 | Winter | S, [MVA] | 2 | 0 | 15.7968 | 17.2779 | 17.186 | 17.0619 | 17.6268 | 21.7065 | 16.8487 | 14.4081 | 10.4768 | 12.7314 | 11.9507 | 15.8073 | 13.8644 | 15.8449 | 14.3558 | 14.3042 | 15.2359 | 12.1989 | 13.0518 | 12.5917 | 13.807 | 14.9061 | 15.8355 | 17.1122
TSO | - | 1 | 1 | 5 | 2025 | Winter | S, [%] | 2 | 0 | 12.84% | 14.05% | 13.97% | 13.87% | 14.33% | 17.65% | 13.7% | 11.71% | 8.518% | 10.35% | 9.716% | 12.85% | 11.27% | 12.88% | 11.67% | 11.63% | 12.39% | 9.918% | 10.61% | 10.24% | 11.23% | 12.12% | 12.87% | 13.91%
TSO | - | 1 | 5 | 1 | 2025 | Winter | S, [MVA] | 2 | 0 | 16.6635 | 18.0826 | 17.9921 | 17.869 | 18.4127 | 22.1749 | 17.6763 | 15.2725 | 11.5132 | 13.7 | 12.873 | 16.6104 | 14.7801 | 16.6813 | 15.2711 | 15.2254 | 16.1304 | 13.1453 | 14.0011 | 13.5666 | 14.7496 | 15.8046 | 16.6908 | 17.9307
TSO | - | 1 | 5 | 1 | 2025 | Winter | S, [%] | 2 | 0 | 13.55% | 14.7% | 14.63% | 14.53% | 14.97% | 18.03% | 14.37% | 12.42% | 9.36% | 11.14% | 10.47% | 13.5% | 12.02% | 13.56% | 12.42% | 12.38% | 13.11% | 10.69% | 11.38% | 11.03% | 11.99% | 12.85% | 13.57% | 14.58%
TSO | - | 2 | 1 | 19 | 2025 | Winter | P, [MW] | 2 | 0 | 24.6009 | 23.3762 | 22.6582 | 22.2425 | 22.1835 | 22.4182 | 34.8503 | 35.3532 | 34.62 | 27.1732 | 34.1192 | 36.4448 | 37.0782 | 36.9857 | 33.7624 | 32.467 | 26.7733 | 35.7361 | 33.9217 | 32.7257 | 28.5465 | 27.5228 | 27.631 | 26.0386
TSO | - | 2 | 1 | 19 | 2025 | Winter | P, [%] | 2 | 0 | 20% | 19.01% | 18.42% | 18.08% | 18.04% | 18.23% | 28.33% | 28.74% | 28.15% | 22.09% | 27.74% | 29.63% | 30.14% | 30.07% | 27.45% | 26.4% | 21.77% | 29.05% | 27.58% | 26.61% | 23.21% | 22.38% | 22.46% | 21.17%
TSO | - | 2 | 19 | 1 | 2025 | Winter | P, [MW] | 2 | 0 | -24.4791 | -23.2652 | -22.5536 | -22.1415 | -22.0826 | -22.3152 | -34.6065 | -35.1012 | -34.3728 | -27.0223 | -33.8734 | -36.176 | -36.8003 | -36.7096 | -33.5294 | -32.2523 | -26.6284 | -35.4773 | -33.6885 | -32.5091 | -28.3821 | -27.3697 | -27.477 | -25.9012
TSO | - | 2 | 19 | 1 | 2025 | Winter | P, [%] | 2 | 0 | 19.9% | 18.91% | 18.34% | 18% | 17.95% | 18.14% | 28.14% | 28.54% | 27.95% | 21.97% | 27.54% | 29.41% | 29.92% | 29.85% | 27.26% | 26.22% | 21.65% | 28.84% | 27.39% | 26.43% | 23.07% | 22.25% | 22.34% | 21.06%
TSO | - | 2 | 1 | 19 | 2025 | Winter | Q, [MVAr] | 2 | 0 | -0.32436 | -2.2269 | -2.623 | -2.693 | -3.0653 | -3.0251 | 1.7771 | 2.7739 | 6.0939 | 3.6382 | 7.7229 | 3.2709 | 2.9704 | 2.5648 | 4.4551 | 3.6792 | 1.331 | 3.6092 | 2.725 | 2.7797 | 1.7921 | 1.5657 | 0.64082 | -2.0033
TSO | - | 2 | 1 | 19 | 2025 | Winter | Q, [%] | 2 | 0 | 0.2637% | 1.81% | 2.133% | 2.189% | 2.492% | 2.459% | 1.445% | 2.255% | 4.954% | 2.958% | 6.279% | 2.659% | 2.415% | 2.085% | 3.622% | 2.991% | 1.082% | 2.934% | 2.215% | 2.26% | 1.457% | 1.273% | 0.521% | 1.629%
TSO | - | 2 | 19 | 1 | 2025 | Winter | Q, [MVAr] | 2 | 0 | -0.058968 | 1.8078 | 2.1827 | 2.2398 | 2.6125 | 2.5795 | -1.7459 | -2.7138 | -6.052 | -3.9249 | -7.6831 | -3.1516 | -2.8195 | -2.42 | -4.4584 | -3.7441 | -1.6336 | -3.525 | -2.7255 | -2.8403 | -2.0309 | -1.841 | -0.91214 | 1.6751
TSO | - | 2 | 19 | 1 | 2025 | Winter | Q, [%] | 2 | 0 | 0.04794% | 1.47% | 1.775% | 1.821% | 2.124% | 2.097% | 1.419% | 2.206% | 4.92% | 3.191% | 6.246% | 2.562% | 2.292% | 1.967% | 3.625% | 3.044% | 1.328% | 2.866% | 2.216% | 2.309% | 1.651% | 1.497% | 0.7416% | 1.362%
TSO | - | 2 | 1 | 19 | 2025 | Winter | S, [MVA] | 2 | 0 | 24.6031 | 23.482 | 22.8096 | 22.4049 | 22.3943 | 22.6214 | 34.8956 | 35.4619 | 35.1522 | 27.4157 | 34.9823 | 36.5913 | 37.197 | 37.0745 | 34.0551 | 32.6748 | 26.8064 | 35.9179 | 34.031 | 32.8435 | 28.6027 | 27.5673 | 27.6385 | 26.1156
TSO | - | 2 | 1 | 19 | 2025 | Winter | S, [%] | 2 | 0 | 20% | 19.09% | 18.54% | 18.22% | 18.21% | 18.39% | 28.37% | 28.83% | 28.58% | 22.29% | 28.44% | 29.75% | 30.24% | 30.14% | 27.69% | 26.56% | 21.79% | 29.2% | 27.67% | 26.7% | 23.25% | 22.41% | 22.47% | 21.23%
TSO | - | 2 | 19 | 1 | 2025 | Winter | S, [MVA] | 2 | 0 | 24.4792 | 23.3353 | 22.6589 | 22.2545 | 22.2366 | 22.4638 | 34.6505 | 35.2059 | 34.9015 | 27.3059 | 34.7338 | 36.313 | 36.9081 | 36.7892 | 33.8245 | 32.4688 | 26.6784 | 35.652 | 33.7985 | 32.633 | 28.4547 | 27.4315 | 27.4922 | 25.9553
TSO | - | 2 | 19 | 1 | 2025 | Winter | S, [%] | 2 | 0 | 19.9% | 18.97% | 18.42% | 18.09% | 18.08% | 18.26% | 28.17% | 28.62% | 28.38% | 22.2% | 28.24% | 29.52% | 30.01% | 29.91% | 27.5% | 26.4% | 21.69% | 28.99% | 27.48% | 26.53% | 23.13% | 22.3% | 22.35% | 21.1%
TSO | - | 3 | 1 | 29 | 2025 | Winter | P, [MW] | 2 | 0 | -24.2425 | -23.2569 | -22.479 | -22.2222 | -22.2521 | -26.6317 | -26.7345 | -32.4166 | -31.8406 | -30.3208 | -29.9861 | -28.1749 | -31.6235 | -28.989 | -28.7869 | -29.2271 | -28.4965 | -31.6367 | -32.177 | -31.948 | -30.7276 | -29.9192 | -29.0816 | -25.2471
TSO | - | 3 | 1 | 29 | 2025 | Winter | P, [%] | 2 | 0 | 19.71% | 18.91% | 18.28% | 18.07% | 18.09% | 21.65% | 21.74% | 26.35% | 25.89% | 24.65% | 24.38% | 22.91% | 25.71% | 23.57% | 23.4% | 23.76% | 23.17% | 25.72% | 26.16% | 25.97% | 24.98% | 24.32% | 23.64% | 20.53%
TSO | - | 3 | 29 | 1 | 2025 | Winter | P, [MW] | 2 | 0 | 24.4074 | 23.4159 | 22.6329 | 22.3737 | 22.4057 | 26.8254 | 26.9291 | 32.6543 | 32.0678 | 30.5452 | 30.2071 | 28.385 | 31.8636 | 29.207 | 29.0002 | 29.4457 | 28.7144 | 31.8705 | 32.4249 | 32.1907 | 30.9606 | 30.148 | 29.3016 | 25.4312
TSO | - | 3 | 29 | 1 | 2025 | Winter | P, [%] | 2 | 0 | 19.84% | 19.04% | 18.4% | 18.19% | 18.22% | 21.81% | 21.89% | 26.55% | 26.07% | 24.83% | 24.56% | 23.08% | 25.91% | 23.75% | 23.58% | 23.94% | 23.35% | 25.91% | 26.36% | 26.17% | 25.17% | 24.51% | 23.82% | 20.68%
TSO | - | 3 | 1 | 29 | 2025 | Winter | Q, [MVAr] | 2 | 0 | -19.0445 | -19.3244 | -19.4901 | -19.4375 | -19.6864 | -20.004 | -20.3175 | -17.9165 | -17.3953 | -19.442 | -19.4957 | -20.4797 | -19.5794 | -20.4313 | -20.0973 | -20.1497 | -20.9825 | -18.6621 | -19.72 | -19.4613 | -19.9632 | -20.5004 | -20.4218 | -20.4898
TSO | - | 3 | 1 | 29 | 2025 | Winter | Q, [%] | 2 | 0 | 15.48% | 15.71% | 15.85% | 15.8% | 16.01% | 16.26% | 16.52% | 14.57% | 14.14% | 15.81% | 15.85% | 16.65% | 15.92% | 16.61% | 16.34% | 16.38% | 17.06% | 15.17% | 16.03% | 15.82% | 16.23% | 16.67% | 16.6% | 16.66%
TSO | - | 3 | 29 | 1 | 2025 | Winter | Q, [MVAr] | 2 | 0 | 18.897 | 19.1583 | 19.3069 | 19.2459 | 19.5026 | 19.9598 | 20.2686 | 18.0191 | 17.4581 | 19.4969 | 19.5382 | 20.4859 | 19.6913 | 20.4663 | 20.1148 | 20.1865 | 21.0194 | 18.751 | 19.8606 | 19.5814 | 20.0502 | 20.5747 | 20.4664 | 20.4109
TSO | - | 3 | 29 | 1 | 2025 | Winter | Q, [%] | 2 | 0 | 15.36% | 15.58% | 15.7% | 15.65% | 15.86% | 16.23% | 16.48% | 14.65% | 14.19% | 15.85% | 15.88% | 16.66% | 16.01% | 16.64% | 16.35% | 16.41% | 17.09% | 15.24% | 16.15% | 15.92% | 16.3% | 16.73% | 16.64% | 16.59%
TSO | - | 3 | 1 | 29 | 2025 | Winter | S, [MVA] | 2 | 0 | 30.8285 | 30.2377 | 29.7518 | 29.5236 | 29.7104 | 33.3078 | 33.5788 | 37.0383 | 36.2825 | 36.0186 | 35.7666 | 34.8317 | 37.1941 | 35.4655 | 35.1082 | 35.4998 | 35.3881 | 36.7309 | 37.7391 | 37.4088 | 36.6431 | 36.2688 | 35.5358 | 32.5153
TSO | - | 3 | 1 | 29 | 2025 | Winter | S, [%] | 2 | 0 | 25.06% | 24.58% | 24.19% | 24% | 24.15% | 27.08% | 27.3% | 30.11% | 29.5% | 29.28% | 29.08% | 28.32% | 30.24% | 28.83% | 28.54% | 28.86% | 28.77% | 29.86% | 30.68% | 30.41% | 29.79% | 29.49% | 28.89% | 26.44%
TSO | - | 3 | 29 | 1 | 2025 | Winter | S, [MVA] | 2 | 0 | 30.8678 | 30.2547 | 29.749 | 29.5125 | 29.7046 | 33.4364 | 33.7045 | 37.296 | 36.512 | 36.2372 | 35.9752 | 35.0054 | 37.4571 | 35.664 | 35.2933 | 35.7007 | 35.5855 | 36.9774 | 38.0239 | 37.6785 | 36.8859 | 36.4996 | 35.7415 | 32.6091
TSO | - | 3 | 29 | 1 | 2025 | Winter | S, [%] | 2 | 0 | 25.1% | 24.6% | 24.19% | 23.99% | 24.15% | 27.18% | 27.4% | 30.32% | 29.68% | 29.46% | 29.25% | 28.46% | 30.45% | 29% | 28.69% | 29.02% | 28.93% | 30.06% | 30.91% | 30.63% | 29.99% | 29.67% | 29.06% | 26.51%
TSO | - | 4 | 1 | 36 | 2025 | Winter | P, [MW] | 2 | 0 | -42.8449 | -40.9543 | -40.2587 | -39.9822 | -39.4967 | -44.5989 | -43.4184 | -47.9313 | -47.1871 | -45.2898 | -45.8789 | -43.9593 | -47.3249 | -45.5855 | -45.8537 | -46.2376 | -45.3473 | -47.077 | -48.2869 | -47.3316 | -46.6158 | -46.0201 | -45.8166 | -43.0416
TSO | - | 4 | 1 | 36 | 2025 | Winter | P, [%] | 2 | 0 | 34.83% | 33.3% | 32.73% | 32.51% | 32.11% | 36.26% | 35.3% | 38.97% | 38.36% | 36.82% | 37.3% | 35.74% | 38.48% | 37.06% | 37.28% | 37.59% | 36.87% | 38.27% | 39.26% | 38.48% | 37.9% | 37.41% | 37.25% | 34.99%
TSO | - | 4 | 36 | 1 | 2025 | Winter | P, [MW] | 2 | 0 | 43.1404 | 41.2267 | 40.5222 | 40.2419 | 39.7515 | 44.9212 | 43.7248 | 48.2978 | 47.5392 | 45.6225 | 46.2199 | 44.279 | 47.6891 | 45.9286 | 46.1975 | 46.5865 | 45.686 | 47.432 | 48.6636 | 47.6909 | 46.9661 | 46.3647 | 46.1572 | 43.3445
TSO | - | 4 | 36 | 1 | 2025 | Winter | P, [%] | 2 | 0 | 35.07% | 33.52% | 32.94% | 32.72% | 32.32% | 36.52% | 35.55% | 39.27% | 38.65% | 37.09% | 37.58% | 36% | 38.77% | 37.34% | 37.56% | 37.88% | 37.14% | 38.56% | 39.56% | 38.77% | 38.18% | 37.69% | 37.53% | 35.24%
TSO | - | 4 | 1 | 36 | 2025 | Winter | Q, [MVAr] | 2 | 0 | -9.1986 | -9.4111 | -9.299 | -9.1857 | -9.448 | -9.7735 | -10.9368 | -9.9207 | -9.1742 | -11.2279 | -11.3282 | -12.5005 | -11.6598 | -12.6678 | -11.9786 | -11.7174 | -12.0223 | -10.1757 | -10.937 | -10.2842 | -10.5414 | -11.1168 | -10.5907 | -10.5116
TSO | - | 4 | 1 | 36 | 2025 | Winter | Q, [%] | 2 | 0 | 7.479% | 7.651% | 7.56% | 7.468% | 7.681% | 7.946% | 8.892% | 8.066% | 7.459% | 9.128% | 9.21% | 10.16% | 9.48% | 10.3% | 9.739% | 9.526% | 9.774% | 8.273% | 8.892% | 8.361% | 8.57% | 9.038% | 8.61% | 8.546%
TSO | - | 4 | 36 | 1 | 2025 | Winter | Q, [MVAr] | 2 | 0 | 9.6068 | 9.7405 | 9.598 | 9.4715 | 9.7168 | 10.278 | 11.3786 | 10.5732 | 9.7738 | 11.7614 | 11.8899 | 12.9897 | 12.3048 | 13.2392 | 12.5516 | 12.3091 | 12.5808 | 10.7881 | 11.6278 | 10.9121 | 11.1384 | 11.6957 | 11.1568 | 10.9473
TSO | - | 4 | 36 | 1 | 2025 | Winter | Q, [%] | 2 | 0 | 7.81% | 7.919% | 7.803% | 7.7% | 7.9% | 8.356% | 9.251% | 8.596% | 7.946% | 9.562% | 9.667% | 10.56% | 10% | 10.76% | 10.2% | 10.01% | 10.23% | 8.771% | 9.453% | 8.872% | 9.056% | 9.509% | 9.071% | 8.9%
TSO | - | 4 | 1 | 36 | 2025 | Winter | S, [MVA] | 2 | 0 | 43.8213 | 42.0217 | 41.3187 | 41.0238 | 40.611 | 45.6573 | 44.7747 | 48.9472 | 48.0706 | 46.6608 | 47.2568 | 45.7021 | 48.7401 | 47.3129 | 47.3925 | 47.6992 | 46.9139 | 48.1642 | 49.51 | 48.4359 | 47.7929 | 47.3438 | 47.0247 | 44.3066
TSO | - | 4 | 1 | 36 | 2025 | Winter | S, [%] | 2 | 0 | 35.63% | 34.16% | 33.59% | 33.35% | 33.02% | 37.12% | 36.4% | 39.79% | 39.08% | 37.94% | 38.42% | 37.16% | 39.63% | 38.47% | 38.53% | 38.78% | 38.14% | 39.16% | 40.25% | 39.38% | 38.86% | 38.49% | 38.23% | 36.02%
TSO | - | 4 | 36 | 1 | 2025 | Winter | S, [MVA] | 2 | 0 | 44.1971 | 42.3618 | 41.6434 | 41.3415 | 40.9218 | 46.082 | 45.181 | 49.4416 | 48.5335 | 47.1141 | 47.7247 | 46.145 | 49.2509 | 47.7987 | 47.8722 | 48.1852 | 47.3865 | 48.6434 | 50.0335 | 48.9234 | 48.2688 | 47.8171 | 47.4865 | 44.7056
TSO | - | 4 | 36 | 1 | 2025 | Winter | S, [%] | 2 | 0 | 35.93% | 34.44% | 33.86% | 33.61% | 33.27% | 37.47% | 36.73% | 40.2% | 39.46% | 38.3% | 38.8% | 37.52% | 40.04% | 38.86% | 38.92% | 39.17% | 38.53% | 39.55% | 40.68% | 39.78% | 39.24% | 38.88% | 38.61% | 36.35%
TSO | - | 5 | 1 | 55 | 2025 | Winter | P, [MW] | 2 | 0 | -6.3682 | -4.5588 | -3.09 | -3.127 | -3.0639 | -6.179 | -21.1849 | -18.403 | -17.284 | -14.4241 | -17.2558 | -21.6103 | -16.5558 | -18.7705 | -14.8259 | -12.1507 | -10.3552 | -17.6527 | -14.5608 | -13.7349 | -12.0152 | -9.3426 | -8.9861 | -8.6814
TSO | - | 5 | 1 | 55 | 2025 | Winter | P, [%] | 2 | 0 | 5.177% | 3.706% | 2.512% | 2.542% | 2.491% | 5.024% | 17.22% | 14.96% | 14.05% | 11.73% | 14.03% | 17.57% | 13.46% | 15.26% | 12.05% | 9.879% | 8.419% | 14.35% | 11.84% | 11.17% | 9.768% | 7.596% | 7.306% | 7.058%
TSO | - | 5 | 55 | 1 | 2025 | Winter | P, [MW] | 2 | 0 | 6.4879 | 4.7041 | 3.2412 | 3.2747 | 3.2188 | 6.329 | 21.3984 | 18.5494 | 17.3964 | 14.5325 | 17.3795 | 21.8064 | 16.6919 | 18.9429 | 14.9584 | 12.2709 | 10.4831 | 17.7907 | 14.6866 | 13.8481 | 12.1326 | 9.4584 | 9.1147 | 8.8351
TSO | - | 5 | 55 | 1 | 2025 | Winter | P, [%] | 2 | 0 | 5.275% | 3.824% | 2.635% | 2.662% | 2.617% | 5.146% | 17.4% | 15.08% | 14.14% | 11.82% | 14.13% | 17.73% | 13.57% | 15.4% | 12.16% | 9.976% | 8.523% | 14.46% | 11.94% | 11.26% | 9.864% | 7.69% | 7.41% | 7.183%
TSO | - | 5 | 1 | 55 | 2025 | Winter | Q, [MVAr] | 2 | 0 | 18.7155 | 21.302 | 22.0007 | 21.7312 | 22.2778 | 21.2528 | 16.5004 | 12.4277 | 9.0539 | 12.3856 | 10.8946 | 13.985 | 13.4504 | 15.0415 | 14.89 | 15.7904 | 17.6822 | 12.335 | 14.3221 | 13.695 | 15.5945 | 17.0905 | 18.4436 | 20.7048
TSO | - | 5 | 1 | 55 | 2025 | Winter | Q, [%] | 2 | 0 | 15.22% | 17.32% | 17.89% | 17.67% | 18.11% | 17.28% | 13.41% | 10.1% | 7.361% | 10.07% | 8.857% | 11.37% | 10.94% | 12.23% | 12.11% | 12.84% | 14.38% | 10.03% | 11.64% | 11.13% | 12.68% | 13.89% | 14.99% | 16.83%
TSO | - | 5 | 55 | 1 | 2025 | Winter | Q, [MVAr] | 2 | 0 | -19.4499 | -21.9413 | -22.6177 | -22.3605 | -22.8805 | -21.8747 | -16.9273 | -13.0888 | -9.8404 | -13.1769 | -11.6372 | -14.4723 | -14.1424 | -15.6071 | -15.5935 | -16.5326 | -18.3905 | -13.0244 | -15.0453 | -14.4656 | -16.3468 | -17.8421 | -19.1478 | -21.317
TSO | - | 5 | 55 | 1 | 2025 | Winter | Q, [%] | 2 | 0 | 15.81% | 17.84% | 18.39% | 18.18% | 18.6% | 17.78% | 13.76% | 10.64% | 8% | 10.71% | 9.461% | 11.77% | 11.5% | 12.69% | 12.68% | 13.44% | 14.95% | 10.59% | 12.23% | 11.76% | 13.29% | 14.51% | 15.57% | 17.33%
TSO | - | 5 | 1 | 55 | 2025 | Winter | S, [MVA] | 2 | 0 | 19.7692 | 21.7844 | 22.2166 | 21.955 | 22.4875 | 22.1328 | 26.8526 | 22.2063 | 19.5117 | 19.0121 | 20.4072 | 25.7407 | 21.3309 | 24.0537 | 21.0124 | 19.9243 | 20.4912 | 21.5354 | 20.424 | 19.3959 | 19.6864 | 19.4774 | 20.5163 | 22.4511
TSO | - | 5 | 1 | 55 | 2025 | Winter | S, [%] | 2 | 0 | 16.07% | 17.71% | 18.06% | 17.85% | 18.28% | 17.99% | 21.83% | 18.05% | 15.86% | 15.46% | 16.59% | 20.93% | 17.34% | 19.56% | 17.08% | 16.2% | 16.66% | 17.51% | 16.6% | 15.77% | 16.01% | 15.84% | 16.68% | 18.25%
TSO | - | 5 | 55 | 1 | 2025 | Winter | S, [MVA] | 2 | 0 | 20.5035 | 22.4399 | 22.8487 | 22.599 | 23.1058 | 22.7719 | 27.2841 | 22.7023 | 19.9867 | 19.617 | 20.9158 | 26.1718 | 21.8776 | 24.5441 | 21.6081 | 20.5889 | 21.1685 | 22.0487 | 21.0251 | 20.0256 | 20.3572 | 20.1941 | 21.2065 | 23.0754
TSO | - | 5 | 55 | 1 | 2025 | Winter | S, [%] | 2 | 0 | 16.67% | 18.24% | 18.58% | 18.37% | 18.79% | 18.51% | 22.18% | 18.46% | 16.25% | 15.95% | 17% | 21.28% | 17.79% | 19.95% | 17.57% | 16.74% | 17.21% | 17.93% | 17.09% | 16.28% | 16.55% | 16.42% | 17.24% | 18.76%
TSO | - | 6 | 3 | 9 | 2025 | Winter | P, [MW] | 2 | 0 | -19.4154 | -16.8202 | -13.5047 | -13.974 | -13.6558 | -19.1449 | -33.659 | -42.0009 | -43.741 | -41.6808 | -38.2431 | -40.4096 | -41.4107 | -37.6985 | -36.2671 | -34.8602 | -34.7178 | -40.916 | -40.3012 | -38.7721 | -37.107 | -30.9591 | -27.8871 | -22.4482
TSO | - | 6 | 3 | 9 | 2025 | Winter | P, [%] | 2 | 0 | 21.57% | 18.69% | 15.01% | 15.53% | 15.17% | 21.27% | 37.4% | 46.67% | 48.6% | 46.31% | 42.49% | 44.9% | 46.01% | 41.89% | 40.3% | 38.73% | 38.58% | 45.46% | 44.78% | 43.08% | 41.23% | 34.4% | 30.99% | 24.94%
TSO | - | 6 | 9 | 3 | 2025 | Winter | P, [MW] | 2 | 0 | 19.4857 | 16.8733 | 13.5392 | 14.011 | 13.6913 | 19.2138 | 33.8669 | 42.3235 | 44.091 | 41.9985 | 38.5101 | 40.7079 | 41.7242 | 37.9582 | 36.5075 | 35.0828 | 34.9396 | 41.2221 | 40.5987 | 39.0471 | 37.3592 | 31.1357 | 28.0312 | 22.5422
TSO | - | 6 | 9 | 3 | 2025 | Winter | P, [%] | 2 | 0 | 21.65% | 18.75% | 15.04% | 15.57% | 15.21% | 21.35% | 37.63% | 47.03% | 48.99% | 46.66% | 42.79% | 45.23% | 46.36% | 42.18% | 40.56% | 38.98% | 38.82% | 45.8% | 45.11% | 43.39% | 41.51% | 34.6% | 31.15% | 25.05%
TSO | - | 6 | 3 | 9 | 2025 | Winter | Q, [MVAr] | 2 | 0 | -1.5441 | -1.714 | -1.7797 | -1.9854 | -2.2197 | -2.3464 | -2.0449 | 0.28722 | 1.9364 | 1.189 | -0.044568 | -0.088395 | 0.67496 | -0.18981 | -0.48175 | -1.3993 | -2.3776 | -0.36528 | -1.0773 | -0.27391 | -1.2312 | -2.0463 | -2.2491 | -1.9419
TSO | - | 6 | 3 | 9 | 2025 | Winter | Q, [%] | 2 | 0 | 1.716% | 1.904% | 1.977% | 2.206% | 2.466% | 2.607% | 2.272% | 0.3191% | 2.152% | 1.321% | 0.04952% | 0.09822% | 0.75% | 0.2109% | 0.5353% | 1.555% | 2.642% | 0.4059% | 1.197% | 0.3043% | 1.368% | 2.274% | 2.499% | 2.158%
TSO | - | 6 | 9 | 3 | 2025 | Winter | Q, [MVAr] | 2 | 0 | 1.1769 | 1.3113 | 1.3368 | 1.5481 | 1.7792 | 1.9762 | 1.9726 | -0.10665 | -1.696 | -1.0195 | 0.10172 | 0.21519 | -0.51452 | 0.23182 | 0.48093 | 1.3597 | 2.3371 | 0.50988 | 1.2034 | 0.35027 | 1.2571 | 1.9075 | 2.0408 | 1.6263
TSO | - | 6 | 9 | 3 | 2025 | Winter | Q, [%] | 2 | 0 | 1.308% | 1.457% | 1.485% | 1.72% | 1.977% | 2.196% | 2.192% | 0.1185% | 1.884% | 1.133% | 0.113% | 0.2391% | 0.5717% | 0.2576% | 0.5344% | 1.511% | 2.597% | 0.5665% | 1.337% | 0.3892% | 1.397% | 2.119% | 2.268% | 1.807%
TSO | - | 6 | 3 | 9 | 2025 | Winter | S, [MVA] | 2 | 0 | 19.4767 | 16.9073 | 13.6214 | 14.1144 | 13.835 | 19.2881 | 33.7211 | 42.0019 | 43.7839 | 41.6978 | 38.2432 | 40.4097 | 41.4162 | 37.6989 | 36.2703 | 34.8883 | 34.7991 | 40.9176 | 40.3155 | 38.773 | 37.1274 | 31.0267 | 27.9776 | 22.5321
TSO | - | 6 | 3 | 9 | 2025 | Winter | S, [%] | 2 | 0 | 21.64% | 18.79% | 15.13% | 15.68% | 15.37% | 21.43% | 37.47% | 46.67% | 48.65% | 46.33% | 42.49% | 44.9% | 46.02% | 41.89% | 40.3% | 38.76% | 38.67% | 45.46% | 44.8% | 43.08% | 41.25% | 34.47% | 31.09% | 25.04%
TSO | - | 6 | 9 | 3 | 2025 | Winter | S, [MVA] | 2 | 0 | 19.5212 | 16.9242 | 13.605 | 14.0963 | 13.8064 | 19.3151 | 33.9243 | 42.3236 | 44.1236 | 42.0108 | 38.5102 | 40.7085 | 41.7273 | 37.9589 | 36.5107 | 35.1091 | 35.0177 | 41.2253 | 40.6165 | 39.0487 | 37.3803 | 31.1941 | 28.1054 | 22.6008
TSO | - | 6 | 9 | 3 | 2025 | Winter | S, [%] | 2 | 0 | 21.69% | 18.8% | 15.12% | 15.66% | 15.34% | 21.46% | 37.69% | 47.03% | 49.03% | 46.68% | 42.79% | 45.23% | 46.36% | 42.18% | 40.57% | 39.01% | 38.91% | 45.81% | 45.13% | 43.39% | 41.53% | 34.66% | 31.23% | 25.11%
TSO | - | 7 | 3 | 34 | 2025 | Winter | P, [MW] | 2 | 0 | -4.1018 | -5.4305 | -6.5937 | -7.1922 | -6.8439 | -1.694 | 3.2603 | 10.8198 | 9.6625 | 7.3952 | 6.0732 | 5.1535 | 7.8578 | 5.6157 | 5.0249 | 5.5963 | 6.0664 | 9.795 | 9.8584 | 8.171 | 6.9629 | 4.0146 | 2.7358 | -2.5801
TSO | - | 7 | 3 | 34 | 2025 | Winter | P, [%] | 2 | 0 | 3.335% | 4.415% | 5.361% | 5.847% | 5.564% | 1.377% | 2.651% | 8.797% | 7.856% | 6.012% | 4.938% | 4.19% | 6.388% | 4.566% | 4.085% | 4.55% | 4.932% | 7.963% | 8.015% | 6.643% | 5.661% | 3.264% | 2.224% | 2.098%
TSO | - | 7 | 34 | 3 | 2025 | Winter | P, [MW] | 2 | 0 | 4.1039 | 5.4343 | 6.5989 | 7.1982 | 6.8493 | 1.6944 | -3.2592 | -10.8076 | -9.6528 | -7.3895 | -6.0694 | -5.1505 | -7.8513 | -5.6122 | -5.0222 | -5.593 | -6.0623 | -9.785 | -9.8483 | -8.1641 | -6.9578 | -4.0129 | -2.7349 | 2.581
TSO | - | 7 | 34 | 3 | 2025 | Winter | P, [%] | 2 | 0 | 3.337% | 4.418% | 5.365% | 5.852% | 5.569% | 1.378% | 2.65% | 8.787% | 7.848% | 6.008% | 4.934% | 4.187% | 6.383% | 4.563% | 4.083% | 4.547% | 4.929% | 7.955% | 8.007% | 6.637% | 5.657% | 3.263% | 2.224% | 2.098%
TSO | - | 7 | 3 | 34 | 2025 | Winter | Q, [MVAr] | 2 | 0 | -2.0795 | -2.7755 | -2.7098 | -2.504 | -2.2697 | -1.2901 | 0.39747 | -0.49655 | -0.68877 | 0.058631 | 0.1552 | 1.389 | 0.62571 | 1.1975 | 0.61039 | 0.6489 | 1.3343 | -0.67809 | 0.033768 | -0.76971 | 0.18764 | -0.13426 | -1.0854 | -1.3925
TSO | - | 7 | 3 | 34 | 2025 | Winter | Q, [%] | 2 | 0 | 1.691% | 2.257% | 2.203% | 2.036% | 1.845% | 1.049% | 0.3231% | 0.4037% | 0.56% | 0.04767% | 0.1262% | 1.129% | 0.5087% | 0.9735% | 0.4963% | 0.5276% | 1.085% | 0.5513% | 0.02745% | 0.6258% | 0.1526% | 0.1092% | 0.8824% | 1.132%
TSO | - | 7 | 34 | 3 | 2025 | Winter | Q, [MVAr] | 2 | 0 | 1.617 | 2.3208 | 2.2606 | 2.0576 | 1.8212 | 0.82215 | -0.86947 | 0.062931 | 0.24553 | -0.51542 | -0.61878 | -1.8548 | -1.0794 | -1.6614 | -1.0773 | -1.113 | -1.7947 | 0.237 | -0.47366 | 0.31823 | -0.64554 | -0.33395 | 0.61591 | 0.92535
TSO | - | 7 | 34 | 3 | 2025 | Winter | Q, [%] | 2 | 0 | 1.315% | 1.887% | 1.838% | 1.673% | 1.481% | 0.6684% | 0.7069% | 0.05116% | 0.1996% | 0.419% | 0.5031% | 1.508% | 0.8775% | 1.351% | 0.8759% | 0.9049% | 1.459% | 0.1927% | 0.3851% | 0.2587% | 0.5248% | 0.2715% | 0.5007% | 0.7523%
TSO | - | 7 | 3 | 34 | 2025 | Winter | S, [MVA] | 2 | 0 | 4.5988 | 6.0987 | 7.1288 | 7.6156 | 7.2105 | 2.1293 | 3.2844 | 10.8312 | 9.687 | 7.3954 | 6.0752 | 5.3374 | 7.8827 | 5.742 | 5.0618 | 5.6338 | 6.2114 | 9.8184 | 9.8585 | 8.2072 | 6.9654 | 4.0168 | 2.9432 | 2.9319
TSO | - | 7 | 3 | 34 | 2025 | Winter | S, [%] | 2 | 0 | 3.739% | 4.958% | 5.796% | 6.192% | 5.862% | 1.731% | 2.67% | 8.806% | 7.876% | 6.013% | 4.939% | 4.339% | 6.409% | 4.668% | 4.115% | 4.58% | 5.05% | 7.982% | 8.015% | 6.673% | 5.663% | 3.266% | 2.393% | 2.384%
TSO | - | 7 | 34 | 3 | 2025 | Winter | S, [MVA] | 2 | 0 | 4.411 | 5.9091 | 6.9754 | 7.4865 | 7.0873 | 1.8833 | 3.3731 | 10.8078 | 9.6559 | 7.4075 | 6.1008 | 5.4743 | 7.9252 | 5.853 | 5.1365 | 5.7026 | 6.3224 | 9.7879 | 9.8597 | 8.1703 | 6.9877 | 4.0268 | 2.8034 | 2.7418
TSO | - | 7 | 34 | 3 | 2025 | Winter | S, [%] | 2 | 0 | 3.586% | 4.804% | 5.671% | 6.087% | 5.762% | 1.531% | 2.742% | 8.787% | 7.85% | 6.022% | 4.96% | 4.451% | 6.443% | 4.759% | 4.176% | 4.636% | 5.14% | 7.958% | 8.016% | 6.643% | 5.681% | 3.274% | 2.279% | 2.229%
TSO | - | 8 | 4 | 15 | 2025 | Winter | P, [MW] | 2 | 0 | -71.5955 | -62.9331 | -59.3685 | -56.9829 | -57.0965 | -62.8924 | -81.3367 | -90.5122 | -98.4151 | -101.6918 | -100.6468 | -100.2205 | -98.8695 | -97.9939 | -94.4579 | -89.2378 | -89.5863 | -105.6729 | -106.1849 | -104.458 | -100.903 | -95.8244 | -90.0815 | -80.3764
TSO | - | 8 | 4 | 15 | 2025 | Winter | P, [%] | 2 | 0 | 11.93% | 10.49% | 9.895% | 9.497% | 9.516% | 10.48% | 13.56% | 15.09% | 16.4% | 16.95% | 16.77% | 16.7% | 16.48% | 16.33% | 15.74% | 14.87% | 14.93% | 17.61% | 17.7% | 17.41% | 16.82% | 15.97% | 15.01% | 13.4%
TSO | - | 8 | 15 | 4 | 2025 | Winter | P, [MW] | 2 | 0 | 71.6714 | 62.9929 | 59.4221 | 57.0322 | 57.1462 | 62.9521 | 81.4322 | 90.6308 | 98.5537 | 101.8455 | 100.7944 | 100.3682 | 99.0142 | 98.1371 | 94.5902 | 89.3556 | 89.707 | 105.8362 | 106.3535 | 104.6193 | 101.0548 | 95.9627 | 90.2028 | 80.4739
TSO | - | 8 | 15 | 4 | 2025 | Winter | P, [%] | 2 | 0 | 11.95% | 10.5% | 9.904% | 9.505% | 9.524% | 10.49% | 13.57% | 15.11% | 16.43% | 16.97% | 16.8% | 16.73% | 16.5% | 16.36% | 15.77% | 14.89% | 14.95% | 17.64% | 17.73% | 17.44% | 16.84% | 15.99% | 15.03% | 13.41%
TSO | - | 8 | 4 | 15 | 2025 | Winter | Q, [MVAr] | 2 | 0 | -0.90601 | 2.1588 | 2.4117 | 2.1151 | 1.6148 | 0.26818 | -10.8473 | -17.5498 | -20.9406 | -24.976 | -23.0278 | -22.7283 | -22.525 | -22.9035 | -19.7764 | -15.673 | -15.7414 | -22.8387 | -23.9533 | -21.9895 | -20.189 | -17.9232 | -11.8248 | -8.9681
TSO | - | 8 | 4 | 15 | 2025 | Winter | Q, [%] | 2 | 0 | 0.151% | 0.3598% | 0.4019% | 0.3525% | 0.2691% | 0.0447% | 1.808% | 2.925% | 3.49% | 4.163% | 3.838% | 3.788% | 3.754% | 3.817% | 3.296% | 2.612% | 2.624% | 3.806% | 3.992% | 3.665% | 3.365% | 2.987% | 1.971% | 1.495%
TSO | - | 8 | 15 | 4 | 2025 | Winter | Q, [MVAr] | 2 | 0 | 0.65051 | -2.5156 | -2.8081 | -2.5439 | -2.0375 | -0.62657 | 10.6979 | 17.5553 | 21.0749 | 25.2384 | 23.2358 | 22.9459 | 22.7269 | 23.0971 | 19.8951 | 15.6962 | 15.7986 | 23.168 | 24.3365 | 22.3157 | 20.4574 | 18.1056 | 11.8923 | 8.8747
TSO | - | 8 | 15 | 4 | 2025 | Winter | Q, [%] | 2 | 0 | 0.1084% | 0.4193% | 0.468% | 0.424% | 0.3396% | 0.1044% | 1.783% | 2.926% | 3.512% | 4.206% | 3.873% | 3.824% | 3.788% | 3.85% | 3.316% | 2.616% | 2.633% | 3.861% | 4.056% | 3.719% | 3.41% | 3.018% | 1.982% | 1.479%
TSO | - | 8 | 4 | 15 | 2025 | Winter | S, [MVA] | 2 | 0 | 71.6012 | 62.9701 | 59.4175 | 57.0221 | 57.1194 | 62.893 | 82.0568 | 92.1979 | 100.6183 | 104.714 | 103.2475 | 102.7654 | 101.4029 | 100.6349 | 96.506 | 90.6037 | 90.9587 | 108.1128 | 108.8531 | 106.7474 | 102.9029 | 97.4862 | 90.8543 | 80.8752
TSO | - | 8 | 4 | 15 | 2025 | Winter | S, [%] | 2 | 0 | 11.93% | 10.5% | 9.903% | 9.504% | 9.52% | 10.48% | 13.68% | 15.37% | 16.77% | 17.45% | 17.21% | 17.13% | 16.9% | 16.77% | 16.08% | 15.1% | 15.16% | 18.02% | 18.14% | 17.79% | 17.15% | 16.25% | 15.14% | 13.48%
TSO | - | 8 | 15 | 4 | 2025 | Winter | S, [MVA] | 2 | 0 | 71.6743 | 63.0431 | 59.4885 | 57.0889 | 57.1825 | 62.9552 | 82.1318 | 92.3154 | 100.7819 | 104.9261 | 103.4379 | 102.9577 | 101.589 | 100.8185 | 96.6598 | 90.7238 | 91.0875 | 108.3423 | 109.1024 | 106.9728 | 103.1047 | 97.6558 | 90.9833 | 80.9618
TSO | - | 8 | 15 | 4 | 2025 | Winter | S, [%] | 2 | 0 | 11.95% | 10.51% | 9.915% | 9.515% | 9.53% | 10.49% | 13.69% | 15.39% | 16.8% | 17.49% | 17.24% | 17.16% | 16.93% | 16.8% | 16.11% | 15.12% | 15.18% | 18.06% | 18.18% | 17.83% | 17.18% | 16.28% | 15.16% | 13.49%
TSO | - | 10 | 4 | 103 | 2025 | Winter | P, [MW] | 2 | 0 | -0.24038 | -1.8462 | -1.1307 | -2.4145 | -3.031 | -0.32526 | 4.9497 | 12.3381 | 15.9121 | 15.8971 | 14.7733 | 14.9827 | 13.3639 | 12.5274 | 11.3494 | 7.6286 | 6.8955 | 10.0958 | 10.6423 | 9.1304 | 7.4138 | 7.5375 | 3.3387 | 1.1977
TSO | - | 10 | 4 | 103 | 2025 | Winter | P, [%] | 2 | 0 | 0.09771% | 0.7505% | 0.4596% | 0.9815% | 1.232% | 0.1322% | 2.012% | 5.015% | 6.468% | 6.462% | 6.005% | 6.091% | 5.432% | 5.092% | 4.614% | 3.101% | 2.803% | 4.104% | 4.326% | 3.712% | 3.014% | 3.064% | 1.357% | 0.4869%
TSO | - | 10 | 103 | 4 | 2025 | Winter | P, [MW] | 2 | 0 | 0.24112 | 1.8473 | 1.1316 | 2.4154 | 3.032 | 0.32614 | -4.9493 | -12.3354 | -15.9077 | -15.8921 | -14.7693 | -14.9786 | -13.3606 | -12.5243 | -11.347 | -7.6276 | -6.8947 | -10.094 | -10.6402 | -9.1289 | -7.4128 | -7.5365 | -3.3385 | -1.1977
TSO | - | 10 | 103 | 4 | 2025 | Winter | P, [%] | 2 | 0 | 0.09801% | 0.751% | 0.46% | 0.9819% | 1.233% | 0.1326% | 2.012% | 5.014% | 6.467% | 6.46% | 6.004% | 6.089% | 5.431% | 5.091% | 4.613% | 3.101% | 2.803% | 4.103% | 4.325% | 3.711% | 3.013% | 3.064% | 1.357% | 0.4869%
TSO | - | 10 | 4 | 103 | 2025 | Winter | Q, [MVAr] | 2 | 0 | -6.7741 | -8.0841 | -7.484 | -7.0784 | -7.2561 | -7.2724 | -0.01845 | 4.2865 | 5.6166 | 8.101 | 6.0097 | 6.0161 | 5.7418 | 6.2912 | 4.7901 | 1.4335 | 1.0477 | 2.8116 | 3.9552 | 2.6013 | 2.2436 | 1.9637 | -1.192 | -1.0189
TSO | - | 10 | 4 | 103 | 2025 | Winter | Q, [%] | 2 | 0 | 2.754% | 3.286% | 3.042% | 2.877% | 2.95% | 2.956% | 0.0075% | 1.742% | 2.283% | 3.293% | 2.443% | 2.446% | 2.334% | 2.557% | 1.947% | 0.5827% | 0.4259% | 1.143% | 1.608% | 1.057% | 0.9121% | 0.7983% | 0.4846% | 0.4142%
TSO | - | 10 | 103 | 4 | 2025 | Winter | Q, [MVAr] | 2 | 0 | 6.55 | 7.8655 | 7.2662 | 6.8603 | 7.0393 | 7.0529 | -0.21653 | -4.517 | -5.8457 | -8.3223 | -6.2376 | -6.2411 | -5.9678 | -6.5171 | -5.0173 | -1.6634 | -1.2744 | -3.0453 | -4.1833 | -2.8328 | -2.4738 | -2.1904 | 0.9647 | 0.79423
TSO | - | 10 | 103 | 4 | 2025 | Winter | Q, [%] | 2 | 0 | 2.663% | 3.197% | 2.954% | 2.789% | 2.861% | 2.867% | 0.08802% | 1.836% | 2.376% | 3.383% | 2.536% | 2.537% | 2.426% | 2.649% | 2.04% | 0.6762% | 0.5181% | 1.238% | 1.701% | 1.152% | 1.006% | 0.8904% | 0.3922% | 0.3229%
TSO | - | 10 | 4 | 103 | 2025 | Winter | S, [MVA] | 2 | 0 | 6.7784 | 8.2922 | 7.5689 | 7.4789 | 7.8637 | 7.2797 | 4.9497 | 13.0615 | 16.8743 | 17.8422 | 15.9489 | 16.1455 | 14.5452 | 14.0184 | 12.3189 | 7.7621 | 6.9747 | 10.48 | 11.3535 | 9.4937 | 7.7458 | 7.7891 | 3.5451 | 1.5725
TSO | - | 10 | 4 | 103 | 2025 | Winter | S, [%] | 2 | 0 | 2.755% | 3.371% | 3.077% | 3.04% | 3.197% | 2.959% | 2.012% | 5.31% | 6.859% | 7.253% | 6.483% | 6.563% | 5.913% | 5.699% | 5.008% | 3.155% | 2.835% | 4.26% | 4.615% | 3.859% | 3.149% | 3.166% | 1.441% | 0.6392%
TSO | - | 10 | 103 | 4 | 2025 | Winter | S, [MVA] | 2 | 0 | 6.5544 | 8.0795 | 7.3538 | 7.273 | 7.6645 | 7.0604 | 4.954 | 13.1364 | 16.9478 | 17.9393 | 16.0325 | 16.2268 | 14.6328 | 14.1184 | 12.4068 | 7.8069 | 7.0115 | 10.5434 | 11.433 | 9.5584 | 7.8147 | 7.8484 | 3.4751 | 1.4371
TSO | - | 10 | 103 | 4 | 2025 | Winter | S, [%] | 2 | 0 | 2.664% | 3.284% | 2.989% | 2.957% | 3.116% | 2.87% | 2.014% | 5.34% | 6.889% | 7.292% | 6.517% | 6.596% | 5.948% | 5.739% | 5.043% | 3.174% | 2.85% | 4.286% | 4.648% | 3.886% | 3.177% | 3.19% | 1.413% | 0.5842%
TSO | - | 12 | 5 | 42 | 2025 | Winter | P, [MW] | 2 | 0 | 0.20335 | 1.8022 | 3.0968 | 2.9399 | 3.1189 | -3.6947 | -15.5216 | -14.2313 | -11.9368 | -7.6492 | -9.6249 | -12.2855 | -8.6745 | -10.2053 | -7.4454 | -5.0501 | -3.3163 | -9.1113 | -6.4801 | -6.0742 | -4.5687 | -2.5257 | -2.2294 | -1.7653
TSO | - | 12 | 5 | 42 | 2025 | Winter | P, [%] | 2 | 0 | 0.2259% | 2.002% | 3.441% | 3.267% | 3.465% | 4.105% | 17.25% | 15.81% | 13.26% | 8.499% | 10.69% | 13.65% | 9.638% | 11.34% | 8.273% | 5.611% | 3.685% | 10.12% | 7.2% | 6.749% | 5.076% | 2.806% | 2.477% | 1.961%
TSO | - | 12 | 42 | 5 | 2025 | Winter | P, [MW] | 2 | 0 | -0.075321 | -1.6396 | -2.9184 | -2.7646 | -2.9348 | 3.8713 | 15.7676 | 14.4076 | 12.052 | 7.748 | 9.7285 | 12.4532 | 8.7931 | 10.359 | 7.5697 | 5.1634 | 3.4445 | 9.2229 | 6.5869 | 6.1708 | 4.6775 | 2.6398 | 2.3617 | 1.9307
TSO | - | 12 | 42 | 5 | 2025 | Winter | P, [%] | 2 | 0 | 0.08369% | 1.822% | 3.243% | 3.072% | 3.261% | 4.301% | 17.52% | 16.01% | 13.39% | 8.609% | 10.81% | 13.84% | 9.77% | 11.51% | 8.411% | 5.737% | 3.827% | 10.25% | 7.319% | 6.856% | 5.197% | 2.933% | 2.624% | 2.145%
TSO | - | 12 | 5 | 42 | 2025 | Winter | Q, [MVAr] | 2 | 0 | 14.7705 | 16.5838 | 17.23 | 17.0941 | 17.4956 | 16.9402 | 14.0982 | 10.6381 | 8.0561 | 10.6427 | 9.5355 | 12.188 | 11.4981 | 12.9214 | 12.6855 | 13.0132 | 14.4351 | 10.6467 | 11.9272 | 11.3827 | 12.8736 | 13.7051 | 14.8552 | 16.7392
TSO | - | 12 | 5 | 42 | 2025 | Winter | Q, [%] | 2 | 0 | 16.41% | 18.43% | 19.14% | 18.99% | 19.44% | 18.82% | 15.66% | 11.82% | 8.951% | 11.83% | 10.6% | 13.54% | 12.78% | 14.36% | 14.1% | 14.46% | 16.04% | 11.83% | 13.25% | 12.65% | 14.3% | 15.23% | 16.51% | 18.6%
TSO | - | 12 | 42 | 5 | 2025 | Winter | Q, [MVAr] | 2 | 0 | -15.7409 | -17.4659 | -18.0745 | -17.9462 | -18.3249 | -17.7819 | -14.8249 | -11.5287 | -9.1013 | -11.7093 | -10.6024 | -13.1018 | -12.516 | -13.8588 | -13.6876 | -14.0345 | -15.4106 | -11.6889 | -12.966 | -12.449 | -13.9034 | -14.7131 | -15.8157 | -17.6181
TSO | - | 12 | 42 | 5 | 2025 | Winter | Q, [%] | 2 | 0 | 17.49% | 19.41% | 20.08% | 19.94% | 20.36% | 19.76% | 16.47% | 12.81% | 10.11% | 13.01% | 11.78% | 14.56% | 13.91% | 15.4% | 15.21% | 15.59% | 17.12% | 12.99% | 14.41% | 13.83% | 15.45% | 16.35% | 17.57% | 19.58%
TSO | - | 12 | 5 | 42 | 2025 | Winter | S, [MVA] | 2 | 0 | 14.7719 | 16.6814 | 17.5061 | 17.3451 | 17.7714 | 17.3384 | 20.9686 | 17.7679 | 14.401 | 13.1064 | 13.5486 | 17.3055 | 14.4032 | 16.4654 | 14.7091 | 13.9588 | 14.8112 | 14.0131 | 13.5739 | 12.902 | 13.6602 | 13.9359 | 15.0215 | 16.832
TSO | - | 12 | 5 | 42 | 2025 | Winter | S, [%] | 2 | 0 | 16.41% | 18.53% | 19.45% | 19.27% | 19.75% | 19.26% | 23.3% | 19.74% | 16% | 14.56% | 15.05% | 19.23% | 16% | 18.29% | 16.34% | 15.51% | 16.46% | 15.57% | 15.08% | 14.34% | 15.18% | 15.48% | 16.69% | 18.7%
TSO | - | 12 | 42 | 5 | 2025 | Winter | S, [MVA] | 2 | 0 | 15.7411 | 17.5427 | 18.3086 | 18.1579 | 18.5584 | 18.1984 | 21.6425 | 18.4524 | 15.1025 | 14.0406 | 14.3894 | 18.076 | 15.296 | 17.3025 | 15.6413 | 14.9542 | 15.7909 | 14.8893 | 14.5432 | 13.8945 | 14.6691 | 14.948 | 15.9911 | 17.7236
TSO | - | 12 | 42 | 5 | 2025 | Winter | S, [%] | 2 | 0 | 17.49% | 19.49% | 20.34% | 20.18% | 20.62% | 20.22% | 24.05% | 20.5% | 16.78% | 15.6% | 15.99% | 20.08% | 17% | 19.22% | 17.38% | 16.62% | 17.55% | 16.54% | 16.16% | 15.44% | 16.3% | 16.61% | 17.77% | 19.69%
TSO | - | 13 | 5 | 68 | 2025 | Winter | P, [MW] | 2 | 0 | 6.4139 | 6.1963 | 5.8965 | 6.396 | 6.0737 | 5.9907 | 6.764 | 6.6281 | 6.4149 | 6.9813 | 7.04 | 6.9076 | 6.846 | 6.9044 | 6.8886 | 6.2554 | 6.5063 | 6.8577 | 6.0935 | 6.6646 | 6.3167 | 5.8189 | 6.2726 | 6.392
TSO | - | 13 | 5 | 68 | 2025 | Winter | P, [%] | 2 | 0 | 5.215% | 5.038% | 4.794% | 5.2% | 4.938% | 4.87% | 5.499% | 5.389% | 5.215% | 5.676% | 5.724% | 5.616% | 5.566% | 5.613% | 5.601% | 5.086% | 5.29% | 5.575% | 4.954% | 5.418% | 5.136% | 4.731% | 5.1% | 5.197%
TSO | - | 13 | 68 | 5 | 2025 | Winter | P, [MW] | 2 | 0 | -6.412 | -6.1945 | -5.8949 | -6.394 | -6.072 | -5.9889 | -6.7618 | -6.6259 | -6.413 | -6.979 | -7.0377 | -6.9053 | -6.8437 | -6.9021 | -6.8864 | -6.2535 | -6.5043 | -6.8556 | -6.0918 | -6.6626 | -6.3149 | -5.8172 | -6.2707 | -6.3901
TSO | - | 13 | 68 | 5 | 2025 | Winter | P, [%] | 2 | 0 | 5.213% | 5.036% | 4.793% | 5.198% | 4.937% | 4.869% | 5.497% | 5.387% | 5.214% | 5.674% | 5.722% | 5.614% | 5.564% | 5.611% | 5.599% | 5.084% | 5.288% | 5.574% | 4.953% | 5.417% | 5.134% | 4.729% | 5.098% | 5.195%
TSO | - | 13 | 5 | 68 | 2025 | Winter | Q, [MVAr] | 2 | 0 | 1.5018 | 1.4024 | 1.1378 | 1.3568 | 1.3356 | 1.4868 | 1.5978 | 1.8819 | 1.7791 | 1.8854 | 1.8804 | 1.9024 | 2.1118 | 2.1082 | 1.7018 | 1.6089 | 1.3465 | 1.3825 | 1.3824 | 1.601 | 1.383 | 1.5172 | 1.2376 | 1.2346
TSO | - | 13 | 5 | 68 | 2025 | Winter | Q, [%] | 2 | 0 | 1.221% | 1.14% | 0.925% | 1.103% | 1.086% | 1.209% | 1.299% | 1.53% | 1.446% | 1.533% | 1.529% | 1.547% | 1.717% | 1.714% | 1.384% | 1.308% | 1.095% | 1.124% | 1.124% | 1.302% | 1.124% | 1.234% | 1.006% | 1.004%
TSO | - | 13 | 68 | 5 | 2025 | Winter | Q, [MVAr] | 2 | 0 | -1.6619 | -1.5619 | -1.2979 | -1.5159 | -1.4949 | -1.6449 | -1.7579 | -2.0429 | -1.9428 | -2.0469 | -2.0428 | -2.0639 | -2.2729 | -2.2689 | -1.8629 | -1.7709 | -1.5069 | -1.5449 | -1.5449 | -1.7629 | -1.5449 | -1.6789 | -1.3979 | -1.3939
TSO | - | 13 | 68 | 5 | 2025 | Winter | Q, [%] | 2 | 0 | 1.351% | 1.27% | 1.055% | 1.232% | 1.215% | 1.337% | 1.429% | 1.661% | 1.58% | 1.664% | 1.661% | 1.678% | 1.848% | 1.845% | 1.515% | 1.44% | 1.225% | 1.256% | 1.256% | 1.433% | 1.256% | 1.365% | 1.137% | 1.133%
TSO | - | 13 | 5 | 68 | 2025 | Winter | S, [MVA] | 2 | 0 | 6.5874 | 6.353 | 6.0053 | 6.5383 | 6.2188 | 6.1724 | 6.9501 | 6.8901 | 6.6571 | 7.2314 | 7.2868 | 7.1648 | 7.1643 | 7.2191 | 7.0957 | 6.459 | 6.6441 | 6.9957 | 6.2484 | 6.8542 | 6.4664 | 6.0134 | 6.3935 | 6.5101
TSO | - | 13 | 5 | 68 | 2025 | Winter | S, [%] | 2 | 0 | 5.356% | 5.165% | 4.882% | 5.316% | 5.056% | 5.018% | 5.651% | 5.602% | 5.412% | 5.879% | 5.924% | 5.825% | 5.825% | 5.869% | 5.769% | 5.251% | 5.402% | 5.688% | 5.08% | 5.573% | 5.257% | 4.889% | 5.198% | 5.293%
TSO | - | 13 | 68 | 5 | 2025 | Winter | S, [MVA] | 2 | 0 | 6.6238 | 6.3883 | 6.0361 | 6.5713 | 6.2533 | 6.2107 | 6.9866 | 6.9337 | 6.7008 | 7.273 | 7.3282 | 7.2072 | 7.2113 | 7.2654 | 7.1339 | 6.4994 | 6.6766 | 7.0275 | 6.2846 | 6.8918 | 6.5011 | 6.0547 | 6.4247 | 6.5403
TSO | - | 13 | 68 | 5 | 2025 | Winter | S, [%] | 2 | 0 | 5.385% | 5.194% | 4.907% | 5.343% | 5.084% | 5.049% | 5.68% | 5.637% | 5.448% | 5.913% | 5.958% | 5.859% | 5.863% | 5.907% | 5.8% | 5.284% | 5.428% | 5.713% | 5.109% | 5.603% | 5.285% | 4.922% | 5.223% | 5.317%
TSO | - | 14 | 7 | 9 | 2025 | Winter | P, [MW] | 2 | 0 | 94.2668 | 91.3958 | 85.8713 | 89.4419 | 90.4025 | 90.6638 | 95.0028 | 95.0016 | 87.575 | 93.6158 | 95.0024 | 95.0028 | 95.0013 | 95.0027 | 95.0021 | 93.989 | 91.7686 | 95.002 | 91.8187 | 85.9957 | 84.0298 | 79.8289 | 94.2248 | 95.0024
TSO | - | 14 | 7 | 9 | 2025 | Winter | P, [%] | 2 | 0 | 38.32% | 37.15% | 34.91% | 36.36% | 36.75% | 36.86% | 38.62% | 38.62% | 35.6% | 38.06% | 38.62% | 38.62% | 38.62% | 38.62% | 38.62% | 38.21% | 37.3% | 38.62% | 37.32% | 34.96% | 34.16% | 32.45% | 38.3% | 38.62%
TSO | - | 14 | 9 | 7 | 2025 | Winter | P, [MW] | 2 | 0 | -93.9284 | -91.0715 | -85.5754 | -89.1274 | -90.0829 | -90.345 | -94.682 | -94.7027 | -87.3233 | -93.3247 | -94.7075 | -94.707 | -94.7021 | -94.6924 | -94.69 | -93.6697 | -91.4498 | -94.6998 | -91.5213 | -85.7323 | -83.7586 | -79.5687 | -93.89 | -94.6606
TSO | - | 14 | 9 | 7 | 2025 | Winter | P, [%] | 2 | 0 | 38.18% | 37.02% | 34.79% | 36.23% | 36.62% | 36.73% | 38.49% | 38.5% | 35.5% | 37.94% | 38.5% | 38.5% | 38.5% | 38.49% | 38.49% | 38.08% | 37.17% | 38.5% | 37.2% | 34.85% | 34.05% | 32.35% | 38.17% | 38.48%
TSO | - | 14 | 7 | 9 | 2025 | Winter | Q, [MVAr] | 2 | 0 | 49.9997 | 50.0004 | 50.0007 | 50.0012 | 50.001 | 50.001 | 44.4215 | 35.0387 | 30.9958 | 34.9298 | 33.0165 | 33.4559 | 35.2127 | 40.181 | 40.9575 | 45.9819 | 50.0014 | 36.6285 | 42.04 | 40.3217 | 47.2579 | 49.9971 | 49.9993 | 50.0005
TSO | - | 14 | 7 | 9 | 2025 | Winter | Q, [%] | 2 | 0 | 20.33% | 20.33% | 20.33% | 20.33% | 20.33% | 20.33% | 18.06% | 14.24% | 12.6% | 14.2% | 13.42% | 13.6% | 14.31% | 16.33% | 16.65% | 18.69% | 20.33% | 14.89% | 17.09% | 16.39% | 19.21% | 20.32% | 20.32% | 20.33%
TSO | - | 14 | 9 | 7 | 2025 | Winter | Q, [MVAr] | 2 | 0 | -49.3665 | -49.4139 | -49.5123 | -49.4479 | -49.4296 | -49.4368 | -43.8611 | -34.5553 | -30.6782 | -34.4737 | -32.5473 | -32.9836 | -34.728 | -39.6575 | -40.4275 | -45.4264 | -49.4474 | -36.1333 | -41.5613 | -39.9616 | -46.8709 | -49.6458 | -49.3845 | -49.3571
TSO | - | 14 | 9 | 7 | 2025 | Winter | Q, [%] | 2 | 0 | 20.07% | 20.09% | 20.13% | 20.1% | 20.09% | 20.1% | 17.83% | 14.05% | 12.47% | 14.01% | 13.23% | 13.41% | 14.12% | 16.12% | 16.43% | 18.47% | 20.1% | 14.69% | 16.89% | 16.24% | 19.05% | 20.18% | 20.08% | 20.06%
TSO | - | 14 | 7 | 9 | 2025 | Winter | S, [MVA] | 2 | 0 | 106.7062 | 104.1788 | 99.3678 | 102.4694 | 103.3088 | 103.5375 | 104.8752 | 101.2572 | 92.8984 | 99.92 | 100.576 | 100.7215 | 101.3173 | 103.1505 | 103.4549 | 104.634 | 104.5065 | 101.8187 | 100.9853 | 94.9795 | 96.4071 | 94.1932 | 106.6688 | 107.3569
TSO | - | 14 | 7 | 9 | 2025 | Winter | S, [%] | 2 | 0 | 43.38% | 42.35% | 40.39% | 41.65% | 42% | 42.09% | 42.63% | 41.16% | 37.76% | 40.62% | 40.88% | 40.94% | 41.19% | 41.93% | 42.05% | 42.53% | 42.48% | 41.39% | 41.05% | 38.61% | 39.19% | 38.29% | 43.36% | 43.64%
TSO | - | 14 | 9 | 7 | 2025 | Winter | S, [MVA] | 2 | 0 | 106.1112 | 103.6135 | 98.8667 | 101.9254 | 102.7531 | 102.9865 | 104.3479 | 100.8101 | 92.5555 | 99.4884 | 100.1441 | 100.2863 | 100.8688 | 102.6615 | 102.9591 | 104.1037 | 103.9621 | 101.3591 | 100.5161 | 94.5883 | 95.9812 | 93.7864 | 106.0856 | 106.7556
TSO | - | 14 | 9 | 7 | 2025 | Winter | S, [%] | 2 | 0 | 43.13% | 42.12% | 40.19% | 41.43% | 41.77% | 41.86% | 42.42% | 40.98% | 37.62% | 40.44% | 40.71% | 40.77% | 41% | 41.73% | 41.85% | 42.32% | 42.26% | 41.2% | 40.86% | 38.45% | 39.02% | 38.12% | 43.12% | 43.4%
TSO | - | 16 | 8 | 14 | 2025 | Winter | P, [MW] | 2 | 0 | -1.9031 | -1.9693 | -1.8881 | -1.8017 | -1.6949 | -1.7709 | -2.2222 | -2.02 | -2.1641 | -2.1658 | -2.482 | -2.8004 | -2.5654 | -2.5912 | -2.415 | -2.3172 | -2.4166 | -2.6063 | -2.6363 | -2.5413 | -2.6197 | -2.5237 | -2.4846 | -2.2385
TSO | - | 16 | 8 | 14 | 2025 | Winter | P, [%] | 2 | 0 | 0.6119% | 0.6332% | 0.6071% | 0.5793% | 0.545% | 0.5694% | 0.7145% | 0.6495% | 0.6958% | 0.6964% | 0.7981% | 0.9005% | 0.8249% | 0.8332% | 0.7765% | 0.7451% | 0.777% | 0.838% | 0.8477% | 0.8171% | 0.8424% | 0.8115% | 0.7989% | 0.7198%
TSO | - | 16 | 14 | 8 | 2025 | Winter | P, [MW] | 2 | 0 | 1.9033 | 1.9695 | 1.8883 | 1.8019 | 1.695 | 1.7711 | 2.2224 | 2.0202 | 2.1643 | 2.1661 | 2.4824 | 2.8008 | 2.5657 | 2.5916 | 2.4154 | 2.3175 | 2.4169 | 2.6067 | 2.6367 | 2.5416 | 2.6201 | 2.5241 | 2.485 | 2.2388
TSO | - | 16 | 14 | 8 | 2025 | Winter | P, [%] | 2 | 0 | 0.612% | 0.6333% | 0.6072% | 0.5794% | 0.545% | 0.5695% | 0.7146% | 0.6496% | 0.6959% | 0.6965% | 0.7982% | 0.9006% | 0.825% | 0.8333% | 0.7766% | 0.7452% | 0.7771% | 0.8382% | 0.8478% | 0.8172% | 0.8425% | 0.8116% | 0.799% | 0.7199%
TSO | - | 16 | 8 | 14 | 2025 | Winter | Q, [MVAr] | 2 | 0 | -1.055 | -1.0412 | -1.0583 | -1.0764 | -1.0987 | -1.0828 | -0.98783 | -1.0304 | -0.99991 | -0.99961 | -0.93262 | -0.8646 | -0.91491 | -0.9094 | -0.94694 | -0.96773 | -0.9466 | -0.90616 | -0.89978 | -0.92004 | -0.90332 | -0.92379 | -0.93213 | -0.9844
TSO | - | 16 | 8 | 14 | 2025 | Winter | Q, [%] | 2 | 0 | 0.3392% | 0.3348% | 0.3403% | 0.3461% | 0.3533% | 0.3482% | 0.3176% | 0.3313% | 0.3215% | 0.3214% | 0.2999% | 0.278% | 0.2942% | 0.2924% | 0.3045% | 0.3112% | 0.3044% | 0.2914% | 0.2893% | 0.2958% | 0.2905% | 0.297% | 0.2997% | 0.3165%
TSO | - | 16 | 14 | 8 | 2025 | Winter | Q, [MVAr] | 2 | 0 | -1.8228 | -1.8365 | -1.8197 | -1.8019 | -1.78 | -1.7956 | -1.8891 | -1.8469 | -1.8769 | -1.8772 | -1.9436 | -2.011 | -1.9613 | -1.9667 | -1.9296 | -1.909 | -1.9298 | -1.9698 | -1.9761 | -1.9559 | -1.9725 | -1.9523 | -1.9441 | -1.8925
TSO | - | 16 | 14 | 8 | 2025 | Winter | Q, [%] | 2 | 0 | 0.5861% | 0.5905% | 0.5851% | 0.5794% | 0.5724% | 0.5774% | 0.6074% | 0.5939% | 0.6035% | 0.6036% | 0.625% | 0.6466% | 0.6306% | 0.6324% | 0.6204% | 0.6138% | 0.6205% | 0.6334% | 0.6354% | 0.6289% | 0.6343% | 0.6278% | 0.6251% | 0.6085%
TSO | - | 16 | 8 | 14 | 2025 | Winter | S, [MVA] | 2 | 0 | 2.176 | 2.2276 | 2.1644 | 2.0987 | 2.0198 | 2.0757 | 2.4318 | 2.2676 | 2.3839 | 2.3854 | 2.6515 | 2.9308 | 2.7236 | 2.7462 | 2.594 | 2.5111 | 2.5954 | 2.7593 | 2.7856 | 2.7027 | 2.7711 | 2.6875 | 2.6537 | 2.4454
TSO | - | 16 | 8 | 14 | 2025 | Winter | S, [%] | 2 | 0 | 0.6997% | 0.7163% | 0.696% | 0.6748% | 0.6495% | 0.6674% | 0.7819% | 0.7291% | 0.7665% | 0.767% | 0.8526% | 0.9424% | 0.8758% | 0.883% | 0.8341% | 0.8074% | 0.8345% | 0.8872% | 0.8957% | 0.869% | 0.891% | 0.8641% | 0.8533% | 0.7863%
TSO | - | 16 | 14 | 8 | 2025 | Winter | S, [MVA] | 2 | 0 | 2.6353 | 2.6929 | 2.6224 | 2.5483 | 2.458 | 2.5221 | 2.9169 | 2.7372 | 2.8648 | 2.8663 | 3.1528 | 3.448 | 3.2295 | 3.2534 | 3.0915 | 3.0025 | 3.0929 | 3.2672 | 3.295 | 3.2071 | 3.2796 | 3.191 | 3.1551 | 2.9315
TSO | - | 16 | 14 | 8 | 2025 | Winter | S, [%] | 2 | 0 | 0.8474% | 0.8659% | 0.8432% | 0.8194% | 0.7903% | 0.811% | 0.9379% | 0.8801% | 0.9212% | 0.9216% | 1.014% | 1.109% | 1.038% | 1.046% | 0.994% | 0.9654% | 0.9945% | 1.051% | 1.059% | 1.031% | 1.055% | 1.026% | 1.015% | 0.9426%
TSO | - | 17 | 9 | 10 | 2025 | Winter | P, [MW] | 2 | 0 | 13.1919 | 13.575 | 13.5757 | 13.2195 | 12.9515 | 13.717 | -0.55149 | 9.4504 | 12.9246 | 15.37 | 10.34 | 4.1764 | 13.2726 | 7.3265 | 12.5315 | 15.7134 | 17.6606 | 13.4146 | 14.6322 | 14.4893 | 15.5867 | 15.7432 | 14.8012 | 10.3228
TSO | - | 17 | 9 | 10 | 2025 | Winter | P, [%] | 2 | 0 | 10.73% | 11.04% | 11.04% | 10.75% | 10.53% | 11.15% | 0.4484% | 7.683% | 10.51% | 12.5% | 8.407% | 3.395% | 10.79% | 5.956% | 10.19% | 12.78% | 14.36% | 10.91% | 11.9% | 11.78% | 12.67% | 12.8% | 12.03% | 8.392%
TSO | - | 17 | 10 | 9 | 2025 | Winter | P, [MW] | 2 | 0 | -12.7814 | -13.097 | -13.0848 | -12.7547 | -12.4564 | -13.2322 | 0.86849 | -9.2335 | -12.7497 | -15.0949 | -10.1389 | -3.931 | -13.0021 | -7.0498 | -12.2244 | -15.3378 | -17.2256 | -13.164 | -14.2947 | -14.1713 | -15.2015 | -15.3193 | -14.3619 | -9.8758
TSO | - | 17 | 10 | 9 | 2025 | Winter | P, [%] | 2 | 0 | 10.39% | 10.65% | 10.64% | 10.37% | 10.13% | 10.76% | 0.7061% | 7.507% | 10.37% | 12.27% | 8.243% | 3.196% | 10.57% | 5.732% | 9.939% | 12.47% | 14% | 10.7% | 11.62% | 11.52% | 12.36% | 12.45% | 11.68% | 8.029%
TSO | - | 17 | 9 | 10 | 2025 | Winter | Q, [MVAr] | 2 | 0 | 33.3395 | 36.181 | 36.6915 | 35.6851 | 37.0968 | 36.5318 | 31.6892 | 24.4012 | 19.6429 | 25.3006 | 22.9694 | 27.5234 | 26.1494 | 28.6767 | 28.6308 | 30.8656 | 32.8609 | 24.8118 | 29.3647 | 28.3375 | 31.4311 | 33.192 | 34.2509 | 36.0167
TSO | - | 17 | 9 | 10 | 2025 | Winter | Q, [%] | 2 | 0 | 27.11% | 29.42% | 29.83% | 29.01% | 30.16% | 29.7% | 25.76% | 19.84% | 15.97% | 20.57% | 18.67% | 22.38% | 21.26% | 23.31% | 23.28% | 25.09% | 26.72% | 20.17% | 23.87% | 23.04% | 25.55% | 26.99% | 27.85% | 29.28%
TSO | - | 17 | 10 | 9 | 2025 | Winter | Q, [MVAr] | 2 | 0 | -33.2874 | -35.8892 | -36.3522 | -35.4358 | -36.743 | -36.2234 | -31.9899 | -25.0492 | -20.4399 | -25.7484 | -23.6731 | -28.0734 | -26.612 | -29.1159 | -28.9647 | -30.9619 | -32.7511 | -25.3432 | -29.5939 | -28.6333 | -31.4947 | -33.1149 | -34.1137 | -35.8418
TSO | - | 17 | 10 | 9 | 2025 | Winter | Q, [%] | 2 | 0 | 27.06% | 29.18% | 29.55% | 28.81% | 29.87% | 29.45% | 26.01% | 20.37% | 16.62% | 20.93% | 19.25% | 22.82% | 21.64% | 23.67% | 23.55% | 25.17% | 26.63% | 20.6% | 24.06% | 23.28% | 25.61% | 26.92% | 27.73% | 29.14%
TSO | - | 17 | 9 | 10 | 2025 | Winter | S, [MVA] | 2 | 0 | 35.8545 | 38.6439 | 39.1224 | 38.055 | 39.2927 | 39.0222 | 31.694 | 26.1674 | 23.5136 | 29.6033 | 25.1895 | 27.8385 | 29.3249 | 29.5978 | 31.2532 | 34.6352 | 37.3059 | 28.206 | 32.8083 | 31.8269 | 35.0837 | 36.7363 | 37.3122 | 37.4668
TSO | - | 17 | 9 | 10 | 2025 | Winter | S, [%] | 2 | 0 | 29.15% | 31.42% | 31.81% | 30.94% | 31.95% | 31.73% | 25.77% | 21.27% | 19.12% | 24.07% | 20.48% | 22.63% | 23.84% | 24.06% | 25.41% | 28.16% | 30.33% | 22.93% | 26.67% | 25.88% | 28.52% | 29.87% | 30.34% | 30.46%
TSO | - | 17 | 10 | 9 | 2025 | Winter | S, [MVA] | 2 | 0 | 35.6569 | 38.2043 | 38.6354 | 37.6613 | 38.797 | 38.5646 | 32.0017 | 26.6968 | 24.0903 | 29.8469 | 25.753 | 28.3473 | 29.6185 | 29.9572 | 31.4387 | 34.5527 | 37.0048 | 28.5582 | 32.8655 | 31.9482 | 34.9715 | 36.4867 | 37.0136 | 37.1775
TSO | - | 17 | 10 | 9 | 2025 | Winter | S, [%] | 2 | 0 | 28.99% | 31.06% | 31.41% | 30.62% | 31.54% | 31.35% | 26.02% | 21.7% | 19.59% | 24.27% | 20.94% | 23.05% | 24.08% | 24.36% | 25.56% | 28.09% | 30.09% | 23.22% | 26.72% | 25.97% | 28.43% | 29.66% | 30.09% | 30.23%
TSO | - | 18 | 9 | 16 | 2025 | Winter | P, [MW] | 2 | 0 | 32.2475 | 29.8814 | 26.7742 | 26.7853 | 27.0264 | 34.4264 | 51.9295 | 62.3536 | 63.8436 | 60.0079 | 57.1114 | 58.1749 | 58.0954 | 55.863 | 53.189 | 52.4002 | 52.8046 | 60.3907 | 58.5778 | 56.5241 | 54.7933 | 46.3976 | 43.1611 | 35.9555
TSO | - | 18 | 9 | 16 | 2025 | Winter | P, [%] | 2 | 0 | 26.22% | 24.29% | 21.77% | 21.78% | 21.97% | 27.99% | 42.22% | 50.69% | 51.91% | 48.79% | 46.43% | 47.3% | 47.23% | 45.42% | 43.24% | 42.6% | 42.93% | 49.1% | 47.62% | 45.95% | 44.55% | 37.72% | 35.09% | 29.23%
TSO | - | 18 | 16 | 9 | 2025 | Winter | P, [MW] | 2 | 0 | -32.1554 | -29.8022 | -26.7102 | -26.7214 | -26.9614 | -34.3217 | -51.693 | -62.0127 | -63.487 | -59.6926 | -56.8251 | -57.8768 | -57.7997 | -55.5887 | -52.9415 | -52.1595 | -52.5594 | -60.0723 | -58.2774 | -56.2455 | -54.5309 | -46.2089 | -42.9978 | -35.8417
TSO | - | 18 | 16 | 9 | 2025 | Winter | P, [%] | 2 | 0 | 26.14% | 24.23% | 21.72% | 21.72% | 21.92% | 27.9% | 42.03% | 50.42% | 51.62% | 48.53% | 46.2% | 47.05% | 46.99% | 45.19% | 43.04% | 42.41% | 42.73% | 48.84% | 47.38% | 45.73% | 44.33% | 37.57% | 34.96% | 29.14%
TSO | - | 18 | 9 | 16 | 2025 | Winter | Q, [MVAr] | 2 | 0 | 1.6318 | -1.0355 | -1.8249 | -0.78215 | -0.96429 | 0.89384 | 5.8959 | 7.5837 | 7.5592 | 7.0234 | 7.294 | 8.1768 | 6.8801 | 7.1159 | 5.6137 | 5.8259 | 6.3437 | 6.1424 | 6.4148 | 5.0131 | 5.4611 | 4.0019 | 2.4376 | 0.57611
TSO | - | 18 | 9 | 16 | 2025 | Winter | Q, [%] | 2 | 0 | 1.327% | 0.8419% | 1.484% | 0.6359% | 0.784% | 0.7267% | 4.793% | 6.166% | 6.146% | 5.71% | 5.93% | 6.648% | 5.594% | 5.785% | 4.564% | 4.736% | 5.157% | 4.994% | 5.215% | 4.076% | 4.44% | 3.254% | 1.982% | 0.4684%
TSO | - | 18 | 16 | 9 | 2025 | Winter | Q, [MVAr] | 2 | 0 | -1.7174 | 0.90815 | 1.6466 | 0.60332 | 0.78945 | -0.93677 | -5.5 | -6.8347 | -6.7574 | -6.3611 | -6.7301 | -7.5727 | -6.2842 | -6.592 | -5.1809 | -5.4155 | -5.9175 | -5.4696 | -5.8026 | -4.4745 | -4.9772 | -3.766 | -2.2858 | -0.5889
TSO | - | 18 | 16 | 9 | 2025 | Winter | Q, [%] | 2 | 0 | 1.396% | 0.7383% | 1.339% | 0.4905% | 0.6418% | 0.7616% | 4.472% | 5.557% | 5.494% | 5.172% | 5.472% | 6.157% | 5.109% | 5.359% | 4.212% | 4.403% | 4.811% | 4.447% | 4.718% | 3.638% | 4.047% | 3.062% | 1.858% | 0.4788%
TSO | - | 18 | 9 | 16 | 2025 | Winter | S, [MVA] | 2 | 0 | 32.2887 | 29.8994 | 26.8363 | 26.7967 | 27.0436 | 34.438 | 52.2631 | 62.8131 | 64.2896 | 60.4175 | 57.5753 | 58.7467 | 58.5013 | 56.3144 | 53.4844 | 52.723 | 53.1843 | 60.7022 | 58.928 | 56.746 | 55.0648 | 46.5699 | 43.2299 | 35.9602
TSO | - | 18 | 9 | 16 | 2025 | Winter | S, [%] | 2 | 0 | 26.25% | 24.31% | 21.82% | 21.79% | 21.99% | 28% | 42.49% | 51.07% | 52.27% | 49.12% | 46.81% | 47.76% | 47.56% | 45.78% | 43.48% | 42.86% | 43.24% | 49.35% | 47.91% | 46.13% | 44.77% | 37.86% | 35.15% | 29.24%
TSO | - | 18 | 16 | 9 | 2025 | Winter | S, [MVA] | 2 | 0 | 32.2012 | 29.816 | 26.7609 | 26.7282 | 26.9729 | 34.3345 | 51.9848 | 62.3882 | 63.8456 | 60.0306 | 57.2223 | 58.3701 | 58.1403 | 55.9782 | 53.1944 | 52.4398 | 52.8914 | 60.3207 | 58.5656 | 56.4232 | 54.7575 | 46.3621 | 43.0585 | 35.8465
TSO | - | 18 | 16 | 9 | 2025 | Winter | S, [%] | 2 | 0 | 26.18% | 24.24% | 21.76% | 21.73% | 21.93% | 27.91% | 42.26% | 50.72% | 51.91% | 48.81% | 46.52% | 47.46% | 47.27% | 45.51% | 43.25% | 42.63% | 43% | 49.04% | 47.61% | 45.87% | 44.52% | 37.69% | 35.01% | 29.14%
TSO | - | 19 | 10 | 15 | 2025 | Winter | P, [MW] | 2 | 0 | -7.2049 | -4.885 | -3.1604 | -2.7468 | -1.9046 | -1.9814 | -22.9007 | -13.9141 | -17.1426 | -18.2612 | -22.8954 | -30.0526 | -19.8232 | -25.7207 | -20.2162 | -15.4902 | -12.9049 | -23.0368 | -14.7974 | -14.2623 | -13.8246 | -11.2386 | -10.154 | -11.5963
TSO | - | 19 | 10 | 15 | 2025 | Winter | P, [%] | 2 | 0 | 5.858% | 3.972% | 2.569% | 2.233% | 1.548% | 1.611% | 18.62% | 11.31% | 13.94% | 14.85% | 18.61% | 24.43% | 16.12% | 20.91% | 16.44% | 12.59% | 10.49% | 18.73% | 12.03% | 11.6% | 11.24% | 9.137% | 8.255% | 9.428%
TSO | - | 19 | 15 | 10 | 2025 | Winter | P, [MW] | 2 | 0 | 7.564 | 5.3117 | 3.6124 | 3.2134 | 2.3799 | 2.4427 | 23.3235 | 14.1753 | 17.3472 | 18.5397 | 23.1986 | 30.5026 | 20.1627 | 26.1538 | 20.5931 | 15.85 | 13.345 | 23.3605 | 15.0884 | 14.5203 | 14.1336 | 11.5814 | 10.5298 | 12.0501
TSO | - | 19 | 15 | 10 | 2025 | Winter | P, [%] | 2 | 0 | 6.15% | 4.318% | 2.937% | 2.613% | 1.935% | 1.986% | 18.96% | 11.52% | 14.1% | 15.07% | 18.86% | 24.8% | 16.39% | 21.26% | 16.74% | 12.89% | 10.85% | 18.99% | 12.27% | 11.81% | 11.49% | 9.416% | 8.561% | 9.797%
TSO | - | 19 | 10 | 15 | 2025 | Winter | Q, [MVAr] | 2 | 0 | 40.8175 | 44.6837 | 46.0777 | 46.9153 | 47.3286 | 46.8154 | 39.6887 | 33.3262 | 27.1329 | 32.4418 | 31.6169 | 36.8039 | 36.0327 | 38.6794 | 38.1908 | 39.0723 | 44.5296 | 32.9647 | 34.8448 | 32.6816 | 36.368 | 39.226 | 41.359 | 45.1523
TSO | - | 19 | 10 | 15 | 2025 | Winter | Q, [%] | 2 | 0 | 33.18% | 36.33% | 37.46% | 38.14% | 38.48% | 38.06% | 32.27% | 27.09% | 22.06% | 26.38% | 25.7% | 29.92% | 29.29% | 31.45% | 31.05% | 31.77% | 36.2% | 26.8% | 28.33% | 26.57% | 29.57% | 31.89% | 33.63% | 36.71%
TSO | - | 19 | 15 | 10 | 2025 | Winter | Q, [MVAr] | 2 | 0 | -40.3269 | -43.9445 | -45.2462 | -46.034 | -46.4141 | -45.9573 | -39.0058 | -33.2198 | -27.2363 | -32.2715 | -31.3687 | -36.035 | -35.6466 | -37.963 | -37.6682 | -38.602 | -43.7693 | -32.6383 | -34.6213 | -32.5761 | -36.0759 | -38.8058 | -40.8166 | -44.3276
TSO | - | 19 | 15 | 10 | 2025 | Winter | Q, [%] | 2 | 0 | 32.79% | 35.73% | 36.79% | 37.43% | 37.74% | 37.36% | 31.71% | 27.01% | 22.14% | 26.24% | 25.5% | 29.3% | 28.98% | 30.86% | 30.62% | 31.38% | 35.58% | 26.54% | 28.15% | 26.48% | 29.33% | 31.55% | 33.18% | 36.04%
TSO | - | 19 | 10 | 15 | 2025 | Winter | S, [MVA] | 2 | 0 | 41.4485 | 44.9499 | 46.186 | 46.9957 | 47.3669 | 46.8573 | 45.8218 | 36.1142 | 32.0946 | 37.2282 | 39.0363 | 47.5151 | 41.1256 | 46.4505 | 43.2115 | 42.0309 | 46.3619 | 40.2165 | 37.8566 | 35.6581 | 38.9069 | 40.8042 | 42.5872 | 46.6177
TSO | - | 19 | 10 | 15 | 2025 | Winter | S, [%] | 2 | 0 | 33.7% | 36.54% | 37.55% | 38.21% | 38.51% | 38.1% | 37.25% | 29.36% | 26.09% | 30.27% | 31.74% | 38.63% | 33.44% | 37.76% | 35.13% | 34.17% | 37.69% | 32.7% | 30.78% | 28.99% | 31.63% | 33.17% | 34.62% | 37.9%
TSO | - | 19 | 15 | 10 | 2025 | Winter | S, [MVA] | 2 | 0 | 41.0301 | 44.2643 | 45.3902 | 46.1461 | 46.4751 | 46.0221 | 45.4471 | 36.1178 | 32.2915 | 37.2179 | 39.0149 | 47.2116 | 40.9538 | 46.1 | 42.9298 | 41.7293 | 45.7585 | 40.1369 | 37.7663 | 35.6657 | 38.7457 | 40.4971 | 42.153 | 45.9362
TSO | - | 19 | 15 | 10 | 2025 | Winter | S, [%] | 2 | 0 | 33.36% | 35.99% | 36.9% | 37.52% | 37.78% | 37.42% | 36.95% | 29.36% | 26.25% | 30.26% | 31.72% | 38.38% | 33.3% | 37.48% | 34.9% | 33.93% | 37.2% | 32.63% | 30.7% | 29% | 31.5% | 32.92% | 34.27% | 37.35%
TSO | - | 20 | 11 | 13 | 2025 | Winter | P, [MW] | 2 | 0 | 20.9816 | 20.6874 | 20.0923 | 19.9094 | 18.0239 | 17.9107 | 16.3737 | 21.0611 | 21.9121 | 20.8408 | 23.0772 | 22.813 | 24.5887 | 23.3558 | 22.5792 | 24.7398 | 27.3054 | 29.0581 | 29.851 | 30.0087 | 33.0784 | 31.4368 | 29.9444 | 25.8252
TSO | - | 20 | 11 | 13 | 2025 | Winter | P, [%] | 2 | 0 | 1.578% | 1.555% | 1.511% | 1.497% | 1.355% | 1.347% | 1.231% | 1.584% | 1.648% | 1.567% | 1.735% | 1.715% | 1.849% | 1.756% | 1.698% | 1.86% | 2.053% | 2.185% | 2.244% | 2.256% | 2.487% | 2.364% | 2.251% | 1.942%
TSO | - | 20 | 13 | 11 | 2025 | Winter | P, [MW] | 2 | 0 | -20.9753 | -20.6813 | -20.0866 | -19.9037 | -18.0193 | -17.9062 | -16.3699 | -21.0548 | -21.9052 | -20.8347 | -23.0696 | -22.8056 | -24.5801 | -23.348 | -22.5719 | -24.7311 | -27.2948 | -29.0461 | -29.8383 | -29.9959 | -33.0629 | -31.4228 | -29.9316 | -25.8157
TSO | - | 20 | 13 | 11 | 2025 | Winter | P, [%] | 2 | 0 | 1.577% | 1.555% | 1.51% | 1.497% | 1.355% | 1.346% | 1.231% | 1.583% | 1.647% | 1.567% | 1.735% | 1.715% | 1.848% | 1.755% | 1.697% | 1.859% | 2.052% | 2.184% | 2.243% | 2.255% | 2.486% | 2.363% | 2.25% | 1.941%
TSO | - | 20 | 11 | 13 | 2025 | Winter | Q, [MVAr] | 2 | 0 | -15.6678 | -15.6409 | -15.5862 | -15.5695 | -15.3953 | -15.3847 | -15.2418 | -15.6745 | -15.7528 | -15.6534 | -15.8608 | -15.8367 | -16.0006 | -15.887 | -15.8155 | -16.0146 | -16.2502 | -16.4106 | -16.483 | -16.4973 | -16.7777 | -16.6282 | -16.492 | -16.1144
TSO | - | 20 | 11 | 13 | 2025 | Winter | Q, [%] | 2 | 0 | 1.178% | 1.176% | 1.172% | 1.171% | 1.158% | 1.157% | 1.146% | 1.179% | 1.184% | 1.177% | 1.193% | 1.191% | 1.203% | 1.195% | 1.189% | 1.204% | 1.222% | 1.234% | 1.239% | 1.24% | 1.261% | 1.25% | 1.24% | 1.212%
TSO | - | 20 | 13 | 11 | 2025 | Winter | Q, [MVAr] | 2 | 0 | -11.6335 | -11.6631 | -11.7229 | -11.7413 | -11.9296 | -11.9408 | -12.0934 | -11.6249 | -11.5388 | -11.6461 | -11.4236 | -11.4503 | -11.2728 | -11.3963 | -11.4741 | -11.2578 | -11.0002 | -10.8237 | -10.7437 | -10.7276 | -10.4179 | -10.584 | -10.7347 | -11.1489
TSO | - | 20 | 13 | 11 | 2025 | Winter | Q, [%] | 2 | 0 | 0.8747% | 0.8769% | 0.8814% | 0.8828% | 0.897% | 0.8978% | 0.9093% | 0.874% | 0.8676% | 0.8756% | 0.8589% | 0.8609% | 0.8476% | 0.8569% | 0.8627% | 0.8465% | 0.8271% | 0.8138% | 0.8078% | 0.8066% | 0.7833% | 0.7958% | 0.8071% | 0.8383%
TSO | - | 20 | 11 | 13 | 2025 | Winter | S, [MVA] | 2 | 0 | 26.186 | 25.9346 | 25.429 | 25.2743 | 23.7039 | 23.6111 | 22.3699 | 26.2537 | 26.9868 | 26.0647 | 28.0022 | 27.7711 | 29.3364 | 28.247 | 27.5672 | 29.4707 | 31.7751 | 33.3719 | 34.0995 | 34.2445 | 37.0901 | 35.5636 | 34.1856 | 30.4404
TSO | - | 20 | 11 | 13 | 2025 | Winter | S, [%] | 2 | 0 | 1.969% | 1.95% | 1.912% | 1.9% | 1.782% | 1.775% | 1.682% | 1.974% | 2.029% | 1.96% | 2.105% | 2.088% | 2.206% | 2.124% | 2.073% | 2.216% | 2.389% | 2.509% | 2.564% | 2.575% | 2.789% | 2.674% | 2.57% | 2.289%
TSO | - | 20 | 13 | 11 | 2025 | Winter | S, [MVA] | 2 | 0 | 23.9855 | 23.7433 | 23.2572 | 23.1088 | 21.6104 | 21.5224 | 20.3525 | 24.0508 | 24.7585 | 23.8687 | 25.7431 | 25.5187 | 27.0418 | 25.9809 | 25.3209 | 27.1728 | 29.4281 | 30.9972 | 31.7136 | 31.8565 | 34.6653 | 33.1574 | 31.7984 | 28.1203
TSO | - | 20 | 13 | 11 | 2025 | Winter | S, [%] | 2 | 0 | 1.803% | 1.785% | 1.749% | 1.738% | 1.625% | 1.618% | 1.53% | 1.808% | 1.862% | 1.795% | 1.936% | 1.919% | 2.033% | 1.953% | 1.904% | 2.043% | 2.213% | 2.331% | 2.384% | 2.395% | 2.606% | 2.493% | 2.391% | 2.114%
TSO | - | 21 | 12 | 72 | 2025 | Winter | P, [MW] | 2 | 0 | -14.3127 | -14.5613 | -14.1661 | -13.9333 | -12.6351 | -12.5338 | -11.9521 | -13.9904 | -14.6392 | -13.904 | -15.9296 | -16.3974 | -17.0161 | -16.279 | -15.6282 | -16.7857 | -18.4436 | -19.3627 | -19.9291 | -19.8623 | -21.796 | -20.8181 | -20.0537 | -17.4102
TSO | - | 21 | 12 | 72 | 2025 | Winter | P, [%] | 2 | 0 | 5.818% | 5.919% | 5.759% | 5.664% | 5.136% | 5.095% | 4.859% | 5.687% | 5.951% | 5.652% | 6.475% | 6.666% | 6.917% | 6.617% | 6.353% | 6.823% | 7.497% | 7.871% | 8.101% | 8.074% | 8.86% | 8.463% | 8.152% | 7.077%
TSO | - | 21 | 72 | 12 | 2025 | Winter | P, [MW] | 2 | 0 | 14.3342 | 14.5839 | 14.1875 | 13.954 | 12.6521 | 12.5504 | 11.9663 | 14.0097 | 14.66 | 13.9231 | 15.9544 | 16.4239 | 17.0448 | 16.3054 | 15.6526 | 16.8144 | 18.4787 | 19.3997 | 19.9691 | 19.9018 | 21.8445 | 20.863 | 20.0958 | 17.4422
TSO | - | 21 | 72 | 12 | 2025 | Winter | P, [%] | 2 | 0 | 5.827% | 5.928% | 5.767% | 5.672% | 5.143% | 5.102% | 4.864% | 5.695% | 5.959% | 5.66% | 6.486% | 6.676% | 6.929% | 6.628% | 6.363% | 6.835% | 7.512% | 7.886% | 8.118% | 8.09% | 8.88% | 8.481% | 8.169% | 7.09%
TSO | - | 21 | 12 | 72 | 2025 | Winter | Q, [MVAr] | 2 | 0 | 1.2747 | 0.81565 | 0.48351 | 0.4092 | 0.10772 | 0.2934 | 0.36832 | 1.1301 | 1.6358 | 1.0858 | 1.6805 | 1.4179 | 1.3986 | 1.3705 | 1.1963 | 1.5914 | 1.7139 | 2.2336 | 2.2545 | 2.2712 | 2.861 | 2.7158 | 2.4759 | 1.3836
TSO | - | 21 | 12 | 72 | 2025 | Winter | Q, [%] | 2 | 0 | 0.5182% | 0.3316% | 0.1966% | 0.1663% | 0.04379% | 0.1193% | 0.1497% | 0.4594% | 0.665% | 0.4414% | 0.6831% | 0.5764% | 0.5685% | 0.5571% | 0.4863% | 0.6469% | 0.6967% | 0.908% | 0.9165% | 0.9233% | 1.163% | 1.104% | 1.006% | 0.5624%
TSO | - | 21 | 72 | 12 | 2025 | Winter | Q, [MVAr] | 2 | 0 | -2.5679 | -2.0771 | -1.7389 | -1.6684 | -1.3735 | -1.5743 | -1.7494 | -2.5207 | -3.053 | -2.4733 | -3.0659 | -2.7803 | -2.744 | -2.7165 | -2.5419 | -2.9061 | -2.9807 | -3.5643 | -3.5479 | -3.5742 | -4.1127 | -3.9567 | -3.7104 | -2.6302
TSO | - | 21 | 72 | 12 | 2025 | Winter | Q, [%] | 2 | 0 | 1.044% | 0.8444% | 0.7069% | 0.6782% | 0.5584% | 0.64% | 0.7111% | 1.025% | 1.241% | 1.005% | 1.246% | 1.13% | 1.115% | 1.104% | 1.033% | 1.181% | 1.212% | 1.449% | 1.442% | 1.453% | 1.672% | 1.608% | 1.508% | 1.069%
TSO | - | 21 | 12 | 72 | 2025 | Winter | S, [MVA] | 2 | 0 | 14.3694 | 14.5841 | 14.1744 | 13.9393 | 12.6355 | 12.5372 | 11.9578 | 14.036 | 14.7303 | 13.9463 | 16.018 | 16.4585 | 17.0735 | 16.3366 | 15.6739 | 16.861 | 18.523 | 19.4911 | 20.0562 | 19.9918 | 21.983 | 20.9945 | 20.206 | 17.4651
TSO | - | 21 | 12 | 72 | 2025 | Winter | S, [%] | 2 | 0 | 5.841% | 5.929% | 5.762% | 5.666% | 5.136% | 5.096% | 4.861% | 5.706% | 5.988% | 5.669% | 6.511% | 6.69% | 6.94% | 6.641% | 6.371% | 6.854% | 7.53% | 7.923% | 8.153% | 8.127% | 8.936% | 8.534% | 8.214% | 7.1%
TSO | - | 21 | 72 | 12 | 2025 | Winter | S, [MVA] | 2 | 0 | 14.5624 | 14.731 | 14.2937 | 14.0533 | 12.7265 | 12.6487 | 12.0935 | 14.2346 | 14.9745 | 14.141 | 16.2463 | 16.6575 | 17.2643 | 16.5301 | 15.8576 | 17.0637 | 18.7176 | 19.7244 | 20.2818 | 20.2202 | 22.2283 | 21.2349 | 20.4355 | 17.6394
TSO | - | 21 | 72 | 12 | 2025 | Winter | S, [%] | 2 | 0 | 5.92% | 5.988% | 5.81% | 5.713% | 5.173% | 5.142% | 4.916% | 5.786% | 6.087% | 5.748% | 6.604% | 6.771% | 7.018% | 6.72% | 6.446% | 6.936% | 7.609% | 8.018% | 8.245% | 8.22% | 9.036% | 8.632% | 8.307% | 7.17%
TSO | - | 23 | 15 | 18 | 2025 | Winter | P, [MW] | 2 | 0 | 17.3985 | 15.018 | 14.2451 | 13.513 | 13.4884 | 15.2321 | 20.9093 | 24.2828 | 26.7589 | 27.7737 | 27.4552 | 27.3049 | 26.8477 | 26.5577 | 25.4013 | 23.5073 | 23.5338 | 28.0905 | 28.3106 | 27.622 | 26.4908 | 24.9519 | 22.7507 | 19.9897
TSO | - | 23 | 15 | 18 | 2025 | Winter | P, [%] | 2 | 0 | 14.15% | 12.21% | 11.58% | 10.99% | 10.97% | 12.38% | 17% | 19.74% | 21.76% | 22.58% | 22.32% | 22.2% | 21.83% | 21.59% | 20.65% | 19.11% | 19.13% | 22.84% | 23.02% | 22.46% | 21.54% | 20.29% | 18.5% | 16.25%
TSO | - | 23 | 18 | 15 | 2025 | Winter | P, [MW] | 2 | 0 | -17.3784 | -15.0022 | -14.2307 | -13.5 | -13.4755 | -15.2162 | -20.8828 | -24.2476 | -26.7168 | -27.7271 | -27.4104 | -27.2601 | -26.8041 | -26.5149 | -25.3621 | -23.4734 | -23.4994 | -28.0434 | -28.2618 | -27.5759 | -26.4479 | -24.9133 | -22.7182 | -19.9642
TSO | - | 23 | 18 | 15 | 2025 | Winter | P, [%] | 2 | 0 | 14.13% | 12.2% | 11.57% | 10.98% | 10.96% | 12.37% | 16.98% | 19.71% | 21.72% | 22.54% | 22.28% | 22.16% | 21.79% | 21.56% | 20.62% | 19.08% | 19.11% | 22.8% | 22.98% | 22.42% | 21.5% | 20.25% | 18.47% | 16.23%
TSO | - | 23 | 15 | 18 | 2025 | Winter | Q, [MVAr] | 2 | 0 | -3.8957 | -4.5124 | -4.3752 | -4.1755 | -4.0559 | -3.9429 | -0.90573 | 0.98767 | 1.722 | 2.8787 | 2.1984 | 2.1593 | 2.1145 | 2.2807 | 1.459 | 0.2004 | 0.14969 | 1.5629 | 1.9767 | 1.3906 | 1.0289 | 0.57394 | -1.1189 | -1.4695
TSO | - | 23 | 15 | 18 | 2025 | Winter | Q, [%] | 2 | 0 | 3.167% | 3.669% | 3.557% | 3.395% | 3.297% | 3.206% | 0.7364% | 0.803% | 1.4% | 2.34% | 1.787% | 1.755% | 1.719% | 1.854% | 1.186% | 0.1629% | 0.1217% | 1.271% | 1.607% | 1.131% | 0.8365% | 0.4666% | 0.9097% | 1.195%
TSO | - | 23 | 18 | 15 | 2025 | Winter | Q, [MVAr] | 2 | 0 | 3.7444 | 4.3507 | 4.21 | 4.0051 | 3.8862 | 3.7815 | 0.76659 | -1.1009 | -1.8164 | -2.9522 | -2.2808 | -2.2395 | -2.1972 | -2.3649 | -1.5545 | -0.31171 | -0.25526 | -1.6354 | -2.0391 | -1.4634 | -1.1095 | -0.6659 | 1.0083 | 1.3384
TSO | - | 23 | 18 | 15 | 2025 | Winter | Q, [%] | 2 | 0 | 3.044% | 3.537% | 3.423% | 3.256% | 3.159% | 3.074% | 0.6232% | 0.895% | 1.477% | 2.4% | 1.854% | 1.821% | 1.786% | 1.923% | 1.264% | 0.2534% | 0.2075% | 1.33% | 1.658% | 1.19% | 0.902% | 0.5414% | 0.8197% | 1.088%
TSO | - | 23 | 15 | 18 | 2025 | Winter | S, [MVA] | 2 | 0 | 17.8293 | 15.6813 | 14.9019 | 14.1434 | 14.085 | 15.7342 | 20.9289 | 24.3029 | 26.8142 | 27.9225 | 27.5431 | 27.3901 | 26.9308 | 26.6555 | 25.4432 | 23.5081 | 23.5343 | 28.134 | 28.3795 | 27.657 | 26.5108 | 24.9585 | 22.7782 | 20.0437
TSO | - | 23 | 15 | 18 | 2025 | Winter | S, [%] | 2 | 0 | 14.5% | 12.75% | 12.12% | 11.5% | 11.45% | 12.79% | 17.02% | 19.76% | 21.8% | 22.7% | 22.39% | 22.27% | 21.89% | 21.67% | 20.69% | 19.11% | 19.13% | 22.87% | 23.07% | 22.49% | 21.55% | 20.29% | 18.52% | 16.3%
TSO | - | 23 | 18 | 15 | 2025 | Winter | S, [MVA] | 2 | 0 | 17.7772 | 15.6203 | 14.8404 | 14.0816 | 14.0247 | 15.679 | 20.8969 | 24.2726 | 26.7785 | 27.8838 | 27.5052 | 27.3519 | 26.894 | 26.6202 | 25.4097 | 23.4755 | 23.5008 | 28.091 | 28.3352 | 27.6147 | 26.4711 | 24.9222 | 22.7406 | 20.009
TSO | - | 23 | 18 | 15 | 2025 | Winter | S, [%] | 2 | 0 | 14.45% | 12.7% | 12.07% | 11.45% | 11.4% | 12.75% | 16.99% | 19.73% | 21.77% | 22.67% | 22.36% | 22.24% | 21.87% | 21.64% | 20.66% | 19.09% | 19.11% | 22.84% | 23.04% | 22.45% | 21.52% | 20.26% | 18.49% | 16.27%
TSO | - | 24 | 15 | 26 | 2025 | Winter | P, [MW] | 2 | 0 | 25.1074 | 22.025 | 20.2847 | 19.7466 | 19.3937 | 22.0732 | 35.4805 | 36.7919 | 39.0114 | 38.6136 | 39.6287 | 41.9013 | 38.9155 | 39.9722 | 36.8921 | 34.3123 | 32.7878 | 40.1384 | 39.1614 | 38.2516 | 37.0503 | 34.1197 | 32.3538 | 29.5351
TSO | - | 24 | 15 | 26 | 2025 | Winter | P, [%] | 2 | 0 | 20.41% | 17.91% | 16.49% | 16.05% | 15.77% | 17.95% | 28.85% | 29.91% | 31.72% | 31.39% | 32.22% | 34.07% | 31.64% | 32.5% | 29.99% | 27.9% | 26.66% | 32.63% | 31.84% | 31.1% | 30.12% | 27.74% | 26.3% | 24.01%
TSO | - | 24 | 26 | 15 | 2025 | Winter | P, [MW] | 2 | 0 | -25.0061 | -21.9367 | -20.2048 | -19.6706 | -19.3177 | -21.9849 | -35.3097 | -36.6164 | -38.8197 | -38.4214 | -39.4288 | -41.675 | -38.7188 | -39.7633 | -36.7123 | -34.1525 | -32.6374 | -39.9307 | -38.9593 | -38.0594 | -36.866 | -33.9585 | -32.203 | -29.402
TSO | - | 24 | 26 | 15 | 2025 | Winter | P, [%] | 2 | 0 | 20.33% | 17.83% | 16.43% | 15.99% | 15.71% | 17.87% | 28.71% | 29.77% | 31.56% | 31.24% | 32.06% | 33.88% | 31.48% | 32.33% | 29.85% | 27.77% | 26.53% | 32.46% | 31.67% | 30.94% | 29.97% | 27.61% | 26.18% | 23.9%
TSO | - | 24 | 15 | 26 | 2025 | Winter | Q, [MVAr] | 2 | 0 | -10.8596 | -12.4601 | -12.8487 | -12.636 | -13.0795 | -12.3856 | -7.3708 | -4.0375 | -1.5044 | -2.2202 | -1.7663 | -2.959 | -3.103 | -3.7203 | -4.4713 | -6.056 | -7.0922 | -3.3576 | -4.1159 | -4.2702 | -5.5199 | -6.7214 | -8.5679 | -10.1486
TSO | - | 24 | 15 | 26 | 2025 | Winter | Q, [%] | 2 | 0 | 8.829% | 10.13% | 10.45% | 10.27% | 10.63% | 10.07% | 5.993% | 3.282% | 1.223% | 1.805% | 1.436% | 2.406% | 2.523% | 3.025% | 3.635% | 4.924% | 5.766% | 2.73% | 3.346% | 3.472% | 4.488% | 5.465% | 6.966% | 8.251%
TSO | - | 24 | 26 | 15 | 2025 | Winter | Q, [MVAr] | 2 | 0 | 10.7356 | 12.2997 | 12.6628 | 12.4362 | 12.8814 | 12.225 | 7.4642 | 4.1394 | 1.6525 | 2.3812 | 1.9478 | 3.2358 | 3.2818 | 3.9425 | 4.5965 | 6.1177 | 7.1292 | 3.5699 | 4.3176 | 4.4356 | 5.6646 | 6.7939 | 8.6095 | 10.1363
TSO | - | 24 | 26 | 15 | 2025 | Winter | Q, [%] | 2 | 0 | 8.728% | 10% | 10.29% | 10.11% | 10.47% | 9.939% | 6.068% | 3.365% | 1.344% | 1.936% | 1.584% | 2.631% | 2.668% | 3.205% | 3.737% | 4.974% | 5.796% | 2.902% | 3.51% | 3.606% | 4.605% | 5.523% | 7% | 8.241%
TSO | - | 24 | 15 | 26 | 2025 | Winter | S, [MVA] | 2 | 0 | 27.3553 | 25.3052 | 24.0116 | 23.4434 | 23.392 | 25.3106 | 36.238 | 37.0128 | 39.0404 | 38.6774 | 39.668 | 42.0057 | 39.0391 | 40.1449 | 37.1621 | 34.8427 | 33.5461 | 40.2786 | 39.3771 | 38.4892 | 37.4593 | 34.7754 | 33.4691 | 31.23
TSO | - | 24 | 15 | 26 | 2025 | Winter | S, [%] | 2 | 0 | 22.24% | 20.57% | 19.52% | 19.06% | 19.02% | 20.58% | 29.46% | 30.09% | 31.74% | 31.45% | 32.25% | 34.15% | 31.74% | 32.64% | 30.21% | 28.33% | 27.27% | 32.75% | 32.01% | 31.29% | 30.45% | 28.27% | 27.21% | 25.39%
TSO | - | 24 | 26 | 15 | 2025 | Winter | S, [MVA] | 2 | 0 | 27.2132 | 25.1496 | 23.8449 | 23.2721 | 23.2186 | 25.1553 | 36.09 | 36.8497 | 38.8549 | 38.4951 | 39.4769 | 41.8004 | 38.8576 | 39.9582 | 36.9989 | 34.6961 | 33.407 | 40.0899 | 39.1978 | 38.317 | 37.2986 | 34.6314 | 33.334 | 31.1002
TSO | - | 24 | 26 | 15 | 2025 | Winter | S, [%] | 2 | 0 | 22.12% | 20.45% | 19.39% | 18.92% | 18.88% | 20.45% | 29.34% | 29.96% | 31.59% | 31.3% | 32.1% | 33.98% | 31.59% | 32.49% | 30.08% | 28.21% | 27.16% | 32.59% | 31.87% | 31.15% | 30.32% | 28.16% | 27.1% | 25.28%
TSO | - | 25 | 16 | 17 | 2025 | Winter | P, [MW] | 2 | 0 | 0.21222 | -1.5208 | -3.7949 | -3.6924 | -3.8691 | 0.24977 | 6.1617 | 12.8311 | 12.7582 | 11.9383 | 8.9452 | 9.7307 | 12.0758 | 8.7144 | 8.8266 | 8.6907 | 9.1596 | 13.1109 | 13.0641 | 12.3685 | 11.2032 | 7.8976 | 5.931 | 2.1814
TSO | - | 25 | 16 | 17 | 2025 | Winter | P, [%] | 2 | 0 | 0.1725% | 1.236% | 3.085% | 3.002% | 3.146% | 0.2031% | 5.01% | 10.43% | 10.37% | 9.706% | 7.273% | 7.911% | 9.818% | 7.085% | 7.176% | 7.066% | 7.447% | 10.66% | 10.62% | 10.06% | 9.108% | 6.421% | 4.822% | 1.773%
TSO | - | 25 | 17 | 16 | 2025 | Winter | P, [MW] | 2 | 0 | -0.21221 | 1.521 | 3.7956 | 3.6931 | 3.8699 | -0.24968 | -6.1598 | -12.8233 | -12.7503 | -11.9315 | -8.9414 | -9.7262 | -12.0688 | -8.7108 | -8.8229 | -8.687 | -9.1553 | -13.1027 | -13.0559 | -12.3612 | -11.1971 | -7.8945 | -5.9292 | -2.181
TSO | - | 25 | 17 | 16 | 2025 | Winter | P, [%] | 2 | 0 | 0.1725% | 1.237% | 3.086% | 3.003% | 3.146% | 0.203% | 5.008% | 10.43% | 10.37% | 9.7% | 7.269% | 7.907% | 9.812% | 7.082% | 7.173% | 7.063% | 7.443% | 10.65% | 10.61% | 10.05% | 9.103% | 6.418% | 4.82% | 1.773%
TSO | - | 25 | 16 | 17 | 2025 | Winter | Q, [MVAr] | 2 | 0 | -0.40624 | 0.39221 | 0.43378 | 0.31112 | 0.70296 | 1.1822 | 1.4445 | -0.46067 | -1.502 | -0.50038 | -0.24137 | 0.52928 | 0.21976 | 0.65458 | 1.0035 | 1.433 | 2.436 | 0.54812 | 1.257 | 0.62178 | 1.5735 | 1.8553 | 1.6751 | 1.4983
TSO | - | 25 | 16 | 17 | 2025 | Winter | Q, [%] | 2 | 0 | 0.3303% | 0.3189% | 0.3527% | 0.2529% | 0.5715% | 0.9611% | 1.174% | 0.3745% | 1.221% | 0.4068% | 0.1962% | 0.4303% | 0.1787% | 0.5322% | 0.8159% | 1.165% | 1.981% | 0.4456% | 1.022% | 0.5055% | 1.279% | 1.508% | 1.362% | 1.218%
TSO | - | 25 | 17 | 16 | 2025 | Winter | Q, [MVAr] | 2 | 0 | 0.19036 | -0.60701 | -0.64625 | -0.52364 | -0.91516 | -1.3978 | -1.6567 | 0.26934 | 1.3104 | 0.30516 | 0.035561 | -0.73237 | -0.41446 | -0.86067 | -1.2094 | -1.6389 | -2.6394 | -0.73835 | -1.447 | -0.81512 | -1.771 | -2.0625 | -1.8862 | -1.7134
TSO | - | 25 | 17 | 16 | 2025 | Winter | Q, [%] | 2 | 0 | 0.1548% | 0.4935% | 0.5254% | 0.4257% | 0.744% | 1.136% | 1.347% | 0.219% | 1.065% | 0.2481% | 0.02891% | 0.5954% | 0.337% | 0.6997% | 0.9833% | 1.332% | 2.146% | 0.6003% | 1.176% | 0.6627% | 1.44% | 1.677% | 1.533% | 1.393%
TSO | - | 25 | 16 | 17 | 2025 | Winter | S, [MVA] | 2 | 0 | 0.45833 | 1.5706 | 3.8196 | 3.7055 | 3.9324 | 1.2083 | 6.3288 | 12.8394 | 12.8463 | 11.9488 | 8.9485 | 9.7451 | 12.0778 | 8.739 | 8.8835 | 8.8081 | 9.478 | 13.1224 | 13.1245 | 12.3841 | 11.3132 | 8.1126 | 6.163 | 2.6464
TSO | - | 25 | 16 | 17 | 2025 | Winter | S, [%] | 2 | 0 | 0.3726% | 1.277% | 3.105% | 3.013% | 3.197% | 0.9824% | 5.145% | 10.44% | 10.44% | 9.714% | 7.275% | 7.923% | 9.819% | 7.105% | 7.222% | 7.161% | 7.706% | 10.67% | 10.67% | 10.07% | 9.198% | 6.596% | 5.011% | 2.152%
TSO | - | 25 | 17 | 16 | 2025 | Winter | S, [MVA] | 2 | 0 | 0.28508 | 1.6376 | 3.8502 | 3.73 | 3.9766 | 1.4199 | 6.3787 | 12.8261 | 12.8175 | 11.9354 | 8.9415 | 9.7538 | 12.0759 | 8.7532 | 8.9054 | 8.8402 | 9.5282 | 13.1235 | 13.1358 | 12.388 | 11.3363 | 8.1595 | 6.222 | 2.7736
TSO | - | 25 | 17 | 16 | 2025 | Winter | S, [%] | 2 | 0 | 0.2318% | 1.331% | 3.13% | 3.033% | 3.233% | 1.154% | 5.186% | 10.43% | 10.42% | 9.704% | 7.269% | 7.93% | 9.818% | 7.116% | 7.24% | 7.187% | 7.746% | 10.67% | 10.68% | 10.07% | 9.216% | 6.634% | 5.059% | 2.255%
TSO | - | 26 | 17 | 34 | 2025 | Winter | P, [MW] | 2 | 0 | -7.6926 | -9.264 | -10.6469 | -10.7759 | -10.942 | -7.528 | -2.8343 | 2.9215 | 2.8659 | 1.6568 | -0.03713 | 0.31808 | 3.1327 | -0.028643 | -0.19263 | -0.67103 | -1.0361 | 2.0667 | 2.7592 | 1.4782 | 0.1983 | -1.5967 | -2.8777 | -6.6799
TSO | - | 26 | 17 | 34 | 2025 | Winter | P, [%] | 2 | 0 | 6.254% | 7.532% | 8.656% | 8.761% | 8.896% | 6.12% | 2.304% | 2.375% | 2.33% | 1.347% | 0.03019% | 0.2586% | 2.547% | 0.02329% | 0.1566% | 0.5456% | 0.8424% | 1.68% | 2.243% | 1.202% | 0.1612% | 1.298% | 2.34% | 5.431%
TSO | - | 26 | 34 | 17 | 2025 | Winter | P, [MW] | 2 | 0 | 7.6995 | 9.2742 | 10.6603 | 10.7894 | 10.9562 | 7.5353 | 2.836 | -2.9205 | -2.8649 | -1.6565 | 0.037218 | -0.31782 | -3.1314 | 0.028954 | 0.19315 | 0.67184 | 1.0375 | -2.066 | -2.7578 | -1.4776 | -0.19754 | 1.598 | 2.8797 | 6.6859
TSO | - | 26 | 34 | 17 | 2025 | Winter | P, [%] | 2 | 0 | 6.26% | 7.54% | 8.667% | 8.772% | 8.907% | 6.126% | 2.306% | 2.374% | 2.329% | 1.347% | 0.03026% | 0.2584% | 2.546% | 0.02354% | 0.157% | 0.5462% | 0.8435% | 1.68% | 2.242% | 1.201% | 0.1606% | 1.299% | 2.341% | 5.436%
TSO | - | 26 | 17 | 34 | 2025 | Winter | Q, [MVAr] | 2 | 0 | 1.2611 | 2.0675 | 2.2417 | 1.9872 | 2.3837 | 2.7203 | 2.5593 | 0.23934 | -0.93873 | 0.16247 | 0.64109 | 1.24 | 0.99515 | 1.4283 | 1.9271 | 2.3615 | 3.221 | 1.241 | 2.0525 | 1.4865 | 2.3725 | 2.843 | 2.9077 | 2.8519
TSO | - | 26 | 17 | 34 | 2025 | Winter | Q, [%] | 2 | 0 | 1.025% | 1.681% | 1.823% | 1.616% | 1.938% | 2.212% | 2.081% | 0.1946% | 0.7632% | 0.1321% | 0.5212% | 1.008% | 0.8091% | 1.161% | 1.567% | 1.92% | 2.619% | 1.009% | 1.669% | 1.209% | 1.929% | 2.311% | 2.364% | 2.319%
TSO | - | 26 | 34 | 17 | 2025 | Winter | Q, [MVAr] | 2 | 0 | -1.7364 | -2.5294 | -2.692 | -2.4366 | -2.8309 | -3.1936 | -3.0586 | -0.74121 | 0.43589 | -0.66714 | -1.147 | -1.7446 | -1.4963 | -1.9326 | -2.431 | -2.8638 | -3.72 | -1.7438 | -2.5521 | -1.9898 | -2.8748 | -3.3419 | -3.4027 | -3.3305
TSO | - | 26 | 34 | 17 | 2025 | Winter | Q, [%] | 2 | 0 | 1.412% | 2.056% | 2.189% | 1.981% | 2.302% | 2.596% | 2.487% | 0.6026% | 0.3544% | 0.5424% | 0.9325% | 1.418% | 1.217% | 1.571% | 1.976% | 2.328% | 3.024% | 1.418% | 2.075% | 1.618% | 2.337% | 2.717% | 2.766% | 2.708%
TSO | - | 26 | 17 | 34 | 2025 | Winter | S, [MVA] | 2 | 0 | 7.7953 | 9.4919 | 10.8804 | 10.9576 | 11.1986 | 8.0044 | 3.8188 | 2.9313 | 3.0157 | 1.6648 | 0.64217 | 1.2802 | 3.2869 | 1.4286 | 1.9367 | 2.455 | 3.3836 | 2.4107 | 3.4389 | 2.0964 | 2.3807 | 3.2606 | 4.0909 | 7.2632
TSO | - | 26 | 17 | 34 | 2025 | Winter | S, [%] | 2 | 0 | 6.338% | 7.717% | 8.846% | 8.909% | 9.105% | 6.508% | 3.105% | 2.383% | 2.452% | 1.353% | 0.5221% | 1.041% | 2.672% | 1.161% | 1.575% | 1.996% | 2.751% | 1.96% | 2.796% | 1.704% | 1.936% | 2.651% | 3.326% | 5.905%
TSO | - | 26 | 34 | 17 | 2025 | Winter | S, [MVA] | 2 | 0 | 7.8929 | 9.6129 | 10.995 | 11.0612 | 11.316 | 8.1841 | 4.1712 | 3.0131 | 2.8979 | 1.7858 | 1.1476 | 1.7734 | 3.4705 | 1.9328 | 2.4386 | 2.9416 | 3.862 | 2.7036 | 3.7575 | 2.4785 | 2.8816 | 3.7043 | 4.4577 | 7.4695
TSO | - | 26 | 34 | 17 | 2025 | Winter | S, [%] | 2 | 0 | 6.417% | 7.815% | 8.939% | 8.993% | 9.2% | 6.654% | 3.391% | 2.45% | 2.356% | 1.452% | 0.933% | 1.442% | 2.822% | 1.571% | 1.983% | 2.392% | 3.14% | 2.198% | 3.055% | 2.015% | 2.343% | 3.012% | 3.624% | 6.073%
TSO | - | 27 | 18 | 103 | 2025 | Winter | P, [MW] | 2 | 0 | 16.6136 | 14.2317 | 13.4786 | 12.7561 | 12.7074 | 14.5326 | 19.8031 | 23.2226 | 25.6945 | 26.5237 | 25.9098 | 25.8924 | 25.2641 | 24.942 | 23.8821 | 22.0195 | 21.9725 | 26.4254 | 26.6739 | 26.0007 | 24.8571 | 23.85 | 21.7771 | 19.1465
TSO | - | 27 | 18 | 103 | 2025 | Winter | P, [%] | 2 | 0 | 13.51% | 11.57% | 10.96% | 10.37% | 10.33% | 11.82% | 16.1% | 18.88% | 20.89% | 21.56% | 21.06% | 21.05% | 20.54% | 20.28% | 19.42% | 17.9% | 17.86% | 21.48% | 21.69% | 21.14% | 20.21% | 19.39% | 17.7% | 15.57%
TSO | - | 27 | 103 | 18 | 2025 | Winter | P, [MW] | 2 | 0 | -16.5957 | -14.2179 | -13.4662 | -12.745 | -12.6964 | -14.5185 | -19.7793 | -23.1902 | -25.6553 | -26.4806 | -25.8694 | -25.8516 | -25.225 | -24.9036 | -23.847 | -21.9896 | -21.9423 | -26.3832 | -26.63 | -25.9594 | -24.8189 | -23.8144 | -21.7473 | -19.1231
TSO | - | 27 | 103 | 18 | 2025 | Winter | P, [%] | 2 | 0 | 13.49% | 11.56% | 10.95% | 10.36% | 10.32% | 11.8% | 16.08% | 18.85% | 20.86% | 21.53% | 21.03% | 21.02% | 20.51% | 20.25% | 19.39% | 17.88% | 17.84% | 21.45% | 21.65% | 21.11% | 20.18% | 19.36% | 17.68% | 15.55%
TSO | - | 27 | 18 | 103 | 2025 | Winter | Q, [MVAr] | 2 | 0 | -2.7115 | -3.3179 | -3.1772 | -2.9723 | -2.9074 | -2.7726 | 0.15266 | 1.9904 | 2.7062 | 3.94 | 3.1936 | 3.1272 | 3.0919 | 3.3096 | 2.4721 | 1.2271 | 1.1965 | 2.5771 | 2.9808 | 2.376 | 2.019 | 1.6543 | -0.020124 | -0.35029
TSO | - | 27 | 18 | 103 | 2025 | Winter | Q, [%] | 2 | 0 | 2.204% | 2.698% | 2.583% | 2.416% | 2.364% | 2.254% | 0.1241% | 1.618% | 2.2% | 3.203% | 2.596% | 2.542% | 2.514% | 2.691% | 2.01% | 0.9977% | 0.9728% | 2.095% | 2.423% | 1.932% | 1.641% | 1.345% | 0.01636% | 0.2848%
TSO | - | 27 | 103 | 18 | 2025 | Winter | Q, [MVAr] | 2 | 0 | 2.5529 | 3.1492 | 3.0054 | 2.7956 | 2.7314 | 2.605 | -0.30051 | -2.112 | -2.8094 | -4.0241 | -3.29 | -3.22 | -3.189 | -3.4082 | -2.5809 | -1.3512 | -1.3158 | -2.6656 | -3.0592 | -2.4643 | -2.1151 | -1.7559 | -0.099161 | 0.21219
TSO | - | 27 | 103 | 18 | 2025 | Winter | Q, [%] | 2 | 0 | 2.076% | 2.56% | 2.443% | 2.273% | 2.221% | 2.118% | 0.2443% | 1.717% | 2.284% | 3.272% | 2.675% | 2.618% | 2.593% | 2.771% | 2.098% | 1.099% | 1.07% | 2.167% | 2.487% | 2.004% | 1.72% | 1.428% | 0.08062% | 0.1725%
TSO | - | 27 | 18 | 103 | 2025 | Winter | S, [MVA] | 2 | 0 | 16.8334 | 14.6133 | 13.848 | 13.0978 | 13.0358 | 14.7947 | 19.8037 | 23.3078 | 25.8366 | 26.8148 | 26.1059 | 26.0805 | 25.4526 | 25.1606 | 24.0097 | 22.0536 | 22.0051 | 26.5507 | 26.8399 | 26.1091 | 24.939 | 23.9073 | 21.7771 | 19.1497
TSO | - | 27 | 18 | 103 | 2025 | Winter | S, [%] | 2 | 0 | 13.69% | 11.88% | 11.26% | 10.65% | 10.6% | 12.03% | 16.1% | 18.95% | 21.01% | 21.8% | 21.22% | 21.2% | 20.69% | 20.46% | 19.52% | 17.93% | 17.89% | 21.59% | 21.82% | 21.23% | 20.28% | 19.44% | 17.7% | 15.57%
TSO | - | 27 | 103 | 18 | 2025 | Winter | S, [MVA] | 2 | 0 | 16.7909 | 14.5625 | 13.7974 | 13.048 | 12.9869 | 14.7504 | 19.7816 | 23.2861 | 25.8087 | 26.7846 | 26.0778 | 26.0514 | 25.4258 | 25.1358 | 23.9862 | 22.0311 | 21.9817 | 26.5175 | 26.8052 | 26.0761 | 24.9089 | 23.879 | 21.7475 | 19.1243
TSO | - | 27 | 103 | 18 | 2025 | Winter | S, [%] | 2 | 0 | 13.65% | 11.84% | 11.22% | 10.61% | 10.56% | 11.99% | 16.08% | 18.93% | 20.98% | 21.78% | 21.2% | 21.18% | 20.67% | 20.44% | 19.5% | 17.91% | 17.87% | 21.56% | 21.79% | 21.2% | 20.25% | 19.41% | 17.68% | 15.55%
TSO | - | 28 | 26 | 55 | 2025 | Winter | P, [MW] | 2 | 0 | 9.7464 | 8.0101 | 6.4812 | 6.4796 | 6.3298 | 9.3701 | 26.0949 | 24.2252 | 23.2664 | 20.6613 | 23.5013 | 28.0447 | 22.8898 | 25.2983 | 20.9033 | 18.0665 | 16.1744 | 24.0341 | 20.914 | 20.009 | 18.352 | 15.478 | 14.3217 | 13.5661
TSO | - | 28 | 26 | 55 | 2025 | Winter | P, [%] | 2 | 0 | 7.924% | 6.512% | 5.269% | 5.268% | 5.146% | 7.618% | 21.22% | 19.7% | 18.92% | 16.8% | 19.11% | 22.8% | 18.61% | 20.57% | 16.99% | 14.69% | 13.15% | 19.54% | 17% | 16.27% | 14.92% | 12.58% | 11.64% | 11.03%
TSO | - | 28 | 55 | 26 | 2025 | Winter | P, [MW] | 2 | 0 | -9.5886 | -7.8263 | -6.294 | -6.2965 | -6.1389 | -9.1793 | -25.78 | -23.9795 | -23.0615 | -20.4662 | -23.2791 | -27.7217 | -22.6539 | -25.0101 | -20.681 | -17.8694 | -15.9755 | -23.7917 | -20.6965 | -19.81 | -18.1535 | -15.2933 | -14.1315 | -13.3521
TSO | - | 28 | 55 | 26 | 2025 | Winter | P, [%] | 2 | 0 | 7.796% | 6.363% | 5.117% | 5.119% | 4.991% | 7.463% | 20.96% | 19.5% | 18.75% | 16.64% | 18.93% | 22.54% | 18.42% | 20.33% | 16.81% | 14.53% | 12.99% | 19.34% | 16.83% | 16.11% | 14.76% | 12.43% | 11.49% | 10.86%
TSO | - | 28 | 26 | 55 | 2025 | Winter | Q, [MVAr] | 2 | 0 | -19.3934 | -21.7807 | -22.4401 | -22.1978 | -22.6881 | -21.6902 | -16.3761 | -12.7842 | -9.6912 | -13.0392 | -11.419 | -13.9024 | -13.8616 | -15.1456 | -15.3521 | -16.3673 | -18.2044 | -12.7301 | -14.8174 | -14.3063 | -16.178 | -17.7066 | -18.9853 | -21.0622
TSO | - | 28 | 26 | 55 | 2025 | Winter | Q, [%] | 2 | 0 | 15.77% | 17.71% | 18.24% | 18.05% | 18.45% | 17.63% | 13.31% | 10.39% | 7.879% | 10.6% | 9.284% | 11.3% | 11.27% | 12.31% | 12.48% | 13.31% | 14.8% | 10.35% | 12.05% | 11.63% | 13.15% | 14.4% | 15.44% | 17.12%
TSO | - | 28 | 55 | 26 | 2025 | Winter | Q, [MVAr] | 2 | 0 | 18.6881 | 21.1795 | 21.8558 | 21.5986 | 22.1186 | 21.1128 | 16.1654 | 12.3269 | 9.0786 | 12.4151 | 10.8754 | 13.7105 | 13.3806 | 14.8452 | 14.8316 | 15.7708 | 17.6287 | 12.2625 | 14.2835 | 13.7038 | 15.5849 | 17.0802 | 18.386 | 20.5552
TSO | - | 28 | 55 | 26 | 2025 | Winter | Q, [%] | 2 | 0 | 15.19% | 17.22% | 17.77% | 17.56% | 17.98% | 17.16% | 13.14% | 10.02% | 7.381% | 10.09% | 8.842% | 11.15% | 10.88% | 12.07% | 12.06% | 12.82% | 14.33% | 9.97% | 11.61% | 11.14% | 12.67% | 13.89% | 14.95% | 16.71%
TSO | - | 28 | 26 | 55 | 2025 | Winter | S, [MVA] | 2 | 0 | 21.7048 | 23.2069 | 23.3573 | 23.1242 | 23.5545 | 23.6276 | 30.8078 | 27.3915 | 25.2041 | 24.4318 | 26.1286 | 31.3015 | 26.7598 | 29.4855 | 25.9353 | 24.378 | 24.3518 | 27.1973 | 25.631 | 24.5974 | 24.4647 | 23.5179 | 23.7814 | 25.053
TSO | - | 28 | 26 | 55 | 2025 | Winter | S, [%] | 2 | 0 | 17.65% | 18.87% | 18.99% | 18.8% | 19.15% | 19.21% | 25.05% | 22.27% | 20.49% | 19.86% | 21.24% | 25.45% | 21.76% | 23.97% | 21.09% | 19.82% | 19.8% | 22.11% | 20.84% | 20% | 19.89% | 19.12% | 19.33% | 20.37%
TSO | - | 28 | 55 | 26 | 2025 | Winter | S, [MVA] | 2 | 0 | 21.0044 | 22.5792 | 22.744 | 22.4977 | 22.9547 | 23.022 | 30.4291 | 26.9624 | 24.7841 | 23.9374 | 25.6942 | 30.9269 | 26.3104 | 29.0842 | 25.4496 | 23.8334 | 23.7905 | 26.766 | 25.1468 | 24.088 | 23.9257 | 22.9264 | 23.1893 | 24.5111
TSO | - | 28 | 55 | 26 | 2025 | Winter | S, [%] | 2 | 0 | 17.08% | 18.36% | 18.49% | 18.29% | 18.66% | 18.72% | 24.74% | 21.92% | 20.15% | 19.46% | 20.89% | 25.14% | 21.39% | 23.65% | 20.69% | 19.38% | 19.34% | 21.76% | 20.44% | 19.58% | 19.45% | 18.64% | 18.85% | 19.93%
TSO | - | 29 | 26 | 103 | 2025 | Winter | P, [MW] | 2 | 0 | -9.4606 | -8.5632 | -7.4987 | -7.6443 | -7.3084 | -8.3576 | -16.8892 | -15.0023 | -14.9401 | -13.6128 | -15.12 | -17.5003 | -14.9653 | -16.3213 | -14.2358 | -13.3891 | -11.8191 | -15.0763 | -13.828 | -13.5592 | -13.4006 | -11.6041 | -11.8413 | -11.5131
TSO | - | 29 | 26 | 103 | 2025 | Winter | P, [%] | 2 | 0 | 7.692% | 6.962% | 6.097% | 6.215% | 5.942% | 6.795% | 13.73% | 12.2% | 12.15% | 11.07% | 12.29% | 14.23% | 12.17% | 13.27% | 11.57% | 10.89% | 9.609% | 12.26% | 11.24% | 11.02% | 10.89% | 9.434% | 9.627% | 9.36%
TSO | - | 29 | 103 | 26 | 2025 | Winter | P, [MW] | 2 | 0 | 9.4815 | 8.5847 | 7.5193 | 7.6651 | 7.33 | 8.3798 | 16.9333 | 15.0353 | 14.97 | 13.6408 | 15.1517 | 17.5439 | 14.9986 | 16.3616 | 14.2679 | 13.4192 | 11.8464 | 15.1094 | 13.8589 | 13.5883 | 13.4311 | 11.6307 | 11.8695 | 11.5438
TSO | - | 29 | 103 | 26 | 2025 | Winter | P, [%] | 2 | 0 | 7.709% | 6.979% | 6.113% | 6.232% | 5.959% | 6.813% | 13.77% | 12.22% | 12.17% | 11.09% | 12.32% | 14.26% | 12.19% | 13.3% | 11.6% | 10.91% | 9.631% | 12.28% | 11.27% | 11.05% | 10.92% | 9.456% | 9.65% | 9.385%
TSO | - | 29 | 26 | 103 | 2025 | Winter | Q, [MVAr] | 2 | 0 | 7.8826 | 8.9336 | 9.449 | 9.4203 | 9.9654 | 9.3879 | 7.2588 | 5.5679 | 3.66 | 5.5251 | 4.4066 | 5.6627 | 5.696 | 6.5552 | 6.4698 | 6.8766 | 7.8779 | 5.4603 | 6.6117 | 6.1845 | 7.1242 | 7.9235 | 8.2176 | 9.5076
TSO | - | 29 | 26 | 103 | 2025 | Winter | Q, [%] | 2 | 0 | 6.409% | 7.263% | 7.682% | 7.659% | 8.102% | 7.632% | 5.901% | 4.527% | 2.976% | 4.492% | 3.583% | 4.604% | 4.631% | 5.329% | 5.26% | 5.591% | 6.405% | 4.439% | 5.375% | 5.028% | 5.792% | 6.442% | 6.681% | 7.73%
TSO | - | 29 | 103 | 26 | 2025 | Winter | Q, [MVAr] | 2 | 0 | -8.2673 | -9.3083 | -9.8239 | -9.7951 | -10.3356 | -9.7604 | -7.5841 | -5.937 | -4.048 | -5.9087 | -4.7835 | -5.9949 | -6.0596 | -6.8935 | -6.8338 | -7.2429 | -8.2465 | -5.8286 | -6.979 | -6.5604 | -7.4894 | -8.2953 | -8.58 | -9.8555
TSO | - | 29 | 103 | 26 | 2025 | Winter | Q, [%] | 2 | 0 | 6.721% | 7.568% | 7.987% | 7.963% | 8.403% | 7.935% | 6.166% | 4.827% | 3.291% | 4.804% | 3.889% | 4.874% | 4.927% | 5.604% | 5.556% | 5.889% | 6.704% | 4.739% | 5.674% | 5.334% | 6.089% | 6.744% | 6.976% | 8.013%
TSO | - | 29 | 26 | 103 | 2025 | Winter | S, [MVA] | 2 | 0 | 12.3142 | 12.3749 | 12.0629 | 12.1316 | 12.3581 | 12.5691 | 18.383 | 16.0022 | 15.3819 | 14.6914 | 15.7491 | 18.3936 | 16.0126 | 17.5885 | 15.637 | 15.0518 | 14.204 | 16.0346 | 15.3274 | 14.903 | 15.1766 | 14.0512 | 14.4134 | 14.9314
TSO | - | 29 | 26 | 103 | 2025 | Winter | S, [%] | 2 | 0 | 10.01% | 10.06% | 9.807% | 9.863% | 10.05% | 10.22% | 14.95% | 13.01% | 12.51% | 11.94% | 12.8% | 14.95% | 13.02% | 14.3% | 12.71% | 12.24% | 11.55% | 13.04% | 12.46% | 12.12% | 12.34% | 11.42% | 11.72% | 12.14%
TSO | - | 29 | 103 | 26 | 2025 | Winter | S, [MVA] | 2 | 0 | 12.5796 | 12.6626 | 12.3713 | 12.4377 | 12.6709 | 12.8641 | 18.5541 | 16.165 | 15.5076 | 14.8656 | 15.8889 | 18.5399 | 16.1764 | 17.7545 | 15.8201 | 15.249 | 14.434 | 16.1947 | 15.5169 | 15.0891 | 15.3781 | 14.2859 | 14.6459 | 15.1786
TSO | - | 29 | 103 | 26 | 2025 | Winter | S, [%] | 2 | 0 | 10.23% | 10.29% | 10.06% | 10.11% | 10.3% | 10.46% | 15.08% | 13.14% | 12.61% | 12.09% | 12.92% | 15.07% | 13.15% | 14.43% | 12.86% | 12.4% | 11.73% | 13.17% | 12.62% | 12.27% | 12.5% | 11.61% | 11.91% | 12.34%
TSO | - | 30 | 29 | 34 | 2025 | Winter | P, [MW] | 2 | 0 | -44.9348 | -42.9737 | -41.8397 | -41.4834 | -41.3923 | -46.1388 | -49.1848 | -55.7395 | -54.7169 | -52.2806 | -51.8376 | -50.9995 | -54.356 | -51.8666 | -52.281 | -52.394 | -52.2241 | -54.6471 | -55.9008 | -53.8159 | -52.6426 | -50.4943 | -49.7661 | -45.4357
TSO | - | 30 | 29 | 34 | 2025 | Winter | P, [%] | 2 | 0 | 36.53% | 34.94% | 34.02% | 33.73% | 33.65% | 37.51% | 39.99% | 45.32% | 44.49% | 42.5% | 42.14% | 41.46% | 44.19% | 42.17% | 42.5% | 42.6% | 42.46% | 44.43% | 45.45% | 43.75% | 42.8% | 41.05% | 40.46% | 36.94%
TSO | - | 30 | 34 | 29 | 2025 | Winter | P, [MW] | 2 | 0 | 45.1898 | 43.2101 | 42.0659 | 41.7061 | 41.616 | 46.4097 | 49.4921 | 56.1169 | 55.0776 | 52.6203 | 52.1729 | 51.3327 | 54.7244 | 52.2105 | 52.6265 | 52.7407 | 52.5724 | 55.0115 | 56.2841 | 54.169 | 52.9863 | 50.8157 | 50.0756 | 45.7011
TSO | - | 30 | 34 | 29 | 2025 | Winter | P, [%] | 2 | 0 | 36.74% | 35.13% | 34.2% | 33.91% | 33.83% | 37.73% | 40.24% | 45.62% | 44.78% | 42.78% | 42.42% | 41.73% | 44.49% | 42.45% | 42.79% | 42.88% | 42.74% | 44.72% | 45.76% | 44.04% | 43.08% | 41.31% | 40.71% | 37.16%
TSO | - | 30 | 29 | 34 | 2025 | Winter | Q, [MVAr] | 2 | 0 | -18.9764 | -18.7751 | -18.7887 | -18.7383 | -19.1131 | -19.8125 | -21.7266 | -20.9147 | -20.1156 | -21.5198 | -21.7023 | -23.0389 | -22.4628 | -23.216 | -22.6823 | -22.5543 | -23.0816 | -20.9123 | -21.5794 | -20.5491 | -21.3383 | -21.4939 | -20.4288 | -20.261
TSO | - | 30 | 29 | 34 | 2025 | Winter | Q, [%] | 2 | 0 | 15.43% | 15.26% | 15.28% | 15.23% | 15.54% | 16.11% | 17.66% | 17% | 16.35% | 17.5% | 17.64% | 18.73% | 18.26% | 18.87% | 18.44% | 18.34% | 18.77% | 17% | 17.54% | 16.71% | 17.35% | 17.47% | 16.61% | 16.47%
TSO | - | 30 | 34 | 29 | 2025 | Winter | Q, [MVAr] | 2 | 0 | 19.4063 | 19.1412 | 19.1196 | 19.0575 | 19.4354 | 20.2991 | 22.3349 | 21.7687 | 20.91 | 22.2411 | 22.4079 | 23.7383 | 23.2855 | 23.953 | 23.4248 | 23.3012 | 23.8357 | 21.721 | 22.455 | 21.3181 | 22.0746 | 22.1537 | 21.0481 | 20.7278
TSO | - | 30 | 34 | 29 | 2025 | Winter | Q, [%] | 2 | 0 | 15.78% | 15.56% | 15.54% | 15.49% | 15.8% | 16.5% | 18.16% | 17.7% | 17% | 18.08% | 18.22% | 19.3% | 18.93% | 19.47% | 19.04% | 18.94% | 19.38% | 17.66% | 18.26% | 17.33% | 17.95% | 18.01% | 17.11% | 16.85%
TSO | - | 30 | 29 | 34 | 2025 | Winter | S, [MVA] | 2 | 0 | 48.7774 | 46.8961 | 45.8648 | 45.5192 | 45.5921 | 50.2128 | 53.7698 | 59.5342 | 58.2973 | 56.5364 | 56.1972 | 55.9619 | 58.8146 | 56.8254 | 56.9893 | 57.0423 | 57.0974 | 58.5118 | 59.9214 | 57.6057 | 56.8029 | 54.8786 | 53.7959 | 49.7484
TSO | - | 30 | 29 | 34 | 2025 | Winter | S, [%] | 2 | 0 | 39.66% | 38.13% | 37.29% | 37.01% | 37.07% | 40.82% | 43.72% | 48.4% | 47.4% | 45.96% | 45.69% | 45.5% | 47.82% | 46.2% | 46.33% | 46.38% | 46.42% | 47.57% | 48.72% | 46.83% | 46.18% | 44.62% | 43.74% | 40.45%
TSO | - | 30 | 34 | 29 | 2025 | Winter | S, [MVA] | 2 | 0 | 49.1805 | 47.2599 | 46.2072 | 45.854 | 45.9307 | 50.6548 | 54.2984 | 60.1912 | 58.9132 | 57.1276 | 56.7813 | 56.5558 | 59.4725 | 57.4428 | 57.6044 | 57.6587 | 57.7235 | 59.1445 | 60.598 | 58.2129 | 57.4007 | 55.4349 | 54.3194 | 50.182
TSO | - | 30 | 34 | 29 | 2025 | Winter | S, [%] | 2 | 0 | 39.98% | 38.42% | 37.57% | 37.28% | 37.34% | 41.18% | 44.15% | 48.94% | 47.9% | 46.45% | 46.16% | 45.98% | 48.35% | 46.7% | 46.83% | 46.88% | 46.93% | 48.08% | 49.27% | 47.33% | 46.67% | 45.07% | 44.16% | 40.8%
TSO | - | 31 | 34 | 35 | 2025 | Winter | P, [MW] | 2 | 0 | 23.0096 | 22.0842 | 20.6775 | 20.3089 | 20.5812 | 24.3634 | 30.934 | 37.6141 | 37.443 | 36.4286 | 33.8622 | 34.1385 | 36.2612 | 33.3757 | 32.2054 | 32.1833 | 32.4552 | 36.8424 | 36.325 | 35.4756 | 34.1719 | 31.602 | 29.7825 | 25.0348
TSO | - | 31 | 34 | 35 | 2025 | Winter | P, [%] | 2 | 0 | 18.71% | 17.95% | 16.81% | 16.51% | 16.73% | 19.81% | 25.15% | 30.58% | 30.44% | 29.62% | 27.53% | 27.75% | 29.48% | 27.13% | 26.18% | 26.17% | 26.39% | 29.95% | 29.53% | 28.84% | 27.78% | 25.69% | 24.21% | 20.35%
TSO | - | 31 | 35 | 34 | 2025 | Winter | P, [MW] | 2 | 0 | -22.9078 | -21.9845 | -20.5824 | -20.2152 | -20.4853 | -24.249 | -30.7886 | -37.4365 | -37.2691 | -36.2595 | -33.7087 | -33.9809 | -36.0916 | -33.2238 | -32.0591 | -32.0343 | -32.2997 | -36.6667 | -36.1491 | -35.3068 | -34.0069 | -31.4524 | -29.6421 | -24.9193
TSO | - | 31 | 35 | 34 | 2025 | Winter | P, [%] | 2 | 0 | 18.62% | 17.87% | 16.73% | 16.44% | 16.65% | 19.71% | 25.03% | 30.44% | 30.3% | 29.48% | 27.41% | 27.63% | 29.34% | 27.01% | 26.06% | 26.04% | 26.26% | 29.81% | 29.39% | 28.7% | 27.65% | 25.57% | 24.1% | 20.26%
TSO | - | 31 | 34 | 35 | 2025 | Winter | Q, [MVAr] | 2 | 0 | 22.7156 | 23.0701 | 23.3144 | 23.3242 | 23.5768 | 24.0749 | 23.5959 | 20.9123 | 20.4113 | 20.9441 | 21.3606 | 21.8638 | 21.2929 | 21.6437 | 22.0863 | 22.6783 | 23.6817 | 21.7885 | 22.5734 | 22.356 | 23.4483 | 23.5247 | 23.7412 | 23.68
TSO | - | 31 | 34 | 35 | 2025 | Winter | Q, [%] | 2 | 0 | 18.47% | 18.76% | 18.95% | 18.96% | 19.17% | 19.57% | 19.18% | 17% | 16.59% | 17.03% | 17.37% | 17.78% | 17.31% | 17.6% | 17.96% | 18.44% | 19.25% | 17.71% | 18.35% | 18.18% | 19.06% | 19.13% | 19.3% | 19.25%
TSO | - | 31 | 35 | 34 | 2025 | Winter | Q, [MVAr] | 2 | 0 | -22.7978 | -23.158 | -23.4175 | -23.432 | -23.6767 | -24.1138 | -23.5352 | -20.7426 | -20.255 | -20.8036 | -21.2734 | -21.7618 | -21.1505 | -21.5611 | -22.0227 | -22.6052 | -23.5852 | -21.6249 | -22.4087 | -22.216 | -23.3205 | -23.4479 | -23.6947 | -23.7156
TSO | - | 31 | 35 | 34 | 2025 | Winter | Q, [%] | 2 | 0 | 18.53% | 18.83% | 19.04% | 19.05% | 19.25% | 19.6% | 19.13% | 16.86% | 16.47% | 16.91% | 17.3% | 17.69% | 17.2% | 17.53% | 17.9% | 18.38% | 19.17% | 17.58% | 18.22% | 18.06% | 18.96% | 19.06% | 19.26% | 19.28%
TSO | - | 31 | 34 | 35 | 2025 | Winter | S, [MVA] | 2 | 0 | 32.3333 | 31.9365 | 31.1628 | 30.9268 | 31.2962 | 34.2517 | 38.906 | 43.0366 | 42.6451 | 42.0203 | 40.0365 | 40.5397 | 42.0507 | 39.7793 | 39.0512 | 39.3709 | 40.1766 | 42.8031 | 42.7675 | 41.9322 | 41.4432 | 39.3967 | 38.0873 | 34.4599
TSO | - | 31 | 34 | 35 | 2025 | Winter | S, [%] | 2 | 0 | 26.29% | 25.96% | 25.34% | 25.14% | 25.44% | 27.85% | 31.63% | 34.99% | 34.67% | 34.16% | 32.55% | 32.96% | 34.19% | 32.34% | 31.75% | 32.01% | 32.66% | 34.8% | 34.77% | 34.09% | 33.69% | 32.03% | 30.97% | 28.02%
TSO | - | 31 | 35 | 34 | 2025 | Winter | S, [MVA] | 2 | 0 | 32.3188 | 31.9313 | 31.1772 | 30.947 | 31.3087 | 34.1978 | 38.7536 | 42.7989 | 42.4175 | 41.8036 | 39.8601 | 40.3519 | 41.8324 | 39.6069 | 38.8946 | 39.2071 | 39.9942 | 42.5685 | 42.5313 | 41.7148 | 41.2348 | 39.2308 | 37.9486 | 34.4006
TSO | - | 31 | 35 | 34 | 2025 | Winter | S, [%] | 2 | 0 | 26.28% | 25.96% | 25.35% | 25.16% | 25.45% | 27.8% | 31.51% | 34.8% | 34.49% | 33.99% | 32.41% | 32.81% | 34.01% | 32.2% | 31.62% | 31.88% | 32.52% | 34.61% | 34.58% | 33.91% | 33.52% | 31.89% | 30.85% | 27.97%
TSO | - | 32 | 35 | 36 | 2025 | Winter | P, [MW] | 2 | 0 | 3.3685 | 3.3179 | 3.1233 | 3.0623 | 3.5537 | 4.978 | 3.9341 | 8.1365 | 7.2325 | 5.6549 | 6.1864 | 4.6561 | 7.3956 | 5.3108 | 6.1871 | 6.5274 | 6.1076 | 7.5514 | 8.5602 | 8.1247 | 6.9343 | 6.5211 | 6.2695 | 3.4054
TSO | - | 32 | 35 | 36 | 2025 | Winter | P, [%] | 2 | 0 | 2.739% | 2.698% | 2.539% | 2.49% | 2.889% | 4.047% | 3.198% | 6.615% | 5.88% | 4.597% | 5.03% | 3.785% | 6.013% | 4.318% | 5.03% | 5.307% | 4.966% | 6.139% | 6.959% | 6.605% | 5.638% | 5.302% | 5.097% | 2.769%
TSO | - | 32 | 36 | 35 | 2025 | Winter | P, [MW] | 2 | 0 | -3.3339 | -3.2848 | -3.0894 | -3.0283 | -3.5186 | -4.9403 | -3.892 | -8.0934 | -7.1915 | -5.6096 | -6.1419 | -4.609 | -7.3469 | -5.2629 | -6.1407 | -6.4814 | -6.0592 | -7.5088 | -8.5132 | -8.0802 | -6.8902 | -6.4769 | -6.2285 | -3.3667
TSO | - | 32 | 36 | 35 | 2025 | Winter | P, [%] | 2 | 0 | 2.711% | 2.671% | 2.512% | 2.462% | 2.861% | 4.017% | 3.164% | 6.58% | 5.847% | 4.561% | 4.993% | 3.747% | 5.973% | 4.279% | 4.992% | 5.269% | 4.926% | 6.105% | 6.921% | 6.569% | 5.602% | 5.266% | 5.064% | 2.737%
TSO | - | 32 | 35 | 36 | 2025 | Winter | Q, [MVAr] | 2 | 0 | 19.3487 | 18.9048 | 19.1643 | 19.179 | 19.4236 | 19.8608 | 21.4293 | 20.5164 | 20.2974 | 21.9158 | 21.5841 | 22.608 | 22.2654 | 22.6755 | 22.0652 | 21.8298 | 22.5344 | 20.5786 | 21.3578 | 20.8967 | 21.1962 | 21.3236 | 20.4984 | 20.5194
TSO | - | 32 | 35 | 36 | 2025 | Winter | Q, [%] | 2 | 0 | 15.73% | 15.37% | 15.58% | 15.59% | 15.79% | 16.15% | 17.42% | 16.68% | 16.5% | 17.82% | 17.55% | 18.38% | 18.1% | 18.44% | 17.94% | 17.75% | 18.32% | 16.73% | 17.36% | 16.99% | 17.23% | 17.34% | 16.67% | 16.68%
TSO | - | 32 | 36 | 35 | 2025 | Winter | Q, [MVAr] | 2 | 0 | -19.6035 | -19.1633 | -19.4197 | -19.4342 | -19.6745 | -20.1037 | -21.6612 | -20.7447 | -20.5342 | -22.137 | -21.8084 | -22.8222 | -22.4742 | -22.8867 | -22.2821 | -22.0477 | -22.7425 | -20.8087 | -21.5714 | -21.1198 | -21.4202 | -21.5464 | -20.7315 | -20.7591
TSO | - | 32 | 36 | 35 | 2025 | Winter | Q, [%] | 2 | 0 | 15.94% | 15.58% | 15.79% | 15.8% | 16% | 16.34% | 17.61% | 16.87% | 16.69% | 18% | 17.73% | 18.55% | 18.27% | 18.61% | 18.12% | 17.92% | 18.49% | 16.92% | 17.54% | 17.17% | 17.41% | 17.52% | 16.85% | 16.88%
TSO | - | 32 | 35 | 36 | 2025 | Winter | S, [MVA] | 2 | 0 | 19.6397 | 19.1937 | 19.4172 | 19.4219 | 19.746 | 20.4751 | 21.7874 | 22.0709 | 21.5475 | 22.6336 | 22.4531 | 23.0824 | 23.4615 | 23.2891 | 22.9162 | 22.7848 | 23.3475 | 21.9204 | 23.0094 | 22.4206 | 22.3016 | 22.2985 | 21.4358 | 20.8001
TSO | - | 32 | 35 | 36 | 2025 | Winter | S, [%] | 2 | 0 | 15.97% | 15.6% | 15.79% | 15.79% | 16.05% | 16.65% | 17.71% | 17.94% | 17.52% | 18.4% | 18.25% | 18.77% | 19.07% | 18.93% | 18.63% | 18.52% | 18.98% | 17.82% | 18.71% | 18.23% | 18.13% | 18.13% | 17.43% | 16.91%
TSO | - | 32 | 36 | 35 | 2025 | Winter | S, [MVA] | 2 | 0 | 19.885 | 19.4427 | 19.6639 | 19.6687 | 19.9867 | 20.7018 | 22.008 | 22.2676 | 21.7571 | 22.8367 | 22.6567 | 23.283 | 23.6446 | 23.484 | 23.1128 | 22.9807 | 23.5358 | 22.122 | 23.1906 | 22.6127 | 22.5011 | 22.4989 | 21.6469 | 21.0303
TSO | - | 32 | 36 | 35 | 2025 | Winter | S, [%] | 2 | 0 | 16.17% | 15.81% | 15.99% | 15.99% | 16.25% | 16.83% | 17.89% | 18.1% | 17.69% | 18.57% | 18.42% | 18.93% | 19.22% | 19.09% | 18.79% | 18.68% | 19.13% | 17.99% | 18.85% | 18.38% | 18.29% | 18.29% | 17.6% | 17.1%
TSO | - | 33 | 42 | 72 | 2025 | Winter | P, [MW] | 2 | 0 | -16.5552 | -13.8961 | -11.7181 | -11.688 | -11.5744 | -19.1377 | -35.478 | -35.2807 | -33.8576 | -29.9882 | -31.3744 | -34.7362 | -30.9607 | -31.7317 | -28.3255 | -24.6715 | -22.7856 | -32.3624 | -29.4856 | -29.0699 | -27.1383 | -23.9311 | -22.9353 | -20.2412
TSO | - | 33 | 42 | 72 | 2025 | Winter | P, [%] | 2 | 0 | 18.39% | 15.44% | 13.02% | 12.99% | 12.86% | 21.26% | 39.42% | 39.2% | 37.62% | 33.32% | 34.86% | 38.6% | 34.4% | 35.26% | 31.47% | 27.41% | 25.32% | 35.96% | 32.76% | 32.3% | 30.15% | 26.59% | 25.48% | 22.49%
TSO | - | 33 | 72 | 42 | 2025 | Winter | P, [MW] | 2 | 0 | 16.8307 | 14.1823 | 11.994 | 11.9609 | 11.8545 | 19.5097 | 36.1539 | 35.8909 | 34.3841 | 30.4347 | 31.8532 | 35.343 | 31.4511 | 32.2616 | 28.7675 | 25.0472 | 23.1518 | 32.8857 | 29.9524 | 29.5144 | 27.5556 | 24.2998 | 23.3103 | 20.6029
TSO | - | 33 | 72 | 42 | 2025 | Winter | P, [%] | 2 | 0 | 18.7% | 15.76% | 13.33% | 13.29% | 13.17% | 21.68% | 40.17% | 39.88% | 38.2% | 33.82% | 35.39% | 39.27% | 34.95% | 35.85% | 31.96% | 27.83% | 25.72% | 36.54% | 33.28% | 32.79% | 30.62% | 27% | 25.9% | 22.89%
TSO | - | 33 | 42 | 72 | 2025 | Winter | Q, [MVAr] | 2 | 0 | 17.9282 | 20.3881 | 21.1228 | 20.9944 | 21.3731 | 20.6611 | 16.2812 | 12.2 | 8.8417 | 10.8766 | 10.9418 | 13.3591 | 12.3973 | 13.8171 | 13.8799 | 15.1257 | 16.8668 | 12.2571 | 13.4792 | 12.6572 | 13.9866 | 15.4723 | 17.0979 | 19.2274
TSO | - | 33 | 42 | 72 | 2025 | Winter | Q, [%] | 2 | 0 | 19.92% | 22.65% | 23.47% | 23.33% | 23.75% | 22.96% | 18.09% | 13.56% | 9.824% | 12.09% | 12.16% | 14.84% | 13.77% | 15.35% | 15.42% | 16.81% | 18.74% | 13.62% | 14.98% | 14.06% | 15.54% | 17.19% | 19% | 21.36%
TSO | - | 33 | 72 | 42 | 2025 | Winter | Q, [MVAr] | 2 | 0 | -18.2931 | -20.7135 | -21.4655 | -21.3447 | -21.7038 | -20.7941 | -15.795 | -11.874 | -8.7206 | -10.911 | -10.9167 | -13.0398 | -12.3297 | -13.6579 | -13.9116 | -15.2953 | -17.042 | -12.1256 | -13.4558 | -12.6882 | -14.0653 | -15.645 | -17.2477 | -19.3938
TSO | - | 33 | 72 | 42 | 2025 | Winter | Q, [%] | 2 | 0 | 20.33% | 23.02% | 23.85% | 23.72% | 24.12% | 23.1% | 17.55% | 13.19% | 9.69% | 12.12% | 12.13% | 14.49% | 13.7% | 15.18% | 15.46% | 16.99% | 18.94% | 13.47% | 14.95% | 14.1% | 15.63% | 17.38% | 19.16% | 21.55%
TSO | - | 33 | 42 | 72 | 2025 | Winter | S, [MVA] | 2 | 0 | 24.4027 | 24.6734 | 24.1554 | 24.0287 | 24.3059 | 28.1626 | 39.0355 | 37.3305 | 34.993 | 31.8997 | 33.2276 | 37.2165 | 33.3506 | 34.6095 | 31.5434 | 28.9391 | 28.3492 | 34.6058 | 32.4205 | 31.7059 | 30.5305 | 28.4972 | 28.6071 | 27.9177
TSO | - | 33 | 42 | 72 | 2025 | Winter | S, [%] | 2 | 0 | 27.11% | 27.41% | 26.84% | 26.7% | 27.01% | 31.29% | 43.37% | 41.48% | 38.88% | 35.44% | 36.92% | 41.35% | 37.06% | 38.45% | 35.05% | 32.15% | 31.5% | 38.45% | 36.02% | 35.23% | 33.92% | 31.66% | 31.79% | 31.02%
TSO | - | 33 | 72 | 42 | 2025 | Winter | S, [MVA] | 2 | 0 | 24.8578 | 25.1035 | 24.5891 | 24.4675 | 24.7302 | 28.5135 | 39.4536 | 37.8041 | 35.4727 | 32.3314 | 33.672 | 37.6718 | 33.7815 | 35.0335 | 31.9547 | 29.348 | 28.7478 | 35.0499 | 32.836 | 32.1262 | 30.9378 | 28.9007 | 28.9975 | 28.2949
TSO | - | 33 | 72 | 42 | 2025 | Winter | S, [%] | 2 | 0 | 27.62% | 27.89% | 27.32% | 27.19% | 27.48% | 31.68% | 43.84% | 42% | 39.41% | 35.92% | 37.41% | 41.86% | 37.54% | 38.93% | 35.51% | 32.61% | 31.94% | 38.94% | 36.48% | 35.7% | 34.38% | 32.11% | 32.22% | 31.44%
TSO | - | 34 | 72 | 103 | 2025 | Winter | P, [MW] | 2 | 0 | -1.0754 | -2.1046 | -2.1492 | -3.0354 | -2.2722 | -2.9052 | 0.72157 | 1.1018 | 4.1459 | 6.0346 | 5.0839 | 5.047 | 3.9261 | 3.7444 | 3.6717 | 1.1945 | -0.31612 | 1.7689 | 2.0776 | 1.2565 | -1.1627 | -1.0007 | -2.0341 | -2.308
TSO | - | 34 | 72 | 103 | 2025 | Winter | P, [%] | 2 | 0 | 0.4372% | 0.8555% | 0.8737% | 1.234% | 0.9237% | 1.181% | 0.2933% | 0.4479% | 1.685% | 2.453% | 2.067% | 2.052% | 1.596% | 1.522% | 1.493% | 0.4856% | 0.1285% | 0.7191% | 0.8446% | 0.5108% | 0.4726% | 0.4068% | 0.8269% | 0.9382%
TSO | - | 34 | 103 | 72 | 2025 | Winter | P, [MW] | 2 | 0 | 1.1124 | 2.1532 | 2.2012 | 3.0892 | 2.3274 | 2.9568 | -0.69973 | -1.0938 | -4.1415 | -6.0261 | -5.0761 | -5.0352 | -3.9162 | -3.7321 | -3.6571 | -1.1773 | 0.34009 | -1.7638 | -2.0717 | -1.2514 | 1.1705 | 1.0135 | 2.0557 | 2.3394
TSO | - | 34 | 103 | 72 | 2025 | Winter | P, [%] | 2 | 0 | 0.4522% | 0.8753% | 0.8948% | 1.256% | 0.9461% | 1.202% | 0.2844% | 0.4446% | 1.684% | 2.45% | 2.063% | 2.047% | 1.592% | 1.517% | 1.487% | 0.4786% | 0.1382% | 0.717% | 0.8421% | 0.5087% | 0.4758% | 0.412% | 0.8356% | 0.951%
TSO | - | 34 | 72 | 103 | 2025 | Winter | Q, [MVAr] | 2 | 0 | -19.4158 | -21.8432 | -22.4853 | -22.7803 | -23.1032 | -22.3873 | -15.4436 | -9.7089 | -6.1312 | -7.7472 | -8.1258 | -10.4173 | -9.9106 | -11.1856 | -12.186 | -13.673 | -15.9096 | -7.7556 | -8.1589 | -7.7452 | -9.442 | -11.8064 | -14.9285 | -17.7419
TSO | - | 34 | 72 | 103 | 2025 | Winter | Q, [%] | 2 | 0 | 7.893% | 8.879% | 9.14% | 9.26% | 9.392% | 9.101% | 6.278% | 3.947% | 2.492% | 3.149% | 3.303% | 4.235% | 4.029% | 4.547% | 4.954% | 5.558% | 6.467% | 3.153% | 3.317% | 3.148% | 3.838% | 4.799% | 6.068% | 7.212%
TSO | - | 34 | 103 | 72 | 2025 | Winter | Q, [MVAr] | 2 | 0 | 18.1296 | 20.6248 | 21.2885 | 21.5884 | 21.922 | 21.1797 | 14.0419 | 8.2345 | 4.6139 | 6.2799 | 6.6378 | 8.9596 | 8.456 | 9.7463 | 10.7614 | 12.2736 | 14.5585 | 6.271 | 6.705 | 6.28 | 8.0065 | 10.4107 | 13.5781 | 16.4476
TSO | - | 34 | 103 | 72 | 2025 | Winter | Q, [%] | 2 | 0 | 7.37% | 8.384% | 8.654% | 8.776% | 8.911% | 8.61% | 5.708% | 3.347% | 1.876% | 2.553% | 2.698% | 3.642% | 3.437% | 3.962% | 4.375% | 4.989% | 5.918% | 2.549% | 2.726% | 2.553% | 3.255% | 4.232% | 5.52% | 6.686%
TSO | - | 34 | 72 | 103 | 2025 | Winter | S, [MVA] | 2 | 0 | 19.4456 | 21.9444 | 22.5878 | 22.9817 | 23.2147 | 22.5751 | 15.4604 | 9.7712 | 7.4014 | 9.8202 | 9.5852 | 11.5755 | 10.6599 | 11.7957 | 12.7271 | 13.7251 | 15.9127 | 7.9548 | 8.4193 | 7.8465 | 9.5133 | 11.8487 | 15.0665 | 17.8914
TSO | - | 34 | 72 | 103 | 2025 | Winter | S, [%] | 2 | 0 | 7.905% | 8.92% | 9.182% | 9.342% | 9.437% | 9.177% | 6.285% | 3.972% | 3.009% | 3.992% | 3.896% | 4.705% | 4.333% | 4.795% | 5.174% | 5.579% | 6.469% | 3.234% | 3.422% | 3.19% | 3.867% | 4.817% | 6.125% | 7.273%
TSO | - | 34 | 103 | 72 | 2025 | Winter | S, [MVA] | 2 | 0 | 18.1637 | 20.7369 | 21.402 | 21.8083 | 22.0452 | 21.3851 | 14.0593 | 8.3068 | 6.2 | 8.7036 | 8.3563 | 10.2775 | 9.3188 | 10.4364 | 11.3658 | 12.33 | 14.5625 | 6.5143 | 7.0177 | 6.4035 | 8.0916 | 10.4599 | 13.7328 | 16.6131
TSO | - | 34 | 103 | 72 | 2025 | Winter | S, [%] | 2 | 0 | 7.384% | 8.43% | 8.7% | 8.865% | 8.961% | 8.693% | 5.715% | 3.377% | 2.52% | 3.538% | 3.397% | 4.178% | 3.788% | 4.242% | 4.62% | 5.012% | 5.92% | 2.648% | 2.853% | 2.603% | 3.289% | 4.252% | 5.582% | 6.753%
TSO | - | 36 | 1 | 2 | 2025 | Winter | P, [MW] | 2 | 0 | 21.6276 | 20.4904 | 19.2414 | 18.9722 | 18.6635 | 19.9458 | 23.8684 | 26.2936 | 28.5486 | 29.0574 | 28.0775 | 28.2983 | 28.5066 | 28.5732 | 27.0822 | 26.3188 | 26.8357 | 30.3832 | 29.7112 | 28.8712 | 28.677 | 26.5981 | 25.2191 | 23.5969
TSO | - | 36 | 1 | 2 | 2025 | Winter | P, [%] | 2 | 0 | 54.07% | 51.23% | 48.1% | 47.43% | 46.66% | 49.86% | 59.67% | 65.73% | 71.37% | 72.64% | 70.19% | 70.75% | 71.27% | 71.43% | 67.71% | 65.8% | 67.09% | 75.96% | 74.28% | 72.18% | 71.69% | 66.5% | 63.05% | 58.99%
TSO | - | 36 | 2 | 1 | 2025 | Winter | P, [MW] | 2 | 0 | -21.5743 | -20.4421 | -19.1985 | -18.9305 | -18.6229 | -19.9001 | -23.8043 | -26.2168 | -28.4582 | -28.9638 | -27.9901 | -28.2095 | -28.4165 | -28.4826 | -27.0007 | -26.2416 | -26.7555 | -30.2809 | -29.6133 | -28.7787 | -28.5856 | -26.5192 | -25.1477 | -23.5341
TSO | - | 36 | 2 | 1 | 2025 | Winter | P, [%] | 2 | 0 | 53.94% | 51.11% | 48% | 47.33% | 46.56% | 49.75% | 59.51% | 65.54% | 71.15% | 72.41% | 69.98% | 70.52% | 71.04% | 71.21% | 67.5% | 65.6% | 66.89% | 75.7% | 74.03% | 71.95% | 71.46% | 66.3% | 62.87% | 58.84%
TSO | - | 36 | 1 | 2 | 2025 | Winter | Q, [MVAr] | 2 | 0 | -1.8877 | -2.3399 | -2.7866 | -2.7912 | -2.9676 | -2.3577 | -0.86432 | 1.143 | 2.3486 | 2.7285 | 2.1266 | 2.2911 | 2.1973 | 2.2058 | 1.1988 | 0.53131 | 0.81436 | 2.5047 | 2.1304 | 1.7703 | 1.1802 | 0.3507 | -0.55433 | -1.144
TSO | - | 36 | 1 | 2 | 2025 | Winter | Q, [%] | 2 | 0 | 4.719% | 5.85% | 6.966% | 6.978% | 7.419% | 5.894% | 2.161% | 2.858% | 5.872% | 6.821% | 5.316% | 5.728% | 5.493% | 5.514% | 2.997% | 1.328% | 2.036% | 6.262% | 5.326% | 4.426% | 2.951% | 0.8768% | 1.386% | 2.86%
TSO | - | 36 | 2 | 1 | 2025 | Winter | Q, [MVAr] | 2 | 0 | 3.4681 | 3.7701 | 4.0611 | 4.0311 | 4.1731 | 3.7141 | 2.7651 | 1.1361 | 0.33211 | 0.048087 | 0.46711 | 0.34309 | 0.4761 | 0.48009 | 1.2191 | 1.7581 | 1.5631 | 0.53109 | 0.77408 | 0.97408 | 1.5321 | 1.9901 | 2.6711 | 3.0071
TSO | - | 36 | 2 | 1 | 2025 | Winter | Q, [%] | 2 | 0 | 8.67% | 9.425% | 10.15% | 10.08% | 10.43% | 9.285% | 6.913% | 2.84% | 0.8303% | 0.1202% | 1.168% | 0.8577% | 1.19% | 1.2% | 3.048% | 4.395% | 3.908% | 1.328% | 1.935% | 2.435% | 3.83% | 4.975% | 6.678% | 7.518%
TSO | - | 36 | 1 | 2 | 2025 | Winter | S, [MVA] | 2 | 0 | 21.7098 | 20.6235 | 19.4422 | 19.1765 | 18.898 | 20.0847 | 23.884 | 26.3184 | 28.645 | 29.1852 | 28.1579 | 28.3909 | 28.5911 | 28.6582 | 27.1088 | 26.3241 | 26.848 | 30.4863 | 29.7875 | 28.9255 | 28.7013 | 26.6004 | 25.2252 | 23.6246
TSO | - | 36 | 1 | 2 | 2025 | Winter | S, [%] | 2 | 0 | 54.27% | 51.56% | 48.61% | 47.94% | 47.24% | 50.21% | 59.71% | 65.8% | 71.61% | 72.96% | 70.39% | 70.98% | 71.48% | 71.65% | 67.77% | 65.81% | 67.12% | 76.22% | 74.47% | 72.31% | 71.75% | 66.5% | 63.06% | 59.06%
TSO | - | 36 | 2 | 1 | 2025 | Winter | S, [MVA] | 2 | 0 | 21.8513 | 20.7869 | 19.6233 | 19.3549 | 19.0847 | 20.2437 | 23.9644 | 26.2414 | 28.4601 | 28.9638 | 27.994 | 28.2116 | 28.4204 | 28.4867 | 27.0282 | 26.3004 | 26.8012 | 30.2856 | 29.6234 | 28.7952 | 28.6266 | 26.5937 | 25.2892 | 23.7255
TSO | - | 36 | 2 | 1 | 2025 | Winter | S, [%] | 2 | 0 | 54.63% | 51.97% | 49.06% | 48.39% | 47.71% | 50.61% | 59.91% | 65.6% | 71.15% | 72.41% | 69.98% | 70.53% | 71.05% | 71.22% | 67.57% | 65.75% | 67% | 75.71% | 74.06% | 71.99% | 71.57% | 66.48% | 63.22% | 59.31%
TSO | - | 38 | 8 | 72 | 2025 | Winter | P, [MW] | 2 | 0 | 52.1857 | 39.7117 | 35.7728 | 34.8947 | 35.4063 | 42.6011 | 68.9938 | 80.214 | 86.3906 | 88.3579 | 84.0946 | 82.1882 | 79.4968 | 81.7765 | 76.8165 | 71.2847 | 68.575 | 89.9647 | 85.0192 | 85.0654 | 81.1237 | 74.5175 | 67.8057 | 61.3801
TSO | - | 38 | 8 | 72 | 2025 | Winter | P, [%] | 2 | 0 | 17.4% | 13.24% | 11.92% | 11.63% | 11.8% | 14.2% | 23% | 26.74% | 28.8% | 29.45% | 28.03% | 27.4% | 26.5% | 27.26% | 25.61% | 23.76% | 22.86% | 29.99% | 28.34% | 28.36% | 27.04% | 24.84% | 22.6% | 20.46%
TSO | - | 38 | 72 | 8 | 2025 | Winter | P, [MW] | 2 | 0 | -52.1557 | -39.6872 | -35.7497 | -34.8717 | -35.3827 | -42.5741 | -68.9494 | -80.1603 | -86.3321 | -88.2945 | -84.0387 | -82.1326 | -79.444 | -81.7203 | -76.7665 | -71.2399 | -68.5303 | -89.8986 | -84.9585 | -85.0053 | -81.0668 | -74.4673 | -67.762 | -61.3401
TSO | - | 38 | 72 | 8 | 2025 | Winter | P, [%] | 2 | 0 | 17.39% | 13.23% | 11.92% | 11.62% | 11.79% | 14.19% | 22.98% | 26.72% | 28.78% | 29.43% | 28.01% | 27.38% | 26.48% | 27.24% | 25.59% | 23.75% | 22.84% | 29.97% | 28.32% | 28.34% | 27.02% | 24.82% | 22.59% | 20.45%
TSO | - | 38 | 8 | 72 | 2025 | Winter | Q, [MVAr] | 2 | 0 | -29.3433 | -35.6432 | -37.2007 | -37.9034 | -38.1614 | -36.3145 | -28.1449 | -21.2312 | -15.006 | -17.5255 | -13.9401 | -18.9176 | -19.6578 | -20.2671 | -19.5649 | -21.8622 | -26.7973 | -19.5288 | -20.2665 | -19.1491 | -22.5638 | -24.1443 | -25.973 | -31.061
TSO | - | 38 | 8 | 72 | 2025 | Winter | Q, [%] | 2 | 0 | 9.781% | 11.88% | 12.4% | 12.63% | 12.72% | 12.1% | 9.382% | 7.077% | 5.002% | 5.842% | 4.647% | 6.306% | 6.553% | 6.756% | 6.522% | 7.287% | 8.932% | 6.51% | 6.756% | 6.383% | 7.521% | 8.048% | 8.658% | 10.35%
TSO | - | 38 | 72 | 8 | 2025 | Winter | Q, [MVAr] | 2 | 0 | 30.6196 | 36.6836 | 38.1825 | 38.8813 | 39.1645 | 37.4606 | 30.0317 | 23.5164 | 17.4926 | 20.2192 | 16.3172 | 21.2802 | 21.901 | 22.6547 | 21.6882 | 23.7662 | 28.6949 | 22.3363 | 22.8472 | 21.7012 | 24.9847 | 26.2767 | 27.8293 | 32.7616
TSO | - | 38 | 72 | 8 | 2025 | Winter | Q, [%] | 2 | 0 | 10.21% | 12.23% | 12.73% | 12.96% | 13.05% | 12.49% | 10.01% | 7.839% | 5.831% | 6.74% | 5.439% | 7.093% | 7.3% | 7.552% | 7.229% | 7.922% | 9.565% | 7.445% | 7.616% | 7.234% | 8.328% | 8.759% | 9.276% | 10.92%
TSO | - | 38 | 8 | 72 | 2025 | Winter | S, [MVA] | 2 | 0 | 59.8696 | 53.3615 | 51.6099 | 51.52 | 52.0567 | 55.9785 | 74.5137 | 82.9762 | 87.6841 | 90.0792 | 85.2422 | 84.3373 | 81.8912 | 84.2506 | 79.2689 | 74.5618 | 73.6249 | 92.0598 | 87.4013 | 87.1941 | 84.2032 | 78.3313 | 72.6099 | 68.7917
TSO | - | 38 | 8 | 72 | 2025 | Winter | S, [%] | 2 | 0 | 19.96% | 17.79% | 17.2% | 17.17% | 17.35% | 18.66% | 24.84% | 27.66% | 29.23% | 30.03% | 28.41% | 28.11% | 27.3% | 28.08% | 26.42% | 24.85% | 24.54% | 30.69% | 29.13% | 29.06% | 28.07% | 26.11% | 24.2% | 22.93%
TSO | - | 38 | 72 | 8 | 2025 | Winter | S, [MVA] | 2 | 0 | 60.4795 | 54.044 | 52.3062 | 52.2283 | 52.7806 | 56.7085 | 75.2059 | 83.5385 | 88.0864 | 90.58 | 85.6081 | 84.8446 | 82.4076 | 84.8024 | 79.7714 | 75.0996 | 74.2954 | 92.6319 | 87.9769 | 87.7317 | 84.8295 | 78.9673 | 73.254 | 69.5408
TSO | - | 38 | 72 | 8 | 2025 | Winter | S, [%] | 2 | 0 | 20.16% | 18.01% | 17.44% | 17.41% | 17.59% | 18.9% | 25.07% | 27.85% | 29.36% | 30.19% | 28.54% | 28.28% | 27.47% | 28.27% | 26.59% | 25.03% | 24.77% | 30.88% | 29.33% | 29.24% | 28.28% | 26.32% | 24.42% | 23.18%
TSO | - | 41 | 11 | 12 | 2025 | Winter | P, [MW] | 2 | 0 | 190.0738 | 169.7851 | 158.9287 | 154.1788 | 147.7157 | 162.7105 | 225.9364 | 247.1129 | 266.6078 | 266.0486 | 276.7517 | 284.3836 | 273.435 | 275.1784 | 258.2142 | 247.6355 | 249.6118 | 301.6142 | 293.8659 | 291.2254 | 291.1215 | 271.2282 | 254.4803 | 225.9486
TSO | - | 41 | 11 | 12 | 2025 | Winter | P, [%] | 2 | 0 | 31.68% | 28.3% | 26.49% | 25.7% | 24.62% | 27.12% | 37.66% | 41.19% | 44.43% | 44.34% | 46.13% | 47.4% | 45.57% | 45.86% | 43.04% | 41.27% | 41.6% | 50.27% | 48.98% | 48.54% | 48.52% | 45.2% | 42.41% | 37.66%
TSO | - | 41 | 12 | 11 | 2025 | Winter | P, [MW] | 2 | 0 | -189.9437 | -169.677 | -158.8332 | -154.0883 | -147.6319 | -162.611 | -225.7644 | -246.9118 | -266.3788 | -265.8144 | -276.501 | -284.1159 | -273.1854 | -274.9249 | -257.9898 | -247.4273 | -249.3964 | -301.3133 | -293.5745 | -290.9406 | -290.8341 | -270.9752 | -254.255 | -225.7677
TSO | - | 41 | 12 | 11 | 2025 | Winter | P, [%] | 2 | 0 | 31.66% | 28.28% | 26.47% | 25.68% | 24.61% | 27.1% | 37.63% | 41.15% | 44.4% | 44.3% | 46.08% | 47.35% | 45.53% | 45.82% | 43% | 41.24% | 41.57% | 50.22% | 48.93% | 48.49% | 48.47% | 45.16% | 42.38% | 37.63%
TSO | - | 41 | 11 | 12 | 2025 | Winter | Q, [MVAr] | 2 | 0 | -23.1181 | -29.8245 | -28.9418 | -30.5652 | -31.2816 | -29.4778 | -5.255 | 12.5011 | 20.8896 | 28.0213 | 32.8119 | 32.4698 | 35.1332 | 30.0596 | 27.4788 | 16.997 | 15.4652 | 40.669 | 41.0134 | 41.9237 | 32.3576 | 18.7625 | 9.4032 | 1.7313
TSO | - | 41 | 11 | 12 | 2025 | Winter | Q, [%] | 2 | 0 | 3.853% | 4.971% | 4.824% | 5.094% | 5.214% | 4.913% | 0.8758% | 2.084% | 3.482% | 4.67% | 5.469% | 5.412% | 5.856% | 5.01% | 4.58% | 2.833% | 2.578% | 6.778% | 6.836% | 6.987% | 5.393% | 3.127% | 1.567% | 0.2885%
TSO | - | 41 | 12 | 11 | 2025 | Winter | Q, [MVAr] | 2 | 0 | 30.8963 | 36.2823 | 34.6536 | 35.9709 | 36.2936 | 35.4219 | 15.5382 | -0.48594 | -7.1967 | -14.0206 | -17.8253 | -16.4668 | -20.2084 | -14.9073 | -14.0681 | -4.5503 | -2.5869 | -22.6835 | -23.5984 | -24.9001 | -15.177 | -3.6419 | 4.065 | 9.0814
TSO | - | 41 | 12 | 11 | 2025 | Winter | Q, [%] | 2 | 0 | 5.149% | 6.047% | 5.776% | 5.995% | 6.049% | 5.904% | 2.59% | 0.08099% | 1.199% | 2.337% | 2.971% | 2.744% | 3.368% | 2.485% | 2.345% | 0.7584% | 0.4311% | 3.781% | 3.933% | 4.15% | 2.53% | 0.607% | 0.6775% | 1.514%
TSO | - | 41 | 11 | 12 | 2025 | Winter | S, [MVA] | 2 | 0 | 191.4746 | 172.3847 | 161.5425 | 157.1793 | 150.9917 | 165.3591 | 225.9975 | 247.4289 | 267.425 | 267.5202 | 278.6901 | 286.2312 | 275.6829 | 276.8153 | 259.6722 | 248.2182 | 250.0905 | 304.3437 | 296.7141 | 294.2275 | 292.9143 | 271.8764 | 254.654 | 225.9552
TSO | - | 41 | 11 | 12 | 2025 | Winter | S, [%] | 2 | 0 | 31.91% | 28.73% | 26.92% | 26.2% | 25.17% | 27.56% | 37.67% | 41.24% | 44.57% | 44.59% | 46.45% | 47.71% | 45.95% | 46.14% | 43.28% | 41.37% | 41.68% | 50.72% | 49.45% | 49.04% | 48.82% | 45.31% | 42.44% | 37.66%
TSO | - | 41 | 12 | 11 | 2025 | Winter | S, [MVA] | 2 | 0 | 192.4401 | 173.5128 | 162.5695 | 158.2312 | 152.0276 | 166.4243 | 226.2985 | 246.9123 | 266.476 | 266.1839 | 277.075 | 284.5927 | 273.9318 | 275.3288 | 258.3731 | 247.4691 | 249.4098 | 302.166 | 294.5214 | 292.0042 | 291.2298 | 270.9997 | 254.2875 | 225.9503
TSO | - | 41 | 12 | 11 | 2025 | Winter | S, [%] | 2 | 0 | 32.07% | 28.92% | 27.09% | 26.37% | 25.34% | 27.74% | 37.72% | 41.15% | 44.41% | 44.36% | 46.18% | 47.43% | 45.66% | 45.89% | 43.06% | 41.24% | 41.57% | 50.36% | 49.09% | 48.67% | 48.54% | 45.17% | 42.38% | 37.66%
TSO | - | 44 | 13 | 14 | 2025 | Winter | P, [MW] | 2 | 0 | 32.3793 | 33.508 | 32.1234 | 30.6521 | 28.8328 | 30.1281 | 37.8163 | 34.3716 | 36.8267 | 36.8558 | 42.2458 | 47.6746 | 43.6668 | 44.1075 | 41.1039 | 39.4354 | 41.1306 | 44.3645 | 44.8759 | 43.2556 | 44.593 | 42.9567 | 42.2904 | 38.0949
TSO | - | 44 | 13 | 14 | 2025 | Winter | P, [%] | 2 | 0 | 8.095% | 8.377% | 8.031% | 7.663% | 7.208% | 7.532% | 9.454% | 8.593% | 9.207% | 9.214% | 10.56% | 11.92% | 10.92% | 11.03% | 10.28% | 9.859% | 10.28% | 11.09% | 11.22% | 10.81% | 11.15% | 10.74% | 10.57% | 9.524%
TSO | - | 44 | 14 | 13 | 2025 | Winter | P, [MW] | 2 | 0 | -32.3746 | -33.5029 | -32.1188 | -30.6479 | -28.8291 | -30.124 | -37.8098 | -34.3663 | -36.8206 | -36.8497 | -42.2378 | -47.6644 | -43.6582 | -44.0988 | -41.0963 | -39.4284 | -41.1229 | -44.3556 | -44.8668 | -43.2472 | -44.5841 | -42.9484 | -42.2823 | -38.0883
TSO | - | 44 | 14 | 13 | 2025 | Winter | P, [%] | 2 | 0 | 8.094% | 8.376% | 8.03% | 7.662% | 7.207% | 7.531% | 9.452% | 8.592% | 9.205% | 9.212% | 10.56% | 11.92% | 10.91% | 11.02% | 10.27% | 9.857% | 10.28% | 11.09% | 11.22% | 10.81% | 11.15% | 10.74% | 10.57% | 9.522%
TSO | - | 44 | 13 | 14 | 2025 | Winter | Q, [MVAr] | 2 | 0 | -0.37178 | -0.38475 | -0.36884 | -0.35192 | -0.33103 | -0.34594 | -0.43438 | -0.39467 | -0.42287 | -0.42321 | -0.48511 | -0.54747 | -0.50143 | -0.5065 | -0.472 | -0.45282 | -0.47229 | -0.50943 | -0.5153 | -0.4967 | -0.51205 | -0.49326 | -0.48561 | -0.43742
TSO | - | 44 | 13 | 14 | 2025 | Winter | Q, [%] | 2 | 0 | 0.09294% | 0.09619% | 0.09221% | 0.08798% | 0.08276% | 0.08648% | 0.1086% | 0.09867% | 0.1057% | 0.1058% | 0.1213% | 0.1369% | 0.1254% | 0.1266% | 0.118% | 0.1132% | 0.1181% | 0.1274% | 0.1288% | 0.1242% | 0.128% | 0.1233% | 0.1214% | 0.1094%
TSO | - | 44 | 14 | 13 | 2025 | Winter | Q, [MVAr] | 2 | 0 | 0.78258 | 0.8247 | 0.77315 | 0.72001 | 0.65668 | 0.70154 | 0.99485 | 0.85765 | 0.95443 | 0.95561 | 1.1847 | 1.4385 | 1.2489 | 1.2691 | 1.1342 | 1.0623 | 1.1354 | 1.281 | 1.3048 | 1.2302 | 1.2916 | 1.2166 | 1.1867 | 1.0062
TSO | - | 44 | 14 | 13 | 2025 | Winter | Q, [%] | 2 | 0 | 0.1956% | 0.2062% | 0.1933% | 0.18% | 0.1642% | 0.1754% | 0.2487% | 0.2144% | 0.2386% | 0.2389% | 0.2962% | 0.3596% | 0.3122% | 0.3173% | 0.2836% | 0.2656% | 0.2838% | 0.3202% | 0.3262% | 0.3075% | 0.3229% | 0.3042% | 0.2967% | 0.2515%
TSO | - | 44 | 13 | 14 | 2025 | Winter | S, [MVA] | 2 | 0 | 32.3815 | 33.5102 | 32.1255 | 30.6541 | 28.8347 | 30.13 | 37.8188 | 34.3738 | 36.8291 | 36.8582 | 42.2486 | 47.6778 | 43.6696 | 44.1105 | 41.1066 | 39.438 | 41.1333 | 44.3674 | 44.8789 | 43.2584 | 44.5959 | 42.9595 | 42.2932 | 38.0974
TSO | - | 44 | 13 | 14 | 2025 | Winter | S, [%] | 2 | 0 | 8.095% | 8.378% | 8.031% | 7.664% | 7.209% | 7.533% | 9.455% | 8.593% | 9.207% | 9.215% | 10.56% | 11.92% | 10.92% | 11.03% | 10.28% | 9.86% | 10.28% | 11.09% | 11.22% | 10.81% | 11.15% | 10.74% | 10.57% | 9.524%
TSO | - | 44 | 14 | 13 | 2025 | Winter | S, [MVA] | 2 | 0 | 32.3841 | 33.5131 | 32.1281 | 30.6563 | 28.8365 | 30.1321 | 37.8229 | 34.377 | 36.833 | 36.8621 | 42.2544 | 47.6861 | 43.676 | 44.117 | 41.1119 | 39.4427 | 41.1386 | 44.3741 | 44.8858 | 43.2647 | 44.6028 | 42.9656 | 42.299 | 38.1016
TSO | - | 44 | 14 | 13 | 2025 | Winter | S, [%] | 2 | 0 | 8.096% | 8.378% | 8.032% | 7.664% | 7.209% | 7.533% | 9.456% | 8.594% | 9.208% | 9.216% | 10.56% | 11.92% | 10.92% | 11.03% | 10.28% | 9.861% | 10.28% | 11.09% | 11.22% | 10.82% | 11.15% | 10.74% | 10.57% | 9.525%
TSO | - | 45 | 13 | 15 | 2025 | Winter | P, [MW] | 2 | 0 | 126.1472 | 109.686 | 101.6723 | 97.6223 | 96.4031 | 106.848 | 166.4117 | 171.3803 | 187.5631 | 192.9367 | 196.8038 | 206.0135 | 190.833 | 196.6133 | 182.9949 | 168.2011 | 164.4664 | 203.328 | 194.7179 | 190.8901 | 184.4857 | 172.1303 | 161.0733 | 146.842
TSO | - | 45 | 13 | 15 | 2025 | Winter | P, [%] | 2 | 0 | 21.02% | 18.28% | 16.95% | 16.27% | 16.07% | 17.81% | 27.74% | 28.56% | 31.26% | 32.16% | 32.8% | 34.34% | 31.81% | 32.77% | 30.5% | 28.03% | 27.41% | 33.89% | 32.45% | 31.82% | 30.75% | 28.69% | 26.85% | 24.47%
TSO | - | 45 | 15 | 13 | 2025 | Winter | P, [MW] | 2 | 0 | -126.0967 | -109.6419 | -101.6318 | -97.584 | -96.3652 | -106.8057 | -166.3383 | -171.3068 | -187.4778 | -192.8445 | -196.7089 | -205.9081 | -190.7418 | -196.516 | -182.9095 | -168.1268 | -164.3929 | -203.2256 | -194.6222 | -190.7985 | -184.3982 | -172.0519 | -161.0013 | -146.7784
TSO | - | 45 | 15 | 13 | 2025 | Winter | P, [%] | 2 | 0 | 21.02% | 18.27% | 16.94% | 16.26% | 16.06% | 17.8% | 27.72% | 28.55% | 31.25% | 32.14% | 32.78% | 34.32% | 31.79% | 32.75% | 30.48% | 28.02% | 27.4% | 33.87% | 32.44% | 31.8% | 30.73% | 28.68% | 26.83% | 24.46%
TSO | - | 45 | 13 | 15 | 2025 | Winter | Q, [MVAr] | 2 | 0 | -53.99 | -63.4779 | -65.5969 | -65.8746 | -66.1032 | -63.0992 | -34.2795 | -16.1119 | -2.3365 | -2.0659 | -3.2453 | -8.5734 | -9.7368 | -11.8338 | -17.2267 | -26.0471 | -32.435 | -6.635 | -8.3011 | -9.3279 | -16.6154 | -24.108 | -36.5549 | -45.6553
TSO | - | 45 | 13 | 15 | 2025 | Winter | Q, [%] | 2 | 0 | 8.998% | 10.58% | 10.93% | 10.98% | 11.02% | 10.52% | 5.713% | 2.685% | 0.3894% | 0.3443% | 0.5409% | 1.429% | 1.623% | 1.972% | 2.871% | 4.341% | 5.406% | 1.106% | 1.384% | 1.555% | 2.769% | 4.018% | 6.092% | 7.609%
TSO | - | 45 | 15 | 13 | 2025 | Winter | Q, [MVAr] | 2 | 0 | 57.8417 | 66.8426 | 68.6882 | 68.7994 | 68.9972 | 66.3227 | 39.8809 | 21.7265 | 8.8417 | 9.1017 | 10.4849 | 16.616 | 16.6923 | 19.2606 | 23.7405 | 31.7164 | 38.0382 | 14.446 | 15.605 | 16.321 | 23.2905 | 30.0926 | 42.046 | 50.5058
TSO | - | 45 | 15 | 13 | 2025 | Winter | Q, [%] | 2 | 0 | 9.64% | 11.14% | 11.45% | 11.47% | 11.5% | 11.05% | 6.647% | 3.621% | 1.474% | 1.517% | 1.747% | 2.769% | 2.782% | 3.21% | 3.957% | 5.286% | 6.34% | 2.408% | 2.601% | 2.72% | 3.882% | 5.015% | 7.008% | 8.418%
TSO | - | 45 | 13 | 15 | 2025 | Winter | S, [MVA] | 2 | 0 | 137.2153 | 126.7299 | 120.9967 | 117.7691 | 116.8897 | 124.0887 | 169.9057 | 172.136 | 187.5777 | 192.9478 | 196.8305 | 206.1918 | 191.0812 | 196.9691 | 183.8039 | 170.206 | 167.6342 | 203.4362 | 194.8948 | 191.1179 | 185.2324 | 173.8104 | 165.1692 | 153.7758
TSO | - | 45 | 13 | 15 | 2025 | Winter | S, [%] | 2 | 0 | 22.87% | 21.12% | 20.17% | 19.63% | 19.48% | 20.68% | 28.32% | 28.69% | 31.26% | 32.16% | 32.81% | 34.37% | 31.85% | 32.83% | 30.63% | 28.37% | 27.94% | 33.91% | 32.48% | 31.85% | 30.87% | 28.97% | 27.53% | 25.63%
TSO | - | 45 | 15 | 13 | 2025 | Winter | S, [MVA] | 2 | 0 | 138.7301 | 128.4106 | 122.6666 | 119.3984 | 118.5195 | 125.7226 | 171.0523 | 172.679 | 187.6862 | 193.0592 | 196.9881 | 206.5774 | 191.4708 | 197.4576 | 184.4437 | 171.0922 | 168.7363 | 203.7384 | 195.2468 | 191.4953 | 185.8632 | 174.6637 | 166.401 | 155.2248
TSO | - | 45 | 15 | 13 | 2025 | Winter | S, [%] | 2 | 0 | 23.12% | 21.4% | 20.44% | 19.9% | 19.75% | 20.95% | 28.51% | 28.78% | 31.28% | 32.18% | 32.83% | 34.43% | 31.91% | 32.91% | 30.74% | 28.52% | 28.12% | 33.96% | 32.54% | 31.92% | 30.98% | 29.11% | 27.73% | 25.87%
TSO | - | 47 | 19 | 20 | 2025 | Winter | P, [MW] | 2 | 0 | 4.282 | 4.2978 | 4.2467 | 4.1687 | 4.5338 | 4.2127 | 4.3382 | 3.3753 | 2.89 | 2.5474 | 3.0307 | 3.4381 | 3.8022 | 4.2105 | 4.1113 | 3.6132 | 3.5902 | 3.9686 | 3.9396 | 3.794 | 3.9034 | 4.383 | 4.4432 | 4.1322
TSO | - | 47 | 19 | 20 | 2025 | Winter | P, [%] | 2 | 0 | 21.41% | 21.49% | 21.23% | 20.84% | 22.67% | 21.06% | 21.69% | 16.88% | 14.45% | 12.74% | 15.15% | 17.19% | 19.01% | 21.05% | 20.56% | 18.07% | 17.95% | 19.84% | 19.7% | 18.97% | 19.52% | 21.91% | 22.22% | 20.66%
TSO | - | 47 | 20 | 19 | 2025 | Winter | P, [MW] | 2 | 0 | -4.2768 | -4.2926 | -4.2416 | -4.1638 | -4.5281 | -4.2078 | -4.3329 | -3.3721 | -2.8877 | -2.5456 | -3.0281 | -3.4346 | -3.7979 | -4.2053 | -4.1066 | -3.6096 | -3.5866 | -3.9639 | -3.935 | -3.7897 | -3.8991 | -4.3776 | -4.4377 | -4.1274
TSO | - | 47 | 20 | 19 | 2025 | Winter | P, [%] | 2 | 0 | 21.38% | 21.46% | 21.21% | 20.82% | 22.64% | 21.04% | 21.66% | 16.86% | 14.44% | 12.73% | 15.14% | 17.17% | 18.99% | 21.03% | 20.53% | 18.05% | 17.93% | 19.82% | 19.68% | 18.95% | 19.5% | 21.89% | 22.19% | 20.64%
TSO | - | 47 | 19 | 20 | 2025 | Winter | Q, [MVAr] | 2 | 0 | -0.073087 | -0.072067 | -0.073665 | -0.076326 | -0.055848 | -0.068344 | -0.070895 | -0.10479 | -0.11869 | -0.12719 | -0.1149 | -0.66856 | -0.84511 | -0.83018 | -0.079674 | -0.097228 | -0.29251 | -0.86103 | -0.86206 | -0.86721 | -0.10921 | -0.091087 | -0.088662 | -0.10069
TSO | - | 47 | 19 | 20 | 2025 | Winter | Q, [%] | 2 | 0 | 0.3654% | 0.3603% | 0.3683% | 0.3816% | 0.2792% | 0.3417% | 0.3545% | 0.524% | 0.5934% | 0.6359% | 0.5745% | 3.343% | 4.226% | 4.151% | 0.3984% | 0.4861% | 1.463% | 4.305% | 4.31% | 4.336% | 0.5461% | 0.4554% | 0.4433% | 0.5034%
TSO | - | 47 | 20 | 19 | 2025 | Winter | Q, [MVAr] | 2 | 0 | 0.15695 | 0.15656 | 0.15617 | 0.15584 | 0.14985 | 0.14954 | 0.15697 | 0.15697 | 0.15698 | 0.15697 | 0.15699 | 0.72498 | 0.91498 | 0.91498 | 0.157 | 0.15699 | 0.35197 | 0.93698 | 0.93698 | 0.93698 | 0.17897 | 0.17897 | 0.17897 | 0.17884
TSO | - | 47 | 20 | 19 | 2025 | Winter | Q, [%] | 2 | 0 | 0.7847% | 0.7828% | 0.7808% | 0.7792% | 0.7492% | 0.7477% | 0.7848% | 0.7848% | 0.7849% | 0.7849% | 0.785% | 3.625% | 4.575% | 4.575% | 0.785% | 0.785% | 1.76% | 4.685% | 4.685% | 4.685% | 0.8948% | 0.8949% | 0.8949% | 0.8942%
TSO | - | 47 | 19 | 20 | 2025 | Winter | S, [MVA] | 2 | 0 | 4.2826 | 4.2984 | 4.2473 | 4.1694 | 4.5342 | 4.2133 | 4.3388 | 3.3769 | 2.8925 | 2.5506 | 3.0329 | 3.5025 | 3.8949 | 4.2915 | 4.1121 | 3.6145 | 3.6021 | 4.0609 | 4.0328 | 3.8918 | 3.905 | 4.3839 | 4.4441 | 4.1334
TSO | - | 47 | 19 | 20 | 2025 | Winter | S, [%] | 2 | 0 | 21.41% | 21.49% | 21.24% | 20.85% | 22.67% | 21.07% | 21.69% | 16.88% | 14.46% | 12.75% | 15.16% | 17.51% | 19.47% | 21.46% | 20.56% | 18.07% | 18.01% | 20.3% | 20.16% | 19.46% | 19.52% | 21.92% | 22.22% | 20.67%
TSO | - | 47 | 20 | 19 | 2025 | Winter | S, [MVA] | 2 | 0 | 4.2797 | 4.2955 | 4.2445 | 4.1667 | 4.5306 | 4.2104 | 4.3358 | 3.3758 | 2.8919 | 2.5504 | 3.0322 | 3.5103 | 3.9065 | 4.3037 | 4.1096 | 3.613 | 3.6038 | 4.0731 | 4.0451 | 3.9038 | 3.9033 | 4.3812 | 4.4413 | 4.1313
TSO | - | 47 | 20 | 19 | 2025 | Winter | S, [%] | 2 | 0 | 21.4% | 21.48% | 21.22% | 20.83% | 22.65% | 21.05% | 21.68% | 16.88% | 14.46% | 12.75% | 15.16% | 17.55% | 19.53% | 21.52% | 20.55% | 18.06% | 18.02% | 20.37% | 20.23% | 19.52% | 19.52% | 21.91% | 22.21% | 20.66%
TSO | - | 48 | 19 | 21 | 2025 | Winter | P, [MW] | 2 | 0 | 7.3101 | 6.9018 | 6.4311 | 6.3293 | 6.1295 | 6.6165 | 9.8521 | 11.0477 | 11.7509 | 11.8584 | 11.2659 | 11.7949 | 11.9499 | 11.9865 | 10.7537 | 10.0828 | 10.4198 | 12.4008 | 11.6104 | 11.3589 | 11.202 | 10.3286 | 9.3582 | 8.4469
TSO | - | 48 | 19 | 21 | 2025 | Winter | P, [%] | 2 | 0 | 36.55% | 34.51% | 32.16% | 31.65% | 30.65% | 33.08% | 49.26% | 55.24% | 58.75% | 59.29% | 56.33% | 58.97% | 59.75% | 59.93% | 53.77% | 50.41% | 52.1% | 62% | 58.05% | 56.79% | 56.01% | 51.64% | 46.79% | 42.23%
TSO | - | 48 | 21 | 19 | 2025 | Winter | P, [MW] | 2 | 0 | -7.2944 | -6.8877 | -6.4188 | -6.3173 | -6.1182 | -6.6035 | -9.8245 | -11.0137 | -11.7124 | -11.8192 | -11.2305 | -11.7561 | -11.91 | -11.9464 | -10.7214 | -10.0542 | -10.3893 | -12.3577 | -11.5726 | -11.3227 | -11.1668 | -10.2986 | -9.333 | -8.4263
TSO | - | 48 | 21 | 19 | 2025 | Winter | P, [%] | 2 | 0 | 36.47% | 34.44% | 32.09% | 31.59% | 30.59% | 33.02% | 49.12% | 55.07% | 58.56% | 59.1% | 56.15% | 58.78% | 59.55% | 59.73% | 53.61% | 50.27% | 51.95% | 61.79% | 57.86% | 56.61% | 55.83% | 51.49% | 46.67% | 42.13%
TSO | - | 48 | 19 | 21 | 2025 | Winter | Q, [MVAr] | 2 | 0 | -1.3761 | -1.4028 | -1.4317 | -1.4373 | -1.4432 | -1.4139 | -0.77687 | 0.30078 | 0.56512 | 0.57695 | 0.51312 | 0.56995 | 0.58708 | 0.59116 | 0.2659 | -0.38117 | -0.34893 | -0.13839 | -0.22673 | -0.25364 | -0.27011 | -0.35775 | -1.1951 | -1.2706
TSO | - | 48 | 19 | 21 | 2025 | Winter | Q, [%] | 2 | 0 | 6.881% | 7.014% | 7.158% | 7.187% | 7.216% | 7.07% | 3.884% | 1.504% | 2.826% | 2.885% | 2.566% | 2.85% | 2.935% | 2.956% | 1.329% | 1.906% | 1.745% | 0.6919% | 1.134% | 1.268% | 1.351% | 1.789% | 5.975% | 6.353%
TSO | - | 48 | 21 | 19 | 2025 | Winter | Q, [MVAr] | 2 | 0 | 1.6389 | 1.6385 | 1.638 | 1.6376 | 1.6318 | 1.6315 | 1.238 | 0.26997 | 0.079982 | 0.079973 | 0.079994 | 0.079983 | 0.079985 | 0.079983 | 0.275 | 0.85999 | 0.85997 | 0.85998 | 0.85998 | 0.85998 | 0.85997 | 0.85997 | 1.617 | 1.6168
TSO | - | 48 | 21 | 19 | 2025 | Winter | Q, [%] | 2 | 0 | 8.195% | 8.193% | 8.19% | 8.188% | 8.159% | 8.158% | 6.19% | 1.35% | 0.3999% | 0.3999% | 0.4% | 0.3999% | 0.3999% | 0.3999% | 1.375% | 4.3% | 4.3% | 4.3% | 4.3% | 4.3% | 4.3% | 4.3% | 8.085% | 8.084%
TSO | - | 48 | 19 | 21 | 2025 | Winter | S, [MVA] | 2 | 0 | 7.4385 | 7.0429 | 6.5885 | 6.4904 | 6.2971 | 6.7658 | 9.8826 | 11.0518 | 11.7645 | 11.8724 | 11.2776 | 11.8087 | 11.9643 | 12.001 | 10.757 | 10.09 | 10.4256 | 12.4016 | 11.6126 | 11.3617 | 11.2053 | 10.3348 | 9.4342 | 8.542
TSO | - | 48 | 19 | 21 | 2025 | Winter | S, [%] | 2 | 0 | 37.19% | 35.21% | 32.94% | 32.45% | 31.49% | 33.83% | 49.41% | 55.26% | 58.82% | 59.36% | 56.39% | 59.04% | 59.82% | 60.01% | 53.78% | 50.45% | 52.13% | 62.01% | 58.06% | 56.81% | 56.03% | 51.67% | 47.17% | 42.71%
TSO | - | 48 | 21 | 19 | 2025 | Winter | S, [MVA] | 2 | 0 | 7.4763 | 7.0799 | 6.6245 | 6.5261 | 6.3321 | 6.802 | 9.9022 | 11.017 | 11.7126 | 11.8194 | 11.2308 | 11.7564 | 11.9103 | 11.9467 | 10.7249 | 10.0909 | 10.4248 | 12.3876 | 11.6045 | 11.3553 | 11.1999 | 10.3345 | 9.4721 | 8.58
TSO | - | 48 | 21 | 19 | 2025 | Winter | S, [%] | 2 | 0 | 37.38% | 35.4% | 33.12% | 32.63% | 31.66% | 34.01% | 49.51% | 55.08% | 58.56% | 59.1% | 56.15% | 58.78% | 59.55% | 59.73% | 53.62% | 50.45% | 52.12% | 61.94% | 58.02% | 56.78% | 56% | 51.67% | 47.36% | 42.9%
TSO | - | 50 | 29 | 30 | 2025 | Winter | P, [MW] | 2 | 0 | 11.838 | 11.2495 | 11.0985 | 11.0371 | 10.9424 | 11.3959 | 14.6794 | 15.3515 | 15.8889 | 15.4389 | 15.3491 | 16.1582 | 16.063 | 16.3388 | 15.7242 | 15.4432 | 15.1463 | 15.8908 | 15.3032 | 14.6858 | 14.9206 | 13.8689 | 12.8542 | 12.5077
TSO | - | 50 | 29 | 30 | 2025 | Winter | P, [%] | 2 | 0 | 53.81% | 51.13% | 50.45% | 50.17% | 49.74% | 51.8% | 66.72% | 69.78% | 72.22% | 70.18% | 69.77% | 73.45% | 73.01% | 74.27% | 71.47% | 70.2% | 68.85% | 72.23% | 69.56% | 66.75% | 67.82% | 63.04% | 58.43% | 56.85%
TSO | - | 50 | 30 | 29 | 2025 | Winter | P, [MW] | 2 | 0 | -11.8078 | -11.222 | -11.0717 | -11.0106 | -10.9164 | -11.3679 | -14.6339 | -15.3017 | -15.8355 | -15.3885 | -15.2994 | -16.1029 | -16.0083 | -16.2822 | -15.672 | -15.3929 | -15.0979 | -15.8376 | -15.2538 | -14.6403 | -14.8736 | -13.8283 | -12.8189 | -12.4741
TSO | - | 50 | 30 | 29 | 2025 | Winter | P, [%] | 2 | 0 | 53.67% | 51.01% | 50.33% | 50.05% | 49.62% | 51.67% | 66.52% | 69.55% | 71.98% | 69.95% | 69.54% | 73.2% | 72.77% | 74.01% | 71.24% | 69.97% | 68.63% | 71.99% | 69.34% | 66.55% | 67.61% | 62.86% | 58.27% | 56.7%
TSO | - | 50 | 29 | 30 | 2025 | Winter | Q, [MVAr] | 2 | 0 | -1.0259 | -1.3243 | -1.3823 | -1.3705 | -1.2822 | -1.0115 | 0.69948 | 1.6125 | 2.0993 | 1.6161 | 1.7006 | 2.1882 | 2.3183 | 2.348 | 1.6086 | 1.3196 | 1.2851 | 1.4247 | 0.94659 | 0.4312 | 0.83337 | 0.28991 | -0.7252 | -0.82467
TSO | - | 50 | 29 | 30 | 2025 | Winter | Q, [%] | 2 | 0 | 4.663% | 6.02% | 6.283% | 6.23% | 5.828% | 4.598% | 3.179% | 7.329% | 9.542% | 7.346% | 7.73% | 9.947% | 10.54% | 10.67% | 7.312% | 5.998% | 5.842% | 6.476% | 4.303% | 1.96% | 3.788% | 1.318% | 3.296% | 3.749%
TSO | - | 50 | 30 | 29 | 2025 | Winter | Q, [MVAr] | 2 | 0 | 1.6499 | 1.8929 | 1.9369 | 1.9189 | 1.8199 | 1.5899 | 0.24092 | -0.58306 | -0.99407 | -0.57507 | -0.67107 | -1.0451 | -1.1871 | -1.1781 | -0.52907 | -0.27907 | -0.28408 | -0.32307 | 0.074919 | 0.51091 | 0.13792 | 0.55091 | 1.4559 | 1.5179
TSO | - | 50 | 30 | 29 | 2025 | Winter | Q, [%] | 2 | 0 | 7.5% | 8.604% | 8.804% | 8.722% | 8.272% | 7.227% | 1.095% | 2.65% | 4.519% | 2.614% | 3.05% | 4.75% | 5.396% | 5.355% | 2.405% | 1.269% | 1.291% | 1.468% | 0.3405% | 2.322% | 0.6269% | 2.504% | 6.618% | 6.9%
TSO | - | 50 | 29 | 30 | 2025 | Winter | S, [MVA] | 2 | 0 | 11.8824 | 11.3272 | 11.1842 | 11.1219 | 11.0173 | 11.4407 | 14.6961 | 15.436 | 16.027 | 15.5232 | 15.4431 | 16.3057 | 16.2295 | 16.5066 | 15.8063 | 15.4995 | 15.2007 | 15.9546 | 15.3324 | 14.6921 | 14.9439 | 13.872 | 12.8746 | 12.5348
TSO | - | 50 | 29 | 30 | 2025 | Winter | S, [%] | 2 | 0 | 54.01% | 51.49% | 50.84% | 50.55% | 50.08% | 52% | 66.8% | 70.16% | 72.85% | 70.56% | 70.2% | 74.12% | 73.77% | 75.03% | 71.85% | 70.45% | 69.09% | 72.52% | 69.69% | 66.78% | 67.93% | 63.05% | 58.52% | 56.98%
TSO | - | 50 | 30 | 29 | 2025 | Winter | S, [MVA] | 2 | 0 | 11.9225 | 11.3806 | 11.2398 | 11.1765 | 11.0671 | 11.4786 | 14.6359 | 15.3128 | 15.8667 | 15.3993 | 15.3141 | 16.1368 | 16.0523 | 16.3248 | 15.681 | 15.3955 | 15.1006 | 15.8409 | 15.254 | 14.6492 | 14.8743 | 13.8393 | 12.9013 | 12.5661
TSO | - | 50 | 30 | 29 | 2025 | Winter | S, [%] | 2 | 0 | 54.19% | 51.73% | 51.09% | 50.8% | 50.3% | 52.18% | 66.53% | 69.6% | 72.12% | 70% | 69.61% | 73.35% | 72.96% | 74.2% | 71.28% | 69.98% | 68.64% | 72% | 69.34% | 66.59% | 67.61% | 62.91% | 58.64% | 57.12%
TSO | - | 1 | 1 | 5 | 2025 | Winter | P, [MW] | 2 | 1 | 1.0148 | 1.6654 | 1.769 | 2.1155 | 2.0375 | 11.5106 | 2.2387 | 4.4715 | 0.083167 | -2.5021 | -5.3552 | -8.1865 | -4.3375 | -6.6114 | -3.6435 | -2.926 | -1.1814 | -4.3671 | -2.9622 | -1.8521 | -0.56212 | 0.78795 | 1.9037 | 0.72101
TSO | - | 1 | 1 | 5 | 2025 | Winter | P, [%] | 2 | 1 | 0.8251% | 1.354% | 1.438% | 1.72% | 1.656% | 9.358% | 1.82% | 3.635% | 0.06762% | 2.034% | 4.354% | 6.656% | 3.526% | 5.375% | 2.962% | 2.379% | 0.9605% | 3.55% | 2.408% | 1.506% | 0.457% | 0.6406% | 1.548% | 0.5862%
TSO | - | 1 | 5 | 1 | 2025 | Winter | P, [MW] | 2 | 1 | -0.93717 | -1.5728 | -1.6773 | -2.0251 | -1.9411 | -11.3672 | -2.1513 | -4.407 | -0.048085 | 2.5531 | 5.3999 | 8.2632 | 4.3975 | 6.6889 | 3.7077 | 2.9899 | 1.2539 | 4.4139 | 3.0158 | 1.9021 | 0.62188 | -0.71854 | -1.8256 | -0.63008
TSO | - | 1 | 5 | 1 | 2025 | Winter | P, [%] | 2 | 1 | 0.7619% | 1.279% | 1.364% | 1.646% | 1.578% | 9.242% | 1.749% | 3.583% | 0.03909% | 2.076% | 4.39% | 6.718% | 3.575% | 5.438% | 3.014% | 2.431% | 1.019% | 3.589% | 2.452% | 1.546% | 0.5056% | 0.5842% | 1.484% | 0.5123%
TSO | - | 1 | 1 | 5 | 2025 | Winter | Q, [MVAr] | 2 | 1 | 15.7642 | 17.1974 | 17.0947 | 16.9303 | 17.5087 | 18.4032 | 16.6994 | 13.6967 | 10.4765 | 12.4831 | 10.6837 | 13.5223 | 13.1684 | 14.3996 | 13.8857 | 14.0018 | 15.1901 | 11.3904 | 12.7112 | 12.4548 | 13.7956 | 14.8853 | 15.7207 | 17.0971
TSO | - | 1 | 1 | 5 | 2025 | Winter | Q, [%] | 2 | 1 | 12.82% | 13.98% | 13.9% | 13.76% | 14.23% | 14.96% | 13.58% | 11.14% | 8.517% | 10.15% | 8.686% | 10.99% | 10.71% | 11.71% | 11.29% | 11.38% | 12.35% | 9.26% | 10.33% | 10.13% | 11.22% | 12.1% | 12.78% | 13.9%
TSO | - | 1 | 5 | 1 | 2025 | Winter | Q, [MVAr] | 2 | 1 | -16.6371 | -18.0141 | -17.9137 | -17.7538 | -18.3101 | -19.0398 | -17.5449 | -14.6229 | -11.5131 | -13.46 | -11.6858 | -14.4093 | -14.1107 | -15.2815 | -14.8142 | -14.929 | -16.0816 | -12.382 | -13.6725 | -13.4326 | -14.7365 | -15.7882 | -16.5907 | -17.9197
TSO | - | 1 | 5 | 1 | 2025 | Winter | Q, [%] | 2 | 1 | 13.53% | 14.65% | 14.56% | 14.43% | 14.89% | 15.48% | 14.26% | 11.89% | 9.36% | 10.94% | 9.501% | 11.71% | 11.47% | 12.42% | 12.04% | 12.14% | 13.07% | 10.07% | 11.12% | 10.92% | 11.98% | 12.84% | 13.49% | 14.57%
TSO | - | 1 | 1 | 5 | 2025 | Winter | S, [MVA] | 2 | 1 | 15.7968 | 17.2779 | 17.186 | 17.0619 | 17.6268 | 21.7065 | 16.8487 | 14.4081 | 10.4768 | 12.7314 | 11.9507 | 15.8073 | 13.8643 | 15.8449 | 14.3558 | 14.3042 | 15.2359 | 12.1989 | 13.0518 | 12.5917 | 13.807 | 14.9061 | 15.8355 | 17.1122
TSO | - | 1 | 1 | 5 | 2025 | Winter | S, [%] | 2 | 1 | 12.84% | 14.05% | 13.97% | 13.87% | 14.33% | 17.65% | 13.7% | 11.71% | 8.518% | 10.35% | 9.716% | 12.85% | 11.27% | 12.88% | 11.67% | 11.63% | 12.39% | 9.918% | 10.61% | 10.24% | 11.23% | 12.12% | 12.87% | 13.91%
TSO | - | 1 | 5 | 1 | 2025 | Winter | S, [MVA] | 2 | 1 | 16.6635 | 18.0826 | 17.9921 | 17.869 | 18.4127 | 22.1749 | 17.6763 | 15.2725 | 11.5132 | 13.7 | 12.8731 | 16.6105 | 14.7801 | 16.6812 | 15.2711 | 15.2254 | 16.1304 | 13.1452 | 14.0011 | 13.5666 | 14.7496 | 15.8046 | 16.6908 | 17.9307
TSO | - | 1 | 5 | 1 | 2025 | Winter | S, [%] | 2 | 1 | 13.55% | 14.7% | 14.63% | 14.53% | 14.97% | 18.03% | 14.37% | 12.42% | 9.36% | 11.14% | 10.47% | 13.5% | 12.02% | 13.56% | 12.42% | 12.38% | 13.11% | 10.69% | 11.38% | 11.03% | 11.99% | 12.85% | 13.57% | 14.58%
TSO | - | 2 | 1 | 19 | 2025 | Winter | P, [MW] | 2 | 1 | 24.6009 | 23.3762 | 22.6582 | 22.2425 | 22.1836 | 22.4182 | 34.8503 | 35.3532 | 34.62 | 27.1732 | 34.1191 | 36.4448 | 37.0782 | 36.9857 | 33.7624 | 32.467 | 26.7733 | 35.7361 | 33.9217 | 32.7257 | 28.5465 | 27.5228 | 27.6311 | 26.0386
TSO | - | 2 | 1 | 19 | 2025 | Winter | P, [%] | 2 | 1 | 20% | 19.01% | 18.42% | 18.08% | 18.04% | 18.23% | 28.33% | 28.74% | 28.15% | 22.09% | 27.74% | 29.63% | 30.14% | 30.07% | 27.45% | 26.4% | 21.77% | 29.05% | 27.58% | 26.61% | 23.21% | 22.38% | 22.46% | 21.17%
TSO | - | 2 | 19 | 1 | 2025 | Winter | P, [MW] | 2 | 1 | -24.4791 | -23.2652 | -22.5536 | -22.1415 | -22.0826 | -22.3152 | -34.6065 | -35.1012 | -34.3728 | -27.0223 | -33.8734 | -36.176 | -36.8003 | -36.7096 | -33.5294 | -32.2522 | -26.6283 | -35.4773 | -33.6884 | -32.5091 | -28.3821 | -27.3697 | -27.477 | -25.9013
TSO | - | 2 | 19 | 1 | 2025 | Winter | P, [%] | 2 | 1 | 19.9% | 18.91% | 18.34% | 18% | 17.95% | 18.14% | 28.14% | 28.54% | 27.95% | 21.97% | 27.54% | 29.41% | 29.92% | 29.85% | 27.26% | 26.22% | 21.65% | 28.84% | 27.39% | 26.43% | 23.07% | 22.25% | 22.34% | 21.06%
TSO | - | 2 | 1 | 19 | 2025 | Winter | Q, [MVAr] | 2 | 1 | -0.32436 | -2.2269 | -2.623 | -2.693 | -3.0653 | -3.0251 | 1.7771 | 2.7739 | 6.0939 | 3.6382 | 7.7229 | 3.2709 | 2.9704 | 2.5648 | 4.4551 | 3.6792 | 1.331 | 3.6092 | 2.725 | 2.7797 | 1.7921 | 1.5657 | 0.64082 | -2.0033
TSO | - | 2 | 1 | 19 | 2025 | Winter | Q, [%] | 2 | 1 | 0.2637% | 1.81% | 2.133% | 2.189% | 2.492% | 2.459% | 1.445% | 2.255% | 4.954% | 2.958% | 6.279% | 2.659% | 2.415% | 2.085% | 3.622% | 2.991% | 1.082% | 2.934% | 2.215% | 2.26% | 1.457% | 1.273% | 0.521% | 1.629%
TSO | - | 2 | 19 | 1 | 2025 | Winter | Q, [MVAr] | 2 | 1 | -0.058967 | 1.8078 | 2.1827 | 2.2398 | 2.6125 | 2.5795 | -1.7459 | -2.7138 | -6.052 | -3.9249 | -7.6831 | -3.1516 | -2.8195 | -2.42 | -4.4584 | -3.7441 | -1.6336 | -3.525 | -2.7255 | -2.8403 | -2.0309 | -1.841 | -0.91214 | 1.6751
TSO | - | 2 | 19 | 1 | 2025 | Winter | Q, [%] | 2 | 1 | 0.04794% | 1.47% | 1.775% | 1.821% | 2.124% | 2.097% | 1.419% | 2.206% | 4.92% | 3.191% | 6.246% | 2.562% | 2.292% | 1.967% | 3.625% | 3.044% | 1.328% | 2.866% | 2.216% | 2.309% | 1.651% | 1.497% | 0.7416% | 1.362%
TSO | - | 2 | 1 | 19 | 2025 | Winter | S, [MVA] | 2 | 1 | 24.603 | 23.482 | 22.8096 | 22.4049 | 22.3943 | 22.6214 | 34.8956 | 35.4619 | 35.1522 | 27.4157 | 34.9823 | 36.5913 | 37.197 | 37.0745 | 34.0551 | 32.6748 | 26.8063 | 35.9179 | 34.0309 | 32.8435 | 28.6027 | 27.5673 | 27.6385 | 26.1156
TSO | - | 2 | 1 | 19 | 2025 | Winter | S, [%] | 2 | 1 | 20% | 19.09% | 18.54% | 18.22% | 18.21% | 18.39% | 28.37% | 28.83% | 28.58% | 22.29% | 28.44% | 29.75% | 30.24% | 30.14% | 27.69% | 26.56% | 21.79% | 29.2% | 27.67% | 26.7% | 23.25% | 22.41% | 22.47% | 21.23%
TSO | - | 2 | 19 | 1 | 2025 | Winter | S, [MVA] | 2 | 1 | 24.4792 | 23.3353 | 22.6589 | 22.2545 | 22.2366 | 22.4638 | 34.6505 | 35.2059 | 34.9015 | 27.3059 | 34.7338 | 36.313 | 36.9081 | 36.7893 | 33.8245 | 32.4688 | 26.6784 | 35.652 | 33.7985 | 32.633 | 28.4547 | 27.4315 | 27.4922 | 25.9554
TSO | - | 2 | 19 | 1 | 2025 | Winter | S, [%] | 2 | 1 | 19.9% | 18.97% | 18.42% | 18.09% | 18.08% | 18.26% | 28.17% | 28.62% | 28.38% | 22.2% | 28.24% | 29.52% | 30.01% | 29.91% | 27.5% | 26.4% | 21.69% | 28.99% | 27.48% | 26.53% | 23.13% | 22.3% | 22.35% | 21.1%
TSO | - | 3 | 1 | 29 | 2025 | Winter | P, [MW] | 2 | 1 | -24.2425 | -23.2569 | -22.479 | -22.2222 | -22.2521 | -26.6317 | -26.7346 | -32.4166 | -31.8406 | -30.3207 | -29.986 | -28.1749 | -31.6236 | -28.989 | -28.7869 | -29.2271 | -28.4965 | -31.6368 | -32.177 | -31.948 | -30.7276 | -29.9192 | -29.0817 | -25.2472
TSO | - | 3 | 1 | 29 | 2025 | Winter | P, [%] | 2 | 1 | 19.71% | 18.91% | 18.28% | 18.07% | 18.09% | 21.65% | 21.74% | 26.35% | 25.89% | 24.65% | 24.38% | 22.91% | 25.71% | 23.57% | 23.4% | 23.76% | 23.17% | 25.72% | 26.16% | 25.97% | 24.98% | 24.32% | 23.64% | 20.53%
TSO | - | 3 | 29 | 1 | 2025 | Winter | P, [MW] | 2 | 1 | 24.4074 | 23.4159 | 22.6329 | 22.3737 | 22.4057 | 26.8254 | 26.9292 | 32.6543 | 32.0678 | 30.5451 | 30.207 | 28.3849 | 31.8637 | 29.2071 | 29.0002 | 29.4457 | 28.7143 | 31.8706 | 32.4248 | 32.1907 | 30.9606 | 30.148 | 29.3016 | 25.4313
TSO | - | 3 | 29 | 1 | 2025 | Winter | P, [%] | 2 | 1 | 19.84% | 19.04% | 18.4% | 18.19% | 18.22% | 21.81% | 21.89% | 26.55% | 26.07% | 24.83% | 24.56% | 23.08% | 25.91% | 23.75% | 23.58% | 23.94% | 23.34% | 25.91% | 26.36% | 26.17% | 25.17% | 24.51% | 23.82% | 20.68%
TSO | - | 3 | 1 | 29 | 2025 | Winter | Q, [MVAr] | 2 | 1 | -19.0445 | -19.3244 | -19.4901 | -19.4375 | -19.6864 | -20.004 | -20.3175 | -17.9165 | -17.3953 | -19.442 | -19.4957 | -20.4797 | -19.5794 | -20.4313 | -20.0973 | -20.1497 | -20.9825 | -18.6621 | -19.72 | -19.4613 | -19.9632 | -20.5004 | -20.4218 | -20.4898
TSO | - | 3 | 1 | 29 | 2025 | Winter | Q, [%] | 2 | 1 | 15.48% | 15.71% | 15.85% | 15.8% | 16.01% | 16.26% | 16.52% | 14.57% | 14.14% | 15.81% | 15.85% | 16.65% | 15.92% | 16.61% | 16.34% | 16.38% | 17.06% | 15.17% | 16.03% | 15.82% | 16.23% | 16.67% | 16.6% | 16.66%
TSO | - | 3 | 29 | 1 | 2025 | Winter | Q, [MVAr] | 2 | 1 | 18.897 | 19.1583 | 19.3069 | 19.2459 | 19.5026 | 19.9598 | 20.2686 | 18.0191 | 17.4581 | 19.4969 | 19.5382 | 20.4859 | 19.6913 | 20.4663 | 20.1148 | 20.1865 | 21.0194 | 18.751 | 19.8606 | 19.5814 | 20.0502 | 20.5747 | 20.4664 | 20.4109
TSO | - | 3 | 29 | 1 | 2025 | Winter | Q, [%] | 2 | 1 | 15.36% | 15.58% | 15.7% | 15.65% | 15.86% | 16.23% | 16.48% | 14.65% | 14.19% | 15.85% | 15.88% | 16.66% | 16.01% | 16.64% | 16.35% | 16.41% | 17.09% | 15.24% | 16.15% | 15.92% | 16.3% | 16.73% | 16.64% | 16.59%
TSO | - | 3 | 1 | 29 | 2025 | Winter | S, [MVA] | 2 | 1 | 30.8285 | 30.2377 | 29.7518 | 29.5236 | 29.7104 | 33.3078 | 33.5788 | 37.0383 | 36.2825 | 36.0186 | 35.7665 | 34.8316 | 37.1941 | 35.4655 | 35.1082 | 35.4998 | 35.3881 | 36.731 | 37.739 | 37.4088 | 36.6431 | 36.2688 | 35.5358 | 32.5154
TSO | - | 3 | 1 | 29 | 2025 | Winter | S, [%] | 2 | 1 | 25.06% | 24.58% | 24.19% | 24% | 24.15% | 27.08% | 27.3% | 30.11% | 29.5% | 29.28% | 29.08% | 28.32% | 30.24% | 28.83% | 28.54% | 28.86% | 28.77% | 29.86% | 30.68% | 30.41% | 29.79% | 29.49% | 28.89% | 26.44%
TSO | - | 3 | 29 | 1 | 2025 | Winter | S, [MVA] | 2 | 1 | 30.8677 | 30.2547 | 29.749 | 29.5125 | 29.7047 | 33.4364 | 33.7046 | 37.296 | 36.512 | 36.2372 | 35.9751 | 35.0053 | 37.4572 | 35.6641 | 35.2933 | 35.7007 | 35.5855 | 36.9775 | 38.0238 | 37.6785 | 36.8859 | 36.4996 | 35.7415 | 32.6091
TSO | - | 3 | 29 | 1 | 2025 | Winter | S, [%] | 2 | 1 | 25.1% | 24.6% | 24.19% | 23.99% | 24.15% | 27.18% | 27.4% | 30.32% | 29.68% | 29.46% | 29.25% | 28.46% | 30.45% | 29% | 28.69% | 29.02% | 28.93% | 30.06% | 30.91% | 30.63% | 29.99% | 29.67% | 29.06% | 26.51%
TSO | - | 4 | 1 | 36 | 2025 | Winter | P, [MW] | 2 | 1 | -42.8449 | -40.9543 | -40.2587 | -39.9821 | -39.4968 | -44.5989 | -43.4185 | -47.9313 | -47.1871 | -45.2897 | -45.8788 | -43.9591 | -47.325 | -45.5856 | -45.8537 | -46.2376 | -45.3472 | -47.0771 | -48.2868 | -47.3316 | -46.6159 | -46.0201 | -45.8167 | -43.0417
TSO | - | 4 | 1 | 36 | 2025 | Winter | P, [%] | 2 | 1 | 34.83% | 33.3% | 32.73% | 32.51% | 32.11% | 36.26% | 35.3% | 38.97% | 38.36% | 36.82% | 37.3% | 35.74% | 38.48% | 37.06% | 37.28% | 37.59% | 36.87% | 38.27% | 39.26% | 38.48% | 37.9% | 37.41% | 37.25% | 34.99%
TSO | - | 4 | 36 | 1 | 2025 | Winter | P, [MW] | 2 | 1 | 43.1403 | 41.2268 | 40.5222 | 40.2419 | 39.7515 | 44.9212 | 43.7249 | 48.2978 | 47.5392 | 45.6224 | 46.2197 | 44.2789 | 47.6891 | 45.9287 | 46.1975 | 46.5864 | 45.6859 | 47.4321 | 48.6635 | 47.6909 | 46.9661 | 46.3648 | 46.1573 | 43.3446
TSO | - | 4 | 36 | 1 | 2025 | Winter | P, [%] | 2 | 1 | 35.07% | 33.52% | 32.94% | 32.72% | 32.32% | 36.52% | 35.55% | 39.27% | 38.65% | 37.09% | 37.58% | 36% | 38.77% | 37.34% | 37.56% | 37.88% | 37.14% | 38.56% | 39.56% | 38.77% | 38.18% | 37.69% | 37.53% | 35.24%
TSO | - | 4 | 1 | 36 | 2025 | Winter | Q, [MVAr] | 2 | 1 | -9.1986 | -9.4111 | -9.299 | -9.1857 | -9.448 | -9.7735 | -10.9368 | -9.9207 | -9.1742 | -11.2279 | -11.3282 | -12.5005 | -11.6598 | -12.6678 | -11.9786 | -11.7174 | -12.0222 | -10.1757 | -10.937 | -10.2842 | -10.5414 | -11.1168 | -10.5907 | -10.5116
TSO | - | 4 | 1 | 36 | 2025 | Winter | Q, [%] | 2 | 1 | 7.479% | 7.651% | 7.56% | 7.468% | 7.681% | 7.946% | 8.892% | 8.066% | 7.459% | 9.128% | 9.21% | 10.16% | 9.48% | 10.3% | 9.739% | 9.526% | 9.774% | 8.273% | 8.892% | 8.361% | 8.57% | 9.038% | 8.61% | 8.546%
TSO | - | 4 | 36 | 1 | 2025 | Winter | Q, [MVAr] | 2 | 1 | 9.6068 | 9.7405 | 9.598 | 9.4715 | 9.7168 | 10.278 | 11.3786 | 10.5732 | 9.7738 | 11.7614 | 11.8899 | 12.9897 | 12.3048 | 13.2392 | 12.5516 | 12.3091 | 12.5807 | 10.7881 | 11.6277 | 10.9121 | 11.1384 | 11.6957 | 11.1568 | 10.9473
TSO | - | 4 | 36 | 1 | 2025 | Winter | Q, [%] | 2 | 1 | 7.81% | 7.919% | 7.803% | 7.7% | 7.9% | 8.356% | 9.251% | 8.596% | 7.946% | 9.562% | 9.667% | 10.56% | 10% | 10.76% | 10.2% | 10.01% | 10.23% | 8.771% | 9.453% | 8.872% | 9.056% | 9.509% | 9.071% | 8.9%
TSO | - | 4 | 1 | 36 | 2025 | Winter | S, [MVA] | 2 | 1 | 43.8212 | 42.0217 | 41.3187 | 41.0237 | 40.6111 | 45.6573 | 44.7747 | 48.9472 | 48.0706 | 46.6607 | 47.2566 | 45.702 | 48.7402 | 47.313 | 47.3925 | 47.6992 | 46.9138 | 48.1642 | 49.5099 | 48.436 | 47.7929 | 47.3438 | 47.0248 | 44.3067
TSO | - | 4 | 1 | 36 | 2025 | Winter | S, [%] | 2 | 1 | 35.63% | 34.16% | 33.59% | 33.35% | 33.02% | 37.12% | 36.4% | 39.79% | 39.08% | 37.94% | 38.42% | 37.16% | 39.63% | 38.47% | 38.53% | 38.78% | 38.14% | 39.16% | 40.25% | 39.38% | 38.86% | 38.49% | 38.23% | 36.02%
TSO | - | 4 | 36 | 1 | 2025 | Winter | S, [MVA] | 2 | 1 | 44.197 | 42.3618 | 41.6434 | 41.3415 | 40.9219 | 46.082 | 45.1811 | 49.4416 | 48.5335 | 47.1141 | 47.7246 | 46.1449 | 49.251 | 47.7987 | 47.8722 | 48.1852 | 47.3865 | 48.6435 | 50.0334 | 48.9234 | 48.2688 | 47.8172 | 47.4865 | 44.7057
TSO | - | 4 | 36 | 1 | 2025 | Winter | S, [%] | 2 | 1 | 35.93% | 34.44% | 33.86% | 33.61% | 33.27% | 37.47% | 36.73% | 40.2% | 39.46% | 38.3% | 38.8% | 37.52% | 40.04% | 38.86% | 38.92% | 39.17% | 38.53% | 39.55% | 40.68% | 39.78% | 39.24% | 38.88% | 38.61% | 36.35%
TSO | - | 5 | 1 | 55 | 2025 | Winter | P, [MW] | 2 | 1 | -6.3682 | -4.5588 | -3.09 | -3.127 | -3.0639 | -6.179 | -21.1849 | -18.403 | -17.284 | -14.4241 | -17.2558 | -21.6103 | -16.5558 | -18.7705 | -14.8259 | -12.1507 | -10.3552 | -17.6527 | -14.5608 | -13.7349 | -12.0152 | -9.3426 | -8.9861 | -8.6813
TSO | - | 5 | 1 | 55 | 2025 | Winter | P, [%] | 2 | 1 | 5.177% | 3.706% | 2.512% | 2.542% | 2.491% | 5.024% | 17.22% | 14.96% | 14.05% | 11.73% | 14.03% | 17.57% | 13.46% | 15.26% | 12.05% | 9.879% | 8.419% | 14.35% | 11.84% | 11.17% | 9.768% | 7.596% | 7.306% | 7.058%
TSO | - | 5 | 55 | 1 | 2025 | Winter | P, [MW] | 2 | 1 | 6.4879 | 4.7041 | 3.2412 | 3.2747 | 3.2188 | 6.329 | 21.3983 | 18.5494 | 17.3964 | 14.5325 | 17.3795 | 21.8064 | 16.6919 | 18.9429 | 14.9584 | 12.2709 | 10.483 | 17.7907 | 14.6866 | 13.8481 | 12.1326 | 9.4584 | 9.1147 | 8.835
TSO | - | 5 | 55 | 1 | 2025 | Winter | P, [%] | 2 | 1 | 5.275% | 3.825% | 2.635% | 2.662% | 2.617% | 5.146% | 17.4% | 15.08% | 14.14% | 11.82% | 14.13% | 17.73% | 13.57% | 15.4% | 12.16% | 9.976% | 8.523% | 14.46% | 11.94% | 11.26% | 9.864% | 7.69% | 7.41% | 7.183%
TSO | - | 5 | 1 | 55 | 2025 | Winter | Q, [MVAr] | 2 | 1 | 18.7155 | 21.302 | 22.0007 | 21.7312 | 22.2778 | 21.2528 | 16.5004 | 12.4277 | 9.0539 | 12.3856 | 10.8946 | 13.985 | 13.4504 | 15.0415 | 14.89 | 15.7904 | 17.6822 | 12.335 | 14.3222 | 13.695 | 15.5945 | 17.0905 | 18.4436 | 20.7048
TSO | - | 5 | 1 | 55 | 2025 | Winter | Q, [%] | 2 | 1 | 15.22% | 17.32% | 17.89% | 17.67% | 18.11% | 17.28% | 13.41% | 10.1% | 7.361% | 10.07% | 8.857% | 11.37% | 10.94% | 12.23% | 12.11% | 12.84% | 14.38% | 10.03% | 11.64% | 11.13% | 12.68% | 13.89% | 14.99% | 16.83%
TSO | - | 5 | 55 | 1 | 2025 | Winter | Q, [MVAr] | 2 | 1 | -19.4499 | -21.9413 | -22.6177 | -22.3605 | -22.8805 | -21.8747 | -16.9273 | -13.0888 | -9.8404 | -13.177 | -11.6372 | -14.4723 | -14.1424 | -15.6071 | -15.5935 | -16.5326 | -18.3905 | -13.0244 | -15.0453 | -14.4656 | -16.3468 | -17.8421 | -19.1478 | -21.317
TSO | - | 5 | 55 | 1 | 2025 | Winter | Q, [%] | 2 | 1 | 15.81% | 17.84% | 18.39% | 18.18% | 18.6% | 17.78% | 13.76% | 10.64% | 8% | 10.71% | 9.461% | 11.77% | 11.5% | 12.69% | 12.68% | 13.44% | 14.95% | 10.59% | 12.23% | 11.76% | 13.29% | 14.51% | 15.57% | 17.33%
TSO | - | 5 | 1 | 55 | 2025 | Winter | S, [MVA] | 2 | 1 | 19.7692 | 21.7844 | 22.2166 | 21.955 | 22.4875 | 22.1328 | 26.8526 | 22.2063 | 19.5117 | 19.012 | 20.4073 | 25.7407 | 21.3309 | 24.0537 | 21.0124 | 19.9243 | 20.4912 | 21.5353 | 20.424 | 19.3959 | 19.6864 | 19.4774 | 20.5163 | 22.4511
TSO | - | 5 | 1 | 55 | 2025 | Winter | S, [%] | 2 | 1 | 16.07% | 17.71% | 18.06% | 17.85% | 18.28% | 17.99% | 21.83% | 18.05% | 15.86% | 15.46% | 16.59% | 20.93% | 17.34% | 19.56% | 17.08% | 16.2% | 16.66% | 17.51% | 16.6% | 15.77% | 16.01% | 15.84% | 16.68% | 18.25%
TSO | - | 5 | 55 | 1 | 2025 | Winter | S, [MVA] | 2 | 1 | 20.5035 | 22.4399 | 22.8487 | 22.599 | 23.1058 | 22.7719 | 27.2841 | 22.7023 | 19.9867 | 19.617 | 20.9158 | 26.1719 | 21.8776 | 24.5441 | 21.6081 | 20.5889 | 21.1685 | 22.0487 | 21.0251 | 20.0256 | 20.3572 | 20.1941 | 21.2065 | 23.0754
TSO | - | 5 | 55 | 1 | 2025 | Winter | S, [%] | 2 | 1 | 16.67% | 18.24% | 18.58% | 18.37% | 18.79% | 18.51% | 22.18% | 18.46% | 16.25% | 15.95% | 17% | 21.28% | 17.79% | 19.95% | 17.57% | 16.74% | 17.21% | 17.93% | 17.09% | 16.28% | 16.55% | 16.42% | 17.24% | 18.76%
TSO | - | 6 | 3 | 9 | 2025 | Winter | P, [MW] | 2 | 1 | -19.4155 | -16.8201 | -13.5047 | -13.9741 | -13.6557 | -19.1449 | -33.659 | -42.0009 | -43.741 | -41.6809 | -38.2432 | -40.4096 | -41.4107 | -37.6984 | -36.2671 | -34.8602 | -34.7179 | -40.9159 | -40.3012 | -38.7721 | -37.107 | -30.9591 | -27.8871 | -22.4482
TSO | - | 6 | 3 | 9 | 2025 | Winter | P, [%] | 2 | 1 | 21.57% | 18.69% | 15.01% | 15.53% | 15.17% | 21.27% | 37.4% | 46.67% | 48.6% | 46.31% | 42.49% | 44.9% | 46.01% | 41.89% | 40.3% | 38.73% | 38.58% | 45.46% | 44.78% | 43.08% | 41.23% | 34.4% | 30.99% | 24.94%
TSO | - | 6 | 9 | 3 | 2025 | Winter | P, [MW] | 2 | 1 | 19.4858 | 16.8733 | 13.5392 | 14.0111 | 13.6913 | 19.2138 | 33.8668 | 42.3235 | 44.091 | 41.9985 | 38.5101 | 40.708 | 41.7241 | 37.9582 | 36.5075 | 35.0828 | 34.9396 | 41.2221 | 40.5988 | 39.0471 | 37.3592 | 31.1357 | 28.0312 | 22.5422
TSO | - | 6 | 9 | 3 | 2025 | Winter | P, [%] | 2 | 1 | 21.65% | 18.75% | 15.04% | 15.57% | 15.21% | 21.35% | 37.63% | 47.03% | 48.99% | 46.67% | 42.79% | 45.23% | 46.36% | 42.18% | 40.56% | 38.98% | 38.82% | 45.8% | 45.11% | 43.39% | 41.51% | 34.6% | 31.15% | 25.05%
TSO | - | 6 | 3 | 9 | 2025 | Winter | Q, [MVAr] | 2 | 1 | -1.5441 | -1.714 | -1.7797 | -1.9854 | -2.2198 | -2.3464 | -2.0449 | 0.28722 | 1.9364 | 1.189 | -0.044556 | -0.088383 | 0.67496 | -0.18982 | -0.48175 | -1.3993 | -2.3776 | -0.36529 | -1.0772 | -0.27391 | -1.2312 | -2.0463 | -2.2491 | -1.9419
TSO | - | 6 | 3 | 9 | 2025 | Winter | Q, [%] | 2 | 1 | 1.716% | 1.904% | 1.977% | 2.206% | 2.466% | 2.607% | 2.272% | 0.3191% | 2.152% | 1.321% | 0.04951% | 0.0982% | 0.75% | 0.2109% | 0.5353% | 1.555% | 2.642% | 0.4059% | 1.197% | 0.3043% | 1.368% | 2.274% | 2.499% | 2.158%
TSO | - | 6 | 9 | 3 | 2025 | Winter | Q, [MVAr] | 2 | 1 | 1.1769 | 1.3114 | 1.3368 | 1.5481 | 1.7792 | 1.9762 | 1.9726 | -0.10665 | -1.696 | -1.0195 | 0.10171 | 0.21518 | -0.51452 | 0.23183 | 0.48093 | 1.3597 | 2.3371 | 0.50989 | 1.2034 | 0.35027 | 1.2571 | 1.9075 | 2.0408 | 1.6263
TSO | - | 6 | 9 | 3 | 2025 | Winter | Q, [%] | 2 | 1 | 1.308% | 1.457% | 1.485% | 1.72% | 1.977% | 2.196% | 2.192% | 0.1185% | 1.884% | 1.133% | 0.113% | 0.2391% | 0.5717% | 0.2576% | 0.5344% | 1.511% | 2.597% | 0.5665% | 1.337% | 0.3892% | 1.397% | 2.119% | 2.268% | 1.807%
TSO | - | 6 | 3 | 9 | 2025 | Winter | S, [MVA] | 2 | 1 | 19.4768 | 16.9072 | 13.6215 | 14.1144 | 13.835 | 19.2881 | 33.7211 | 42.0019 | 43.7839 | 41.6978 | 38.2432 | 40.4097 | 41.4162 | 37.6989 | 36.2703 | 34.8883 | 34.7992 | 40.9176 | 40.3156 | 38.773 | 37.1274 | 31.0266 | 27.9776 | 22.532
TSO | - | 6 | 3 | 9 | 2025 | Winter | S, [%] | 2 | 1 | 21.64% | 18.79% | 15.13% | 15.68% | 15.37% | 21.43% | 37.47% | 46.67% | 48.65% | 46.33% | 42.49% | 44.9% | 46.02% | 41.89% | 40.3% | 38.76% | 38.67% | 45.46% | 44.8% | 43.08% | 41.25% | 34.47% | 31.09% | 25.04%
TSO | - | 6 | 9 | 3 | 2025 | Winter | S, [MVA] | 2 | 1 | 19.5213 | 16.9241 | 13.605 | 14.0963 | 13.8064 | 19.3151 | 33.9242 | 42.3236 | 44.1236 | 42.0109 | 38.5103 | 40.7085 | 41.7273 | 37.9589 | 36.5107 | 35.1091 | 35.0177 | 41.2253 | 40.6166 | 39.0487 | 37.3803 | 31.1941 | 28.1054 | 22.6008
TSO | - | 6 | 9 | 3 | 2025 | Winter | S, [%] | 2 | 1 | 21.69% | 18.8% | 15.12% | 15.66% | 15.34% | 21.46% | 37.69% | 47.03% | 49.03% | 46.68% | 42.79% | 45.23% | 46.36% | 42.18% | 40.57% | 39.01% | 38.91% | 45.81% | 45.13% | 43.39% | 41.53% | 34.66% | 31.23% | 25.11%
TSO | - | 7 | 3 | 34 | 2025 | Winter | P, [MW] | 2 | 1 | -4.1018 | -5.4305 | -6.5937 | -7.1922 | -6.8439 | -1.694 | 3.2604 | 10.8198 | 9.6625 | 7.3951 | 6.0731 | 5.1534 | 7.8578 | 5.6158 | 5.0249 | 5.5963 | 6.0663 | 9.7951 | 9.8584 | 8.171 | 6.9629 | 4.0146 | 2.7358 | -2.5801
TSO | - | 7 | 3 | 34 | 2025 | Winter | P, [%] | 2 | 1 | 3.335% | 4.415% | 5.361% | 5.847% | 5.564% | 1.377% | 2.651% | 8.797% | 7.856% | 6.012% | 4.937% | 4.19% | 6.388% | 4.566% | 4.085% | 4.55% | 4.932% | 7.963% | 8.015% | 6.643% | 5.661% | 3.264% | 2.224% | 2.098%
TSO | - | 7 | 34 | 3 | 2025 | Winter | P, [MW] | 2 | 1 | 4.104 | 5.4343 | 6.5989 | 7.1982 | 6.8493 | 1.6944 | -3.2592 | -10.8076 | -9.6528 | -7.3895 | -6.0693 | -5.1504 | -7.8514 | -5.6123 | -5.0222 | -5.5929 | -6.0623 | -9.7851 | -9.8483 | -8.1641 | -6.9578 | -4.013 | -2.735 | 2.5809
TSO | - | 7 | 34 | 3 | 2025 | Winter | P, [%] | 2 | 1 | 3.337% | 4.418% | 5.365% | 5.852% | 5.569% | 1.378% | 2.65% | 8.787% | 7.848% | 6.008% | 4.934% | 4.187% | 6.383% | 4.563% | 4.083% | 4.547% | 4.929% | 7.955% | 8.007% | 6.637% | 5.657% | 3.263% | 2.224% | 2.098%
TSO | - | 7 | 3 | 34 | 2025 | Winter | Q, [MVAr] | 2 | 1 | -2.0795 | -2.7755 | -2.7098 | -2.504 | -2.2697 | -1.2901 | 0.39748 | -0.49655 | -0.68877 | 0.058621 | 0.15519 | 1.389 | 0.62571 | 1.1975 | 0.61039 | 0.64889 | 1.3342 | -0.67808 | 0.033753 | -0.76971 | 0.18765 | -0.13425 | -1.0854 | -1.3925
TSO | - | 7 | 3 | 34 | 2025 | Winter | Q, [%] | 2 | 1 | 1.691% | 2.257% | 2.203% | 2.036% | 1.845% | 1.049% | 0.3232% | 0.4037% | 0.56% | 0.04766% | 0.1262% | 1.129% | 0.5087% | 0.9736% | 0.4963% | 0.5276% | 1.085% | 0.5513% | 0.02744% | 0.6258% | 0.1526% | 0.1091% | 0.8824% | 1.132%
TSO | - | 7 | 34 | 3 | 2025 | Winter | Q, [MVAr] | 2 | 1 | 1.6171 | 2.3207 | 2.2606 | 2.0576 | 1.8212 | 0.82215 | -0.86948 | 0.062933 | 0.24553 | -0.51541 | -0.61877 | -1.8548 | -1.0794 | -1.6614 | -1.0773 | -1.113 | -1.7947 | 0.23699 | -0.47365 | 0.31823 | -0.64555 | -0.33396 | 0.6159 | 0.92534
TSO | - | 7 | 34 | 3 | 2025 | Winter | Q, [%] | 2 | 1 | 1.315% | 1.887% | 1.838% | 1.673% | 1.481% | 0.6684% | 0.7069% | 0.05116% | 0.1996% | 0.419% | 0.5031% | 1.508% | 0.8775% | 1.351% | 0.8759% | 0.9049% | 1.459% | 0.1927% | 0.3851% | 0.2587% | 0.5248% | 0.2715% | 0.5007% | 0.7523%
TSO | - | 7 | 3 | 34 | 2025 | Winter | S, [MVA] | 2 | 1 | 4.5988 | 6.0987 | 7.1288 | 7.6156 | 7.2104 | 2.1293 | 3.2845 | 10.8311 | 9.687 | 7.3954 | 6.0751 | 5.3373 | 7.8827 | 5.742 | 5.0619 | 5.6338 | 6.2113 | 9.8185 | 9.8584 | 8.2072 | 6.9654 | 4.0169 | 2.9433 | 2.9319
TSO | - | 7 | 3 | 34 | 2025 | Winter | S, [%] | 2 | 1 | 3.739% | 4.958% | 5.796% | 6.192% | 5.862% | 1.731% | 2.67% | 8.806% | 7.876% | 6.013% | 4.939% | 4.339% | 6.409% | 4.668% | 4.115% | 4.58% | 5.05% | 7.983% | 8.015% | 6.673% | 5.663% | 3.266% | 2.393% | 2.384%
TSO | - | 7 | 34 | 3 | 2025 | Winter | S, [MVA] | 2 | 1 | 4.411 | 5.9091 | 6.9754 | 7.4865 | 7.0873 | 1.8833 | 3.3732 | 10.8078 | 9.6559 | 7.4074 | 6.1007 | 5.4742 | 7.9252 | 5.8531 | 5.1365 | 5.7026 | 6.3223 | 9.788 | 9.8596 | 8.1703 | 6.9877 | 4.0268 | 2.8035 | 2.7418
TSO | - | 7 | 34 | 3 | 2025 | Winter | S, [%] | 2 | 1 | 3.586% | 4.804% | 5.671% | 6.087% | 5.762% | 1.531% | 2.742% | 8.787% | 7.85% | 6.022% | 4.96% | 4.451% | 6.443% | 4.759% | 4.176% | 4.636% | 5.14% | 7.958% | 8.016% | 6.643% | 5.681% | 3.274% | 2.279% | 2.229%
TSO | - | 8 | 4 | 15 | 2025 | Winter | P, [MW] | 2 | 1 | -71.5955 | -62.933 | -59.3685 | -56.9829 | -57.0965 | -62.8924 | -81.3366 | -90.5122 | -98.4151 | -101.6919 | -100.6469 | -100.2206 | -98.8694 | -97.9939 | -94.4579 | -89.2378 | -89.5863 | -105.6729 | -106.185 | -104.4579 | -100.9029 | -95.8244 | -90.0814 | -80.3763
TSO | - | 8 | 4 | 15 | 2025 | Winter | P, [%] | 2 | 1 | 11.93% | 10.49% | 9.895% | 9.497% | 9.516% | 10.48% | 13.56% | 15.09% | 16.4% | 16.95% | 16.77% | 16.7% | 16.48% | 16.33% | 15.74% | 14.87% | 14.93% | 17.61% | 17.7% | 17.41% | 16.82% | 15.97% | 15.01% | 13.4%
TSO | - | 8 | 15 | 4 | 2025 | Winter | P, [MW] | 2 | 1 | 71.6714 | 62.9928 | 59.4221 | 57.0322 | 57.1462 | 62.9521 | 81.4321 | 90.6308 | 98.5537 | 101.8456 | 100.7945 | 100.3683 | 99.0142 | 98.137 | 94.5901 | 89.3557 | 89.707 | 105.8362 | 106.3536 | 104.6193 | 101.0548 | 95.9627 | 90.2027 | 80.4738
TSO | - | 8 | 15 | 4 | 2025 | Winter | P, [%] | 2 | 1 | 11.95% | 10.5% | 9.904% | 9.505% | 9.524% | 10.49% | 13.57% | 15.11% | 16.43% | 16.97% | 16.8% | 16.73% | 16.5% | 16.36% | 15.77% | 14.89% | 14.95% | 17.64% | 17.73% | 17.44% | 16.84% | 15.99% | 15.03% | 13.41%
TSO | - | 8 | 4 | 15 | 2025 | Winter | Q, [MVAr] | 2 | 1 | -0.906 | 2.1588 | 2.4117 | 2.1151 | 1.6148 | 0.26818 | -10.8473 | -17.5498 | -20.9406 | -24.976 | -23.0277 | -22.7283 | -22.525 | -22.9035 | -19.7764 | -15.673 | -15.7414 | -22.8387 | -23.9533 | -21.9895 | -20.189 | -17.9232 | -11.8248 | -8.9681
TSO | - | 8 | 4 | 15 | 2025 | Winter | Q, [%] | 2 | 1 | 0.151% | 0.3598% | 0.4019% | 0.3525% | 0.2691% | 0.0447% | 1.808% | 2.925% | 3.49% | 4.163% | 3.838% | 3.788% | 3.754% | 3.817% | 3.296% | 2.612% | 2.624% | 3.806% | 3.992% | 3.665% | 3.365% | 2.987% | 1.971% | 1.495%
TSO | - | 8 | 15 | 4 | 2025 | Winter | Q, [MVAr] | 2 | 1 | 0.6505 | -2.5156 | -2.8081 | -2.5439 | -2.0375 | -0.62657 | 10.6979 | 17.5553 | 21.0749 | 25.2384 | 23.2358 | 22.9459 | 22.7269 | 23.0971 | 19.8951 | 15.6962 | 15.7986 | 23.168 | 24.3365 | 22.3157 | 20.4574 | 18.1056 | 11.8923 | 8.8747
TSO | - | 8 | 15 | 4 | 2025 | Winter | Q, [%] | 2 | 1 | 0.1084% | 0.4193% | 0.468% | 0.424% | 0.3396% | 0.1044% | 1.783% | 2.926% | 3.512% | 4.206% | 3.873% | 3.824% | 3.788% | 3.85% | 3.316% | 2.616% | 2.633% | 3.861% | 4.056% | 3.719% | 3.41% | 3.018% | 1.982% | 1.479%
TSO | - | 8 | 4 | 15 | 2025 | Winter | S, [MVA] | 2 | 1 | 71.6013 | 62.97 | 59.4175 | 57.0222 | 57.1193 | 62.893 | 82.0568 | 92.1979 | 100.6183 | 104.7141 | 103.2476 | 102.7655 | 101.4028 | 100.6348 | 96.506 | 90.6037 | 90.9588 | 108.1127 | 108.8531 | 106.7474 | 102.9029 | 97.4862 | 90.8542 | 80.8751
TSO | - | 8 | 4 | 15 | 2025 | Winter | S, [%] | 2 | 1 | 11.93% | 10.5% | 9.903% | 9.504% | 9.52% | 10.48% | 13.68% | 15.37% | 16.77% | 17.45% | 17.21% | 17.13% | 16.9% | 16.77% | 16.08% | 15.1% | 15.16% | 18.02% | 18.14% | 17.79% | 17.15% | 16.25% | 15.14% | 13.48%
TSO | - | 8 | 15 | 4 | 2025 | Winter | S, [MVA] | 2 | 1 | 71.6744 | 63.0431 | 59.4885 | 57.0889 | 57.1825 | 62.9552 | 82.1318 | 92.3154 | 100.7819 | 104.9262 | 103.438 | 102.9578 | 101.589 | 100.8184 | 96.6598 | 90.7238 | 91.0876 | 108.3423 | 109.1024 | 106.9728 | 103.1047 | 97.6557 | 90.9833 | 80.9617
TSO | - | 8 | 15 | 4 | 2025 | Winter | S, [%] | 2 | 1 | 11.95% | 10.51% | 9.915% | 9.515% | 9.53% | 10.49% | 13.69% | 15.39% | 16.8% | 17.49% | 17.24% | 17.16% | 16.93% | 16.8% | 16.11% | 15.12% | 15.18% | 18.06% | 18.18% | 17.83% | 17.18% | 16.28% | 15.16% | 13.49%
TSO | - | 10 | 4 | 103 | 2025 | Winter | P, [MW] | 2 | 1 | -0.24047 | -1.8461 | -1.1307 | -2.4145 | -3.0309 | -0.32528 | 4.9498 | 12.3381 | 15.9121 | 15.897 | 14.7732 | 14.9826 | 13.364 | 12.5275 | 11.3495 | 7.6285 | 6.8955 | 10.0958 | 10.6421 | 9.1304 | 7.4138 | 7.5376 | 3.3388 | 1.1979
TSO | - | 10 | 4 | 103 | 2025 | Winter | P, [%] | 2 | 1 | 0.09775% | 0.7505% | 0.4596% | 0.9815% | 1.232% | 0.1322% | 2.012% | 5.015% | 6.468% | 6.462% | 6.005% | 6.09% | 5.433% | 5.092% | 4.614% | 3.101% | 2.803% | 4.104% | 4.326% | 3.712% | 3.014% | 3.064% | 1.357% | 0.4869%
TSO | - | 10 | 103 | 4 | 2025 | Winter | P, [MW] | 2 | 1 | 0.24121 | 1.8473 | 1.1316 | 2.4155 | 3.0319 | 0.32615 | -4.9494 | -12.3354 | -15.9077 | -15.892 | -14.7692 | -14.9785 | -13.3606 | -12.5244 | -11.347 | -7.6276 | -6.8946 | -10.0941 | -10.6401 | -9.1289 | -7.4128 | -7.5366 | -3.3386 | -1.1978
TSO | - | 10 | 103 | 4 | 2025 | Winter | P, [%] | 2 | 1 | 0.09805% | 0.7509% | 0.46% | 0.9819% | 1.232% | 0.1326% | 2.012% | 5.014% | 6.467% | 6.46% | 6.004% | 6.089% | 5.431% | 5.091% | 4.613% | 3.101% | 2.803% | 4.103% | 4.325% | 3.711% | 3.013% | 3.064% | 1.357% | 0.4869%
TSO | - | 10 | 4 | 103 | 2025 | Winter | Q, [MVAr] | 2 | 1 | -6.7742 | -8.0841 | -7.484 | -7.0784 | -7.2561 | -7.2724 | -0.018441 | 4.2865 | 5.6166 | 8.101 | 6.0097 | 6.0161 | 5.7418 | 6.2912 | 4.7901 | 1.4335 | 1.0477 | 2.8117 | 3.9552 | 2.6013 | 2.2436 | 1.9637 | -1.192 | -1.0189
TSO | - | 10 | 4 | 103 | 2025 | Winter | Q, [%] | 2 | 1 | 2.754% | 3.286% | 3.042% | 2.877% | 2.95% | 2.956% | 0.007496% | 1.742% | 2.283% | 3.293% | 2.443% | 2.446% | 2.334% | 2.557% | 1.947% | 0.5827% | 0.4259% | 1.143% | 1.608% | 1.057% | 0.9121% | 0.7983% | 0.4846% | 0.4142%
TSO | - | 10 | 103 | 4 | 2025 | Winter | Q, [MVAr] | 2 | 1 | 6.55 | 7.8655 | 7.2662 | 6.8603 | 7.0392 | 7.0529 | -0.21653 | -4.517 | -5.8457 | -8.3223 | -6.2376 | -6.2411 | -5.9678 | -6.5171 | -5.0173 | -1.6634 | -1.2744 | -3.0453 | -4.1833 | -2.8328 | -2.4738 | -2.1904 | 0.96469 | 0.79421
TSO | - | 10 | 103 | 4 | 2025 | Winter | Q, [%] | 2 | 1 | 2.663% | 3.197% | 2.954% | 2.789% | 2.861% | 2.867% | 0.08802% | 1.836% | 2.376% | 3.383% | 2.536% | 2.537% | 2.426% | 2.649% | 2.04% | 0.6762% | 0.5181% | 1.238% | 1.701% | 1.152% | 1.006% | 0.8904% | 0.3922% | 0.3229%
TSO | - | 10 | 4 | 103 | 2025 | Winter | S, [MVA] | 2 | 1 | 6.7784 | 8.2922 | 7.5689 | 7.4789 | 7.8637 | 7.2797 | 4.9498 | 13.0615 | 16.8743 | 17.8421 | 15.9487 | 16.1453 | 14.5452 | 14.0185 | 12.3189 | 7.7621 | 6.9746 | 10.4801 | 11.3534 | 9.4937 | 7.7459 | 7.7892 | 3.5452 | 1.5726
TSO | - | 10 | 4 | 103 | 2025 | Winter | S, [%] | 2 | 1 | 2.755% | 3.371% | 3.077% | 3.04% | 3.197% | 2.959% | 2.012% | 5.31% | 6.859% | 7.253% | 6.483% | 6.563% | 5.913% | 5.699% | 5.008% | 3.155% | 2.835% | 4.26% | 4.615% | 3.859% | 3.149% | 3.166% | 1.441% | 0.6393%
TSO | - | 10 | 103 | 4 | 2025 | Winter | S, [MVA] | 2 | 1 | 6.5545 | 8.0795 | 7.3538 | 7.2731 | 7.6644 | 7.0604 | 4.9541 | 13.1364 | 16.9478 | 17.9392 | 16.0323 | 16.2267 | 14.6329 | 14.1185 | 12.4068 | 7.8068 | 7.0114 | 10.5435 | 11.4329 | 9.5584 | 7.8147 | 7.8484 | 3.4752 | 1.4372
TSO | - | 10 | 103 | 4 | 2025 | Winter | S, [%] | 2 | 1 | 2.664% | 3.284% | 2.989% | 2.957% | 3.116% | 2.87% | 2.014% | 5.34% | 6.889% | 7.292% | 6.517% | 6.596% | 5.948% | 5.739% | 5.043% | 3.174% | 2.85% | 4.286% | 4.648% | 3.886% | 3.177% | 3.19% | 1.413% | 0.5842%
TSO | - | 12 | 5 | 42 | 2025 | Winter | P, [MW] | 2 | 1 | 0.20335 | 1.8022 | 3.0968 | 2.9399 | 3.1189 | -3.6947 | -15.5216 | -14.2313 | -11.9368 | -7.6492 | -9.6249 | -12.2855 | -8.6745 | -10.2053 | -7.4454 | -5.0501 | -3.3163 | -9.1113 | -6.4801 | -6.0742 | -4.5687 | -2.5257 | -2.2294 | -1.7653
TSO | - | 12 | 5 | 42 | 2025 | Winter | P, [%] | 2 | 1 | 0.2259% | 2.002% | 3.441% | 3.267% | 3.465% | 4.105% | 17.25% | 15.81% | 13.26% | 8.499% | 10.69% | 13.65% | 9.638% | 11.34% | 8.273% | 5.611% | 3.685% | 10.12% | 7.2% | 6.749% | 5.076% | 2.806% | 2.477% | 1.961%
TSO | - | 12 | 42 | 5 | 2025 | Winter | P, [MW] | 2 | 1 | -0.075325 | -1.6396 | -2.9184 | -2.7646 | -2.9348 | 3.8713 | 15.7676 | 14.4076 | 12.052 | 7.748 | 9.7285 | 12.4532 | 8.7931 | 10.359 | 7.5697 | 5.1634 | 3.4445 | 9.2229 | 6.5869 | 6.1708 | 4.6775 | 2.6398 | 2.3617 | 1.9307
TSO | - | 12 | 42 | 5 | 2025 | Winter | P, [%] | 2 | 1 | 0.08369% | 1.822% | 3.243% | 3.072% | 3.261% | 4.301% | 17.52% | 16.01% | 13.39% | 8.609% | 10.81% | 13.84% | 9.77% | 11.51% | 8.411% | 5.737% | 3.827% | 10.25% | 7.319% | 6.856% | 5.197% | 2.933% | 2.624% | 2.145%
TSO | - | 12 | 5 | 42 | 2025 | Winter | Q, [MVAr] | 2 | 1 | 14.7705 | 16.5838 | 17.23 | 17.0941 | 17.4956 | 16.9402 | 14.0982 | 10.6381 | 8.0561 | 10.6427 | 9.5355 | 12.188 | 11.498 | 12.9214 | 12.6855 | 13.0132 | 14.4351 | 10.6467 | 11.9272 | 11.3827 | 12.8736 | 13.7051 | 14.8552 | 16.7392
TSO | - | 12 | 5 | 42 | 2025 | Winter | Q, [%] | 2 | 1 | 16.41% | 18.43% | 19.14% | 18.99% | 19.44% | 18.82% | 15.66% | 11.82% | 8.951% | 11.83% | 10.6% | 13.54% | 12.78% | 14.36% | 14.1% | 14.46% | 16.04% | 11.83% | 13.25% | 12.65% | 14.3% | 15.23% | 16.51% | 18.6%
TSO | - | 12 | 42 | 5 | 2025 | Winter | Q, [MVAr] | 2 | 1 | -15.7409 | -17.4659 | -18.0745 | -17.9462 | -18.3249 | -17.7819 | -14.8249 | -11.5287 | -9.1013 | -11.7093 | -10.6024 | -13.1018 | -12.516 | -13.8588 | -13.6876 | -14.0345 | -15.4106 | -11.6888 | -12.966 | -12.449 | -13.9034 | -14.713 | -15.8157 | -17.6181
TSO | - | 12 | 42 | 5 | 2025 | Winter | Q, [%] | 2 | 1 | 17.49% | 19.41% | 20.08% | 19.94% | 20.36% | 19.76% | 16.47% | 12.81% | 10.11% | 13.01% | 11.78% | 14.56% | 13.91% | 15.4% | 15.21% | 15.59% | 17.12% | 12.99% | 14.41% | 13.83% | 15.45% | 16.35% | 17.57% | 19.58%
TSO | - | 12 | 5 | 42 | 2025 | Winter | S, [MVA] | 2 | 1 | 14.7719 | 16.6814 | 17.5061 | 17.3451 | 17.7714 | 17.3384 | 20.9686 | 17.7679 | 14.401 | 13.1064 | 13.5486 | 17.3055 | 14.4032 | 16.4654 | 14.7091 | 13.9588 | 14.8112 | 14.0131 | 13.5739 | 12.902 | 13.6602 | 13.9359 | 15.0215 | 16.832
TSO | - | 12 | 5 | 42 | 2025 | Winter | S, [%] | 2 | 1 | 16.41% | 18.53% | 19.45% | 19.27% | 19.75% | 19.26% | 23.3% | 19.74% | 16% | 14.56% | 15.05% | 19.23% | 16% | 18.29% | 16.34% | 15.51% | 16.46% | 15.57% | 15.08% | 14.34% | 15.18% | 15.48% | 16.69% | 18.7%
TSO | - | 12 | 42 | 5 | 2025 | Winter | S, [MVA] | 2 | 1 | 15.7411 | 17.5427 | 18.3086 | 18.1579 | 18.5584 | 18.1984 | 21.6425 | 18.4524 | 15.1025 | 14.0406 | 14.3894 | 18.076 | 15.296 | 17.3025 | 15.6413 | 14.9542 | 15.7909 | 14.8893 | 14.5432 | 13.8945 | 14.6691 | 14.948 | 15.9911 | 17.7236
TSO | - | 12 | 42 | 5 | 2025 | Winter | S, [%] | 2 | 1 | 17.49% | 19.49% | 20.34% | 20.18% | 20.62% | 20.22% | 24.05% | 20.5% | 16.78% | 15.6% | 15.99% | 20.08% | 17% | 19.22% | 17.38% | 16.62% | 17.55% | 16.54% | 16.16% | 15.44% | 16.3% | 16.61% | 17.77% | 19.69%
TSO | - | 13 | 5 | 68 | 2025 | Winter | P, [MW] | 2 | 1 | 6.4139 | 6.1963 | 5.8965 | 6.396 | 6.0738 | 5.9907 | 6.764 | 6.6281 | 6.4149 | 6.9813 | 7.04 | 6.9076 | 6.846 | 6.9044 | 6.8886 | 6.2554 | 6.5062 | 6.8578 | 6.0935 | 6.6646 | 6.3167 | 5.8189 | 6.2726 | 6.392
TSO | - | 13 | 5 | 68 | 2025 | Winter | P, [%] | 2 | 1 | 5.215% | 5.038% | 4.794% | 5.2% | 4.938% | 4.87% | 5.499% | 5.389% | 5.215% | 5.676% | 5.724% | 5.616% | 5.566% | 5.613% | 5.601% | 5.086% | 5.29% | 5.575% | 4.954% | 5.418% | 5.136% | 4.731% | 5.1% | 5.197%
TSO | - | 13 | 68 | 5 | 2025 | Winter | P, [MW] | 2 | 1 | -6.4119 | -6.1945 | -5.8949 | -6.394 | -6.072 | -5.9889 | -6.7618 | -6.6259 | -6.413 | -6.979 | -7.0376 | -6.9053 | -6.8438 | -6.9021 | -6.8864 | -6.2535 | -6.5043 | -6.8556 | -6.0917 | -6.6626 | -6.3149 | -5.8173 | -6.2707 | -6.3901
TSO | - | 13 | 68 | 5 | 2025 | Winter | P, [%] | 2 | 1 | 5.213% | 5.036% | 4.793% | 5.198% | 4.937% | 4.869% | 5.497% | 5.387% | 5.214% | 5.674% | 5.722% | 5.614% | 5.564% | 5.611% | 5.599% | 5.084% | 5.288% | 5.574% | 4.953% | 5.417% | 5.134% | 4.729% | 5.098% | 5.195%
TSO | - | 13 | 5 | 68 | 2025 | Winter | Q, [MVAr] | 2 | 1 | 1.5017 | 1.4024 | 1.1378 | 1.3568 | 1.3356 | 1.4868 | 1.5978 | 1.8819 | 1.7791 | 1.8854 | 1.8804 | 1.9024 | 2.1118 | 2.1082 | 1.7018 | 1.6089 | 1.3465 | 1.3825 | 1.3824 | 1.601 | 1.383 | 1.5172 | 1.2376 | 1.2346
TSO | - | 13 | 5 | 68 | 2025 | Winter | Q, [%] | 2 | 1 | 1.221% | 1.14% | 0.925% | 1.103% | 1.086% | 1.209% | 1.299% | 1.53% | 1.446% | 1.533% | 1.529% | 1.547% | 1.717% | 1.714% | 1.384% | 1.308% | 1.095% | 1.124% | 1.124% | 1.302% | 1.124% | 1.234% | 1.006% | 1.004%
TSO | - | 13 | 68 | 5 | 2025 | Winter | Q, [MVAr] | 2 | 1 | -1.6619 | -1.5619 | -1.2979 | -1.5159 | -1.4949 | -1.6449 | -1.7579 | -2.0429 | -1.9428 | -2.0469 | -2.0428 | -2.0639 | -2.2729 | -2.2689 | -1.8629 | -1.7709 | -1.5069 | -1.5449 | -1.5449 | -1.7629 | -1.5449 | -1.6789 | -1.3979 | -1.3939
TSO | - | 13 | 68 | 5 | 2025 | Winter | Q, [%] | 2 | 1 | 1.351% | 1.27% | 1.055% | 1.232% | 1.215% | 1.337% | 1.429% | 1.661% | 1.58% | 1.664% | 1.661% | 1.678% | 1.848% | 1.845% | 1.515% | 1.44% | 1.225% | 1.256% | 1.256% | 1.433% | 1.256% | 1.365% | 1.137% | 1.133%
TSO | - | 13 | 5 | 68 | 2025 | Winter | S, [MVA] | 2 | 1 | 6.5873 | 6.353 | 6.0053 | 6.5383 | 6.2189 | 6.1724 | 6.9502 | 6.8901 | 6.6571 | 7.2314 | 7.2868 | 7.1648 | 7.1644 | 7.2191 | 7.0957 | 6.459 | 6.6441 | 6.9957 | 6.2483 | 6.8542 | 6.4664 | 6.0134 | 6.3935 | 6.5102
TSO | - | 13 | 5 | 68 | 2025 | Winter | S, [%] | 2 | 1 | 5.356% | 5.165% | 4.882% | 5.316% | 5.056% | 5.018% | 5.651% | 5.602% | 5.412% | 5.879% | 5.924% | 5.825% | 5.825% | 5.869% | 5.769% | 5.251% | 5.402% | 5.688% | 5.08% | 5.573% | 5.257% | 4.889% | 5.198% | 5.293%
TSO | - | 13 | 68 | 5 | 2025 | Winter | S, [MVA] | 2 | 1 | 6.6238 | 6.3884 | 6.0361 | 6.5713 | 6.2533 | 6.2107 | 6.9866 | 6.9337 | 6.7008 | 7.273 | 7.3281 | 7.2071 | 7.2113 | 7.2654 | 7.1339 | 6.4994 | 6.6765 | 7.0275 | 6.2846 | 6.8918 | 6.5011 | 6.0547 | 6.4247 | 6.5404
TSO | - | 13 | 68 | 5 | 2025 | Winter | S, [%] | 2 | 1 | 5.385% | 5.194% | 4.907% | 5.342% | 5.084% | 5.049% | 5.68% | 5.637% | 5.448% | 5.913% | 5.958% | 5.859% | 5.863% | 5.907% | 5.8% | 5.284% | 5.428% | 5.713% | 5.109% | 5.603% | 5.285% | 4.923% | 5.223% | 5.317%
TSO | - | 14 | 7 | 9 | 2025 | Winter | P, [MW] | 2 | 1 | 94.267 | 91.3957 | 85.8713 | 89.442 | 90.4024 | 90.6638 | 95.0028 | 95.0016 | 87.575 | 93.6159 | 95.0024 | 95.0028 | 95.0013 | 95.0027 | 95.0021 | 93.9891 | 91.7687 | 95.002 | 91.8188 | 85.9957 | 84.0298 | 79.8289 | 94.2247 | 95.0024
TSO | - | 14 | 7 | 9 | 2025 | Winter | P, [%] | 2 | 1 | 38.32% | 37.15% | 34.91% | 36.36% | 36.75% | 36.86% | 38.62% | 38.62% | 35.6% | 38.06% | 38.62% | 38.62% | 38.62% | 38.62% | 38.62% | 38.21% | 37.3% | 38.62% | 37.32% | 34.96% | 34.16% | 32.45% | 38.3% | 38.62%
TSO | - | 14 | 9 | 7 | 2025 | Winter | P, [MW] | 2 | 1 | -93.9285 | -91.0714 | -85.5754 | -89.1275 | -90.0828 | -90.3451 | -94.682 | -94.7027 | -87.3233 | -93.3248 | -94.7075 | -94.707 | -94.7021 | -94.6924 | -94.69 | -93.6698 | -91.4499 | -94.6998 | -91.5214 | -85.7323 | -83.7586 | -79.5686 | -93.89 | -94.6606
TSO | - | 14 | 9 | 7 | 2025 | Winter | P, [%] | 2 | 1 | 38.18% | 37.02% | 34.79% | 36.23% | 36.62% | 36.73% | 38.49% | 38.5% | 35.5% | 37.94% | 38.5% | 38.5% | 38.5% | 38.49% | 38.49% | 38.08% | 37.17% | 38.5% | 37.2% | 34.85% | 34.05% | 32.34% | 38.17% | 38.48%
TSO | - | 14 | 7 | 9 | 2025 | Winter | Q, [MVAr] | 2 | 1 | 49.9997 | 50.0004 | 50.0007 | 50.0012 | 50.001 | 50.001 | 44.4216 | 35.0387 | 30.9958 | 34.9298 | 33.0165 | 33.4559 | 35.2127 | 40.181 | 40.9575 | 45.9819 | 50.0014 | 36.6285 | 42.04 | 40.3217 | 47.2579 | 49.9971 | 49.9993 | 50.0005
TSO | - | 14 | 7 | 9 | 2025 | Winter | Q, [%] | 2 | 1 | 20.33% | 20.33% | 20.33% | 20.33% | 20.33% | 20.33% | 18.06% | 14.24% | 12.6% | 14.2% | 13.42% | 13.6% | 14.31% | 16.33% | 16.65% | 18.69% | 20.33% | 14.89% | 17.09% | 16.39% | 19.21% | 20.32% | 20.32% | 20.33%
TSO | - | 14 | 9 | 7 | 2025 | Winter | Q, [MVAr] | 2 | 1 | -49.3665 | -49.4139 | -49.5123 | -49.4479 | -49.4296 | -49.4368 | -43.8611 | -34.5553 | -30.6782 | -34.4737 | -32.5473 | -32.9836 | -34.728 | -39.6575 | -40.4276 | -45.4264 | -49.4474 | -36.1333 | -41.5613 | -39.9616 | -46.8709 | -49.6458 | -49.3845 | -49.3571
TSO | - | 14 | 9 | 7 | 2025 | Winter | Q, [%] | 2 | 1 | 20.07% | 20.09% | 20.13% | 20.1% | 20.09% | 20.1% | 17.83% | 14.05% | 12.47% | 14.01% | 13.23% | 13.41% | 14.12% | 16.12% | 16.43% | 18.47% | 20.1% | 14.69% | 16.89% | 16.24% | 19.05% | 20.18% | 20.08% | 20.06%
TSO | - | 14 | 7 | 9 | 2025 | Winter | S, [MVA] | 2 | 1 | 106.7063 | 104.1788 | 99.3678 | 102.4695 | 103.3087 | 103.5375 | 104.8752 | 101.2572 | 92.8984 | 99.9201 | 100.576 | 100.7215 | 101.3173 | 103.1505 | 103.4549 | 104.6341 | 104.5066 | 101.8187 | 100.9854 | 94.9795 | 96.4071 | 94.1932 | 106.6688 | 107.3569
TSO | - | 14 | 7 | 9 | 2025 | Winter | S, [%] | 2 | 1 | 43.38% | 42.35% | 40.39% | 41.65% | 42% | 42.09% | 42.63% | 41.16% | 37.76% | 40.62% | 40.88% | 40.94% | 41.19% | 41.93% | 42.05% | 42.53% | 42.48% | 41.39% | 41.05% | 38.61% | 39.19% | 38.29% | 43.36% | 43.64%
TSO | - | 14 | 9 | 7 | 2025 | Winter | S, [MVA] | 2 | 1 | 106.1113 | 103.6134 | 98.8667 | 101.9255 | 102.7531 | 102.9865 | 104.3479 | 100.8101 | 92.5555 | 99.4885 | 100.1441 | 100.2863 | 100.8688 | 102.6615 | 102.9591 | 104.1037 | 103.9622 | 101.3591 | 100.5162 | 94.5883 | 95.9811 | 93.7863 | 106.0856 | 106.7556
TSO | - | 14 | 9 | 7 | 2025 | Winter | S, [%] | 2 | 1 | 43.13% | 42.12% | 40.19% | 41.43% | 41.77% | 41.86% | 42.42% | 40.98% | 37.62% | 40.44% | 40.71% | 40.77% | 41% | 41.73% | 41.85% | 42.32% | 42.26% | 41.2% | 40.86% | 38.45% | 39.02% | 38.12% | 43.12% | 43.4%
TSO | - | 16 | 8 | 14 | 2025 | Winter | P, [MW] | 2 | 1 | -1.9031 | -1.9693 | -1.8881 | -1.8017 | -1.6949 | -1.7709 | -2.2221 | -2.02 | -2.1641 | -2.1658 | -2.482 | -2.8004 | -2.5654 | -2.5912 | -2.415 | -2.3172 | -2.4166 | -2.6063 | -2.6363 | -2.5413 | -2.6197 | -2.5237 | -2.4846 | -2.2385
TSO | - | 16 | 8 | 14 | 2025 | Winter | P, [%] | 2 | 1 | 0.6119% | 0.6332% | 0.6071% | 0.5793% | 0.545% | 0.5694% | 0.7145% | 0.6495% | 0.6958% | 0.6964% | 0.7981% | 0.9005% | 0.8249% | 0.8332% | 0.7765% | 0.7451% | 0.777% | 0.838% | 0.8477% | 0.8171% | 0.8424% | 0.8115% | 0.7989% | 0.7198%
TSO | - | 16 | 14 | 8 | 2025 | Winter | P, [MW] | 2 | 1 | 1.9033 | 1.9695 | 1.8883 | 1.8019 | 1.695 | 1.7711 | 2.2224 | 2.0202 | 2.1643 | 2.1661 | 2.4824 | 2.8009 | 2.5657 | 2.5916 | 2.4154 | 2.3175 | 2.4169 | 2.6067 | 2.6367 | 2.5416 | 2.6201 | 2.5241 | 2.485 | 2.2388
TSO | - | 16 | 14 | 8 | 2025 | Winter | P, [%] | 2 | 1 | 0.612% | 0.6333% | 0.6072% | 0.5794% | 0.545% | 0.5695% | 0.7146% | 0.6496% | 0.6959% | 0.6965% | 0.7982% | 0.9006% | 0.825% | 0.8333% | 0.7766% | 0.7452% | 0.7771% | 0.8382% | 0.8478% | 0.8172% | 0.8425% | 0.8116% | 0.799% | 0.7199%
TSO | - | 16 | 8 | 14 | 2025 | Winter | Q, [MVAr] | 2 | 1 | -1.055 | -1.0412 | -1.0583 | -1.0764 | -1.0987 | -1.0828 | -0.98784 | -1.0304 | -0.99991 | -0.99961 | -0.93262 | -0.8646 | -0.91491 | -0.9094 | -0.94694 | -0.96773 | -0.9466 | -0.90616 | -0.89977 | -0.92004 | -0.90333 | -0.92379 | -0.93213 | -0.9844
TSO | - | 16 | 8 | 14 | 2025 | Winter | Q, [%] | 2 | 1 | 0.3392% | 0.3348% | 0.3403% | 0.3461% | 0.3533% | 0.3482% | 0.3176% | 0.3313% | 0.3215% | 0.3214% | 0.2999% | 0.278% | 0.2942% | 0.2924% | 0.3045% | 0.3112% | 0.3044% | 0.2914% | 0.2893% | 0.2958% | 0.2905% | 0.297% | 0.2997% | 0.3165%
TSO | - | 16 | 14 | 8 | 2025 | Winter | Q, [MVAr] | 2 | 1 | -1.8228 | -1.8365 | -1.8197 | -1.8019 | -1.78 | -1.7956 | -1.8891 | -1.8469 | -1.8769 | -1.8772 | -1.9436 | -2.011 | -1.9613 | -1.9667 | -1.9296 | -1.909 | -1.9298 | -1.9698 | -1.9761 | -1.9559 | -1.9725 | -1.9523 | -1.9441 | -1.8925
TSO | - | 16 | 14 | 8 | 2025 | Winter | Q, [%] | 2 | 1 | 0.5861% | 0.5905% | 0.5851% | 0.5794% | 0.5724% | 0.5774% | 0.6074% | 0.5939% | 0.6035% | 0.6036% | 0.625% | 0.6466% | 0.6306% | 0.6324% | 0.6204% | 0.6138% | 0.6205% | 0.6334% | 0.6354% | 0.6289% | 0.6343% | 0.6278% | 0.6251% | 0.6085%
TSO | - | 16 | 8 | 14 | 2025 | Winter | S, [MVA] | 2 | 1 | 2.176 | 2.2276 | 2.1644 | 2.0987 | 2.0198 | 2.0757 | 2.4318 | 2.2676 | 2.3839 | 2.3854 | 2.6515 | 2.9308 | 2.7236 | 2.7462 | 2.594 | 2.5111 | 2.5954 | 2.7593 | 2.7856 | 2.7027 | 2.7711 | 2.6875 | 2.6537 | 2.4454
TSO | - | 16 | 8 | 14 | 2025 | Winter | S, [%] | 2 | 1 | 0.6997% | 0.7163% | 0.696% | 0.6748% | 0.6495% | 0.6674% | 0.7819% | 0.7291% | 0.7665% | 0.767% | 0.8526% | 0.9424% | 0.8758% | 0.883% | 0.8341% | 0.8074% | 0.8345% | 0.8872% | 0.8957% | 0.869% | 0.891% | 0.8641% | 0.8533% | 0.7863%
TSO | - | 16 | 14 | 8 | 2025 | Winter | S, [MVA] | 2 | 1 | 2.6353 | 2.6929 | 2.6224 | 2.5483 | 2.458 | 2.5221 | 2.9168 | 2.7373 | 2.8648 | 2.8663 | 3.1528 | 3.448 | 3.2295 | 3.2534 | 3.0915 | 3.0025 | 3.0929 | 3.2672 | 3.295 | 3.2071 | 3.2796 | 3.191 | 3.1551 | 2.9315
TSO | - | 16 | 14 | 8 | 2025 | Winter | S, [%] | 2 | 1 | 0.8474% | 0.8659% | 0.8432% | 0.8194% | 0.7903% | 0.811% | 0.9379% | 0.8801% | 0.9212% | 0.9216% | 1.014% | 1.109% | 1.038% | 1.046% | 0.994% | 0.9654% | 0.9945% | 1.051% | 1.059% | 1.031% | 1.055% | 1.026% | 1.015% | 0.9426%
TSO | - | 17 | 9 | 10 | 2025 | Winter | P, [MW] | 2 | 1 | 13.1918 | 13.5751 | 13.5757 | 13.2195 | 12.9516 | 13.717 | -0.55137 | 9.4504 | 12.9246 | 15.3699 | 10.3398 | 4.1762 | 13.2726 | 7.3266 | 12.5315 | 15.7134 | 17.6606 | 13.4147 | 14.6322 | 14.4893 | 15.5867 | 15.7432 | 14.8012 | 10.3229
TSO | - | 17 | 9 | 10 | 2025 | Winter | P, [%] | 2 | 1 | 10.73% | 11.04% | 11.04% | 10.75% | 10.53% | 11.15% | 0.4483% | 7.683% | 10.51% | 12.5% | 8.406% | 3.395% | 10.79% | 5.957% | 10.19% | 12.78% | 14.36% | 10.91% | 11.9% | 11.78% | 12.67% | 12.8% | 12.03% | 8.393%
TSO | - | 17 | 10 | 9 | 2025 | Winter | P, [MW] | 2 | 1 | -12.7813 | -13.097 | -13.0848 | -12.7546 | -12.4564 | -13.2322 | 0.86836 | -9.2334 | -12.7497 | -15.0949 | -10.1387 | -3.9308 | -13.0021 | -7.0499 | -12.2244 | -15.3378 | -17.2256 | -13.1641 | -14.2947 | -14.1713 | -15.2015 | -15.3193 | -14.3619 | -9.8759
TSO | - | 17 | 10 | 9 | 2025 | Winter | P, [%] | 2 | 1 | 10.39% | 10.65% | 10.64% | 10.37% | 10.13% | 10.76% | 0.706% | 7.507% | 10.37% | 12.27% | 8.243% | 3.196% | 10.57% | 5.732% | 9.939% | 12.47% | 14% | 10.7% | 11.62% | 11.52% | 12.36% | 12.45% | 11.68% | 8.029%
TSO | - | 17 | 9 | 10 | 2025 | Winter | Q, [MVAr] | 2 | 1 | 33.3395 | 36.181 | 36.6915 | 35.6851 | 37.0968 | 36.5318 | 31.6892 | 24.4012 | 19.6429 | 25.3006 | 22.9694 | 27.5235 | 26.1494 | 28.6767 | 28.6308 | 30.8656 | 32.8609 | 24.8118 | 29.3647 | 28.3375 | 31.4311 | 33.192 | 34.2509 | 36.0167
TSO | - | 17 | 9 | 10 | 2025 | Winter | Q, [%] | 2 | 1 | 27.11% | 29.42% | 29.83% | 29.01% | 30.16% | 29.7% | 25.76% | 19.84% | 15.97% | 20.57% | 18.67% | 22.38% | 21.26% | 23.31% | 23.28% | 25.09% | 26.72% | 20.17% | 23.87% | 23.04% | 25.55% | 26.99% | 27.85% | 29.28%
TSO | - | 17 | 10 | 9 | 2025 | Winter | Q, [MVAr] | 2 | 1 | -33.2874 | -35.8892 | -36.3522 | -35.4358 | -36.743 | -36.2234 | -31.9899 | -25.0492 | -20.4399 | -25.7484 | -23.6732 | -28.0734 | -26.612 | -29.1159 | -28.9647 | -30.9619 | -32.7511 | -25.3432 | -29.5939 | -28.6333 | -31.4947 | -33.1149 | -34.1137 | -35.8418
TSO | - | 17 | 10 | 9 | 2025 | Winter | Q, [%] | 2 | 1 | 27.06% | 29.18% | 29.55% | 28.81% | 29.87% | 29.45% | 26.01% | 20.37% | 16.62% | 20.93% | 19.25% | 22.82% | 21.64% | 23.67% | 23.55% | 25.17% | 26.63% | 20.6% | 24.06% | 23.28% | 25.61% | 26.92% | 27.73% | 29.14%
TSO | - | 17 | 9 | 10 | 2025 | Winter | S, [MVA] | 2 | 1 | 35.8545 | 38.6439 | 39.1224 | 38.055 | 39.2927 | 39.0222 | 31.694 | 26.1674 | 23.5136 | 29.6033 | 25.1894 | 27.8385 | 29.325 | 29.5979 | 31.2532 | 34.6352 | 37.3059 | 28.206 | 32.8083 | 31.8269 | 35.0837 | 36.7363 | 37.3122 | 37.4668
TSO | - | 17 | 9 | 10 | 2025 | Winter | S, [%] | 2 | 1 | 29.15% | 31.42% | 31.81% | 30.94% | 31.95% | 31.73% | 25.77% | 21.27% | 19.12% | 24.07% | 20.48% | 22.63% | 23.84% | 24.06% | 25.41% | 28.16% | 30.33% | 22.93% | 26.67% | 25.88% | 28.52% | 29.87% | 30.34% | 30.46%
TSO | - | 17 | 10 | 9 | 2025 | Winter | S, [MVA] | 2 | 1 | 35.6569 | 38.2043 | 38.6354 | 37.6613 | 38.797 | 38.5646 | 32.0017 | 26.6968 | 24.0903 | 29.8469 | 25.7529 | 28.3472 | 29.6185 | 29.9572 | 31.4387 | 34.5527 | 37.0048 | 28.5582 | 32.8654 | 31.9482 | 34.9715 | 36.4867 | 37.0136 | 37.1775
TSO | - | 17 | 10 | 9 | 2025 | Winter | S, [%] | 2 | 1 | 28.99% | 31.06% | 31.41% | 30.62% | 31.54% | 31.35% | 26.02% | 21.7% | 19.59% | 24.27% | 20.94% | 23.05% | 24.08% | 24.36% | 25.56% | 28.09% | 30.09% | 23.22% | 26.72% | 25.97% | 28.43% | 29.66% | 30.09% | 30.23%
TSO | - | 18 | 9 | 16 | 2025 | Winter | P, [MW] | 2 | 1 | 32.2475 | 29.8814 | 26.7742 | 26.7853 | 27.0263 | 34.4264 | 51.9295 | 62.3536 | 63.8436 | 60.008 | 57.1115 | 58.1749 | 58.0954 | 55.863 | 53.189 | 52.4002 | 52.8046 | 60.3906 | 58.5778 | 56.5241 | 54.7933 | 46.3976 | 43.1611 | 35.9555
TSO | - | 18 | 9 | 16 | 2025 | Winter | P, [%] | 2 | 1 | 26.22% | 24.29% | 21.77% | 21.78% | 21.97% | 27.99% | 42.22% | 50.69% | 51.91% | 48.79% | 46.43% | 47.3% | 47.23% | 45.42% | 43.24% | 42.6% | 42.93% | 49.1% | 47.62% | 45.95% | 44.55% | 37.72% | 35.09% | 29.23%
TSO | - | 18 | 16 | 9 | 2025 | Winter | P, [MW] | 2 | 1 | -32.1554 | -29.8021 | -26.7102 | -26.7215 | -26.9613 | -34.3217 | -51.693 | -62.0127 | -63.487 | -59.6926 | -56.8251 | -57.8768 | -57.7997 | -55.5887 | -52.9415 | -52.1595 | -52.5594 | -60.0722 | -58.2774 | -56.2455 | -54.5309 | -46.2089 | -42.9978 | -35.8416
TSO | - | 18 | 16 | 9 | 2025 | Winter | P, [%] | 2 | 1 | 26.14% | 24.23% | 21.72% | 21.72% | 21.92% | 27.9% | 42.03% | 50.42% | 51.62% | 48.53% | 46.2% | 47.05% | 46.99% | 45.19% | 43.04% | 42.41% | 42.73% | 48.84% | 47.38% | 45.73% | 44.33% | 37.57% | 34.96% | 29.14%
TSO | - | 18 | 9 | 16 | 2025 | Winter | Q, [MVAr] | 2 | 1 | 1.6318 | -1.0355 | -1.8249 | -0.78215 | -0.96429 | 0.89384 | 5.8959 | 7.5837 | 7.5592 | 7.0234 | 7.294 | 8.1768 | 6.8801 | 7.1159 | 5.6137 | 5.8259 | 6.3437 | 6.1424 | 6.4148 | 5.0131 | 5.4611 | 4.0019 | 2.4376 | 0.57612
TSO | - | 18 | 9 | 16 | 2025 | Winter | Q, [%] | 2 | 1 | 1.327% | 0.8418% | 1.484% | 0.6359% | 0.784% | 0.7267% | 4.793% | 6.166% | 6.146% | 5.71% | 5.93% | 6.648% | 5.594% | 5.785% | 4.564% | 4.736% | 5.157% | 4.994% | 5.215% | 4.076% | 4.44% | 3.254% | 1.982% | 0.4684%
TSO | - | 18 | 16 | 9 | 2025 | Winter | Q, [MVAr] | 2 | 1 | -1.7174 | 0.90814 | 1.6466 | 0.60332 | 0.78945 | -0.93677 | -5.5 | -6.8347 | -6.7574 | -6.3611 | -6.7301 | -7.5727 | -6.2842 | -6.592 | -5.1809 | -5.4155 | -5.9175 | -5.4696 | -5.8026 | -4.4745 | -4.9772 | -3.766 | -2.2858 | -0.58891
TSO | - | 18 | 16 | 9 | 2025 | Winter | Q, [%] | 2 | 1 | 1.396% | 0.7383% | 1.339% | 0.4905% | 0.6418% | 0.7616% | 4.472% | 5.557% | 5.494% | 5.172% | 5.472% | 6.157% | 5.109% | 5.359% | 4.212% | 4.403% | 4.811% | 4.447% | 4.718% | 3.638% | 4.047% | 3.062% | 1.858% | 0.4788%
TSO | - | 18 | 9 | 16 | 2025 | Winter | S, [MVA] | 2 | 1 | 32.2888 | 29.8993 | 26.8363 | 26.7967 | 27.0435 | 34.438 | 52.2631 | 62.8131 | 64.2896 | 60.4176 | 57.5754 | 58.7468 | 58.5013 | 56.3144 | 53.4844 | 52.7231 | 53.1843 | 60.7022 | 58.928 | 56.746 | 55.0648 | 46.5698 | 43.2299 | 35.9601
TSO | - | 18 | 9 | 16 | 2025 | Winter | S, [%] | 2 | 1 | 26.25% | 24.31% | 21.82% | 21.79% | 21.99% | 28% | 42.49% | 51.07% | 52.27% | 49.12% | 46.81% | 47.76% | 47.56% | 45.78% | 43.48% | 42.86% | 43.24% | 49.35% | 47.91% | 46.13% | 44.77% | 37.86% | 35.15% | 29.24%
TSO | - | 18 | 16 | 9 | 2025 | Winter | S, [MVA] | 2 | 1 | 32.2013 | 29.816 | 26.7609 | 26.7283 | 26.9729 | 34.3345 | 51.9848 | 62.3882 | 63.8456 | 60.0306 | 57.2223 | 58.3701 | 58.1403 | 55.9781 | 53.1944 | 52.4399 | 52.8915 | 60.3207 | 58.5656 | 56.4232 | 54.7575 | 46.3621 | 43.0585 | 35.8465
TSO | - | 18 | 16 | 9 | 2025 | Winter | S, [%] | 2 | 1 | 26.18% | 24.24% | 21.76% | 21.73% | 21.93% | 27.91% | 42.26% | 50.72% | 51.91% | 48.81% | 46.52% | 47.46% | 47.27% | 45.51% | 43.25% | 42.63% | 43% | 49.04% | 47.61% | 45.87% | 44.52% | 37.69% | 35.01% | 29.14%
TSO | - | 19 | 10 | 15 | 2025 | Winter | P, [MW] | 2 | 1 | -7.2049 | -4.885 | -3.1604 | -2.7468 | -1.9046 | -1.9814 | -22.9007 | -13.9141 | -17.1426 | -18.2611 | -22.8955 | -30.0527 | -19.8232 | -25.7206 | -20.2162 | -15.4902 | -12.9049 | -23.0368 | -14.7974 | -14.2624 | -13.8246 | -11.2386 | -10.154 | -11.5962
TSO | - | 19 | 10 | 15 | 2025 | Winter | P, [%] | 2 | 1 | 5.858% | 3.972% | 2.569% | 2.233% | 1.548% | 1.611% | 18.62% | 11.31% | 13.94% | 14.85% | 18.61% | 24.43% | 16.12% | 20.91% | 16.44% | 12.59% | 10.49% | 18.73% | 12.03% | 11.6% | 11.24% | 9.137% | 8.255% | 9.428%
TSO | - | 19 | 15 | 10 | 2025 | Winter | P, [MW] | 2 | 1 | 7.564 | 5.3118 | 3.6124 | 3.2134 | 2.38 | 2.4427 | 23.3235 | 14.1753 | 17.3472 | 18.5397 | 23.1986 | 30.5027 | 20.1627 | 26.1538 | 20.5931 | 15.8499 | 13.345 | 23.3605 | 15.0883 | 14.5203 | 14.1336 | 11.5814 | 10.5298 | 12.05
TSO | - | 19 | 15 | 10 | 2025 | Winter | P, [%] | 2 | 1 | 6.15% | 4.319% | 2.937% | 2.613% | 1.935% | 1.986% | 18.96% | 11.52% | 14.1% | 15.07% | 18.86% | 24.8% | 16.39% | 21.26% | 16.74% | 12.89% | 10.85% | 18.99% | 12.27% | 11.81% | 11.49% | 9.416% | 8.561% | 9.797%
TSO | - | 19 | 10 | 15 | 2025 | Winter | Q, [MVAr] | 2 | 1 | 40.8175 | 44.6837 | 46.0777 | 46.9153 | 47.3286 | 46.8154 | 39.6887 | 33.3262 | 27.1329 | 32.4418 | 31.6169 | 36.8039 | 36.0327 | 38.6794 | 38.1908 | 39.0723 | 44.5296 | 32.9646 | 34.8448 | 32.6816 | 36.368 | 39.226 | 41.359 | 45.1523
TSO | - | 19 | 10 | 15 | 2025 | Winter | Q, [%] | 2 | 1 | 33.18% | 36.33% | 37.46% | 38.14% | 38.48% | 38.06% | 32.27% | 27.09% | 22.06% | 26.38% | 25.7% | 29.92% | 29.29% | 31.45% | 31.05% | 31.77% | 36.2% | 26.8% | 28.33% | 26.57% | 29.57% | 31.89% | 33.63% | 36.71%
TSO | - | 19 | 15 | 10 | 2025 | Winter | Q, [MVAr] | 2 | 1 | -40.3269 | -43.9445 | -45.2462 | -46.0341 | -46.4141 | -45.9573 | -39.0058 | -33.2198 | -27.2363 | -32.2716 | -31.3687 | -36.0351 | -35.6466 | -37.963 | -37.6682 | -38.602 | -43.7693 | -32.6383 | -34.6213 | -32.5761 | -36.0759 | -38.8058 | -40.8166 | -44.3276
TSO | - | 19 | 15 | 10 | 2025 | Winter | Q, [%] | 2 | 1 | 32.79% | 35.73% | 36.79% | 37.43% | 37.74% | 37.36% | 31.71% | 27.01% | 22.14% | 26.24% | 25.5% | 29.3% | 28.98% | 30.86% | 30.62% | 31.38% | 35.58% | 26.54% | 28.15% | 26.48% | 29.33% | 31.55% | 33.18% | 36.04%
TSO | - | 19 | 10 | 15 | 2025 | Winter | S, [MVA] | 2 | 1 | 41.4485 | 44.9499 | 46.186 | 46.9957 | 47.3669 | 46.8573 | 45.8218 | 36.1142 | 32.0946 | 37.2282 | 39.0363 | 47.5152 | 41.1256 | 46.4504 | 43.2115 | 42.0309 | 46.3619 | 40.2164 | 37.8566 | 35.6581 | 38.9069 | 40.8042 | 42.5872 | 46.6176
TSO | - | 19 | 10 | 15 | 2025 | Winter | S, [%] | 2 | 1 | 33.7% | 36.54% | 37.55% | 38.21% | 38.51% | 38.1% | 37.25% | 29.36% | 26.09% | 30.27% | 31.74% | 38.63% | 33.44% | 37.76% | 35.13% | 34.17% | 37.69% | 32.7% | 30.78% | 28.99% | 31.63% | 33.17% | 34.62% | 37.9%
TSO | - | 19 | 15 | 10 | 2025 | Winter | S, [MVA] | 2 | 1 | 41.0301 | 44.2643 | 45.3902 | 46.1461 | 46.4751 | 46.0221 | 45.447 | 36.1178 | 32.2915 | 37.2179 | 39.015 | 47.2117 | 40.9538 | 46.1 | 42.9298 | 41.7293 | 45.7585 | 40.1369 | 37.7663 | 35.6657 | 38.7457 | 40.4971 | 42.153 | 45.9362
TSO | - | 19 | 15 | 10 | 2025 | Winter | S, [%] | 2 | 1 | 33.36% | 35.99% | 36.9% | 37.52% | 37.78% | 37.42% | 36.95% | 29.36% | 26.25% | 30.26% | 31.72% | 38.38% | 33.3% | 37.48% | 34.9% | 33.93% | 37.2% | 32.63% | 30.7% | 29% | 31.5% | 32.92% | 34.27% | 37.35%
TSO | - | 20 | 11 | 13 | 2025 | Winter | P, [MW] | 2 | 1 | 20.9818 | 20.6872 | 20.0923 | 19.9094 | 18.0237 | 17.9108 | 16.3735 | 21.0611 | 21.9121 | 20.841 | 23.0774 | 22.8131 | 24.5887 | 23.3557 | 22.5792 | 24.7399 | 27.3056 | 29.058 | 29.8512 | 30.0087 | 33.0784 | 31.4367 | 29.9443 | 25.8251
TSO | - | 20 | 11 | 13 | 2025 | Winter | P, [%] | 2 | 1 | 1.578% | 1.555% | 1.511% | 1.497% | 1.355% | 1.347% | 1.231% | 1.584% | 1.648% | 1.567% | 1.735% | 1.715% | 1.849% | 1.756% | 1.698% | 1.86% | 2.053% | 2.185% | 2.244% | 2.256% | 2.487% | 2.364% | 2.251% | 1.942%
TSO | - | 20 | 13 | 11 | 2025 | Winter | P, [MW] | 2 | 1 | -20.9755 | -20.6812 | -20.0866 | -19.9038 | -18.0191 | -17.9062 | -16.3697 | -21.0548 | -21.9052 | -20.8348 | -23.0698 | -22.8057 | -24.5801 | -23.3479 | -22.5719 | -24.7312 | -27.295 | -29.046 | -29.8385 | -29.9959 | -33.0628 | -31.4227 | -29.9315 | -25.8156
TSO | - | 20 | 13 | 11 | 2025 | Winter | P, [%] | 2 | 1 | 1.577% | 1.555% | 1.51% | 1.497% | 1.355% | 1.346% | 1.231% | 1.583% | 1.647% | 1.567% | 1.735% | 1.715% | 1.848% | 1.755% | 1.697% | 1.859% | 2.052% | 2.184% | 2.243% | 2.255% | 2.486% | 2.363% | 2.25% | 1.941%
TSO | - | 20 | 11 | 13 | 2025 | Winter | Q, [MVAr] | 2 | 1 | -15.6678 | -15.6409 | -15.5862 | -15.5695 | -15.3953 | -15.3847 | -15.2418 | -15.6745 | -15.7528 | -15.6534 | -15.8608 | -15.8367 | -16.0006 | -15.887 | -15.8155 | -16.0146 | -16.2502 | -16.4106 | -16.483 | -16.4973 | -16.7777 | -16.6282 | -16.492 | -16.1144
TSO | - | 20 | 11 | 13 | 2025 | Winter | Q, [%] | 2 | 1 | 1.178% | 1.176% | 1.172% | 1.171% | 1.158% | 1.157% | 1.146% | 1.179% | 1.184% | 1.177% | 1.193% | 1.191% | 1.203% | 1.195% | 1.189% | 1.204% | 1.222% | 1.234% | 1.239% | 1.24% | 1.261% | 1.25% | 1.24% | 1.212%
TSO | - | 20 | 13 | 11 | 2025 | Winter | Q, [MVAr] | 2 | 1 | -11.6335 | -11.6632 | -11.7229 | -11.7413 | -11.9297 | -11.9408 | -12.0934 | -11.6249 | -11.5388 | -11.6461 | -11.4236 | -11.4503 | -11.2728 | -11.3963 | -11.4741 | -11.2578 | -11.0002 | -10.8237 | -10.7437 | -10.7276 | -10.4179 | -10.584 | -10.7347 | -11.149
TSO | - | 20 | 13 | 11 | 2025 | Winter | Q, [%] | 2 | 1 | 0.8747% | 0.8769% | 0.8814% | 0.8828% | 0.897% | 0.8978% | 0.9093% | 0.874% | 0.8676% | 0.8756% | 0.8589% | 0.8609% | 0.8476% | 0.8569% | 0.8627% | 0.8465% | 0.8271% | 0.8138% | 0.8078% | 0.8066% | 0.7833% | 0.7958% | 0.8071% | 0.8383%
TSO | - | 20 | 11 | 13 | 2025 | Winter | S, [MVA] | 2 | 1 | 26.1862 | 25.9345 | 25.429 | 25.2744 | 23.7038 | 23.6111 | 22.3698 | 26.2538 | 26.9868 | 26.0649 | 28.0023 | 27.7712 | 29.3363 | 28.2468 | 27.5672 | 29.4708 | 31.7752 | 33.3718 | 34.0996 | 34.2445 | 37.09 | 35.5635 | 34.1855 | 30.4403
TSO | - | 20 | 11 | 13 | 2025 | Winter | S, [%] | 2 | 1 | 1.969% | 1.95% | 1.912% | 1.9% | 1.782% | 1.775% | 1.682% | 1.974% | 2.029% | 1.96% | 2.105% | 2.088% | 2.206% | 2.124% | 2.073% | 2.216% | 2.389% | 2.509% | 2.564% | 2.575% | 2.789% | 2.674% | 2.57% | 2.289%
TSO | - | 20 | 13 | 11 | 2025 | Winter | S, [MVA] | 2 | 1 | 23.9856 | 23.7432 | 23.2572 | 23.1089 | 21.6103 | 21.5224 | 20.3523 | 24.0508 | 24.7585 | 23.8688 | 25.7432 | 25.5188 | 27.0417 | 25.9808 | 25.3208 | 27.1729 | 29.4282 | 30.9971 | 31.7138 | 31.8565 | 34.6653 | 33.1573 | 31.7983 | 28.1202
TSO | - | 20 | 13 | 11 | 2025 | Winter | S, [%] | 2 | 1 | 1.803% | 1.785% | 1.749% | 1.738% | 1.625% | 1.618% | 1.53% | 1.808% | 1.862% | 1.795% | 1.936% | 1.919% | 2.033% | 1.953% | 1.904% | 2.043% | 2.213% | 2.331% | 2.384% | 2.395% | 2.606% | 2.493% | 2.391% | 2.114%
TSO | - | 21 | 12 | 72 | 2025 | Winter | P, [MW] | 2 | 1 | -14.3128 | -14.5613 | -14.1661 | -13.9333 | -12.635 | -12.5338 | -11.952 | -13.9904 | -14.6392 | -13.9041 | -15.9297 | -16.3975 | -17.0161 | -16.2789 | -15.6281 | -16.7858 | -18.4437 | -19.3626 | -19.9292 | -19.8623 | -21.796 | -20.818 | -20.0537 | -17.4102
TSO | - | 21 | 12 | 72 | 2025 | Winter | P, [%] | 2 | 1 | 5.818% | 5.919% | 5.759% | 5.664% | 5.136% | 5.095% | 4.859% | 5.687% | 5.951% | 5.652% | 6.475% | 6.666% | 6.917% | 6.617% | 6.353% | 6.823% | 7.497% | 7.871% | 8.101% | 8.074% | 8.86% | 8.463% | 8.152% | 7.077%
TSO | - | 21 | 72 | 12 | 2025 | Winter | P, [MW] | 2 | 1 | 14.3343 | 14.5838 | 14.1875 | 13.954 | 12.652 | 12.5504 | 11.9662 | 14.0097 | 14.66 | 13.9232 | 15.9545 | 16.424 | 17.0448 | 16.3053 | 15.6526 | 16.8144 | 18.4788 | 19.3996 | 19.9692 | 19.9018 | 21.8444 | 20.8629 | 20.0958 | 17.4421
TSO | - | 21 | 72 | 12 | 2025 | Winter | P, [%] | 2 | 1 | 5.827% | 5.928% | 5.767% | 5.672% | 5.143% | 5.102% | 4.864% | 5.695% | 5.959% | 5.66% | 6.486% | 6.676% | 6.929% | 6.628% | 6.363% | 6.835% | 7.512% | 7.886% | 8.118% | 8.09% | 8.88% | 8.481% | 8.169% | 7.09%
TSO | - | 21 | 12 | 72 | 2025 | Winter | Q, [MVAr] | 2 | 1 | 1.2747 | 0.81564 | 0.48352 | 0.40921 | 0.1077 | 0.2934 | 0.3683 | 1.1301 | 1.6358 | 1.0858 | 1.6805 | 1.418 | 1.3986 | 1.3705 | 1.1963 | 1.5914 | 1.7139 | 2.2336 | 2.2546 | 2.2712 | 2.861 | 2.7158 | 2.4759 | 1.3836
TSO | - | 21 | 12 | 72 | 2025 | Winter | Q, [%] | 2 | 1 | 0.5182% | 0.3316% | 0.1966% | 0.1663% | 0.04378% | 0.1193% | 0.1497% | 0.4594% | 0.665% | 0.4414% | 0.6831% | 0.5764% | 0.5685% | 0.5571% | 0.4863% | 0.6469% | 0.6967% | 0.908% | 0.9165% | 0.9233% | 1.163% | 1.104% | 1.006% | 0.5624%
TSO | - | 21 | 72 | 12 | 2025 | Winter | Q, [MVAr] | 2 | 1 | -2.568 | -2.0771 | -1.7389 | -1.6684 | -1.3735 | -1.5743 | -1.7494 | -2.5207 | -3.053 | -2.4733 | -3.0659 | -2.7803 | -2.744 | -2.7165 | -2.5419 | -2.9061 | -2.9807 | -3.5643 | -3.548 | -3.5742 | -4.1127 | -3.9566 | -3.7104 | -2.6302
TSO | - | 21 | 72 | 12 | 2025 | Winter | Q, [%] | 2 | 1 | 1.044% | 0.8444% | 0.7069% | 0.6782% | 0.5583% | 0.64% | 0.7111% | 1.025% | 1.241% | 1.005% | 1.246% | 1.13% | 1.115% | 1.104% | 1.033% | 1.181% | 1.212% | 1.449% | 1.442% | 1.453% | 1.672% | 1.608% | 1.508% | 1.069%
TSO | - | 21 | 12 | 72 | 2025 | Winter | S, [MVA] | 2 | 1 | 14.3695 | 14.5841 | 14.1744 | 13.9393 | 12.6355 | 12.5372 | 11.9577 | 14.036 | 14.7303 | 13.9464 | 16.0181 | 16.4587 | 17.0734 | 16.3365 | 15.6739 | 16.8611 | 18.5231 | 19.491 | 20.0563 | 19.9917 | 21.9829 | 20.9944 | 20.2059 | 17.4651
TSO | - | 21 | 12 | 72 | 2025 | Winter | S, [%] | 2 | 1 | 5.841% | 5.928% | 5.762% | 5.666% | 5.136% | 5.096% | 4.861% | 5.706% | 5.988% | 5.669% | 6.511% | 6.691% | 6.94% | 6.641% | 6.371% | 6.854% | 7.53% | 7.923% | 8.153% | 8.127% | 8.936% | 8.534% | 8.214% | 7.1%
TSO | - | 21 | 72 | 12 | 2025 | Winter | S, [MVA] | 2 | 1 | 14.5625 | 14.731 | 14.2937 | 14.0534 | 12.7264 | 12.6488 | 12.0934 | 14.2347 | 14.9745 | 14.1411 | 16.2464 | 16.6576 | 17.2642 | 16.53 | 15.8576 | 17.0637 | 18.7176 | 19.7244 | 20.2819 | 20.2202 | 22.2282 | 21.2348 | 20.4354 | 17.6393
TSO | - | 21 | 72 | 12 | 2025 | Winter | S, [%] | 2 | 1 | 5.92% | 5.988% | 5.81% | 5.713% | 5.173% | 5.142% | 4.916% | 5.786% | 6.087% | 5.748% | 6.604% | 6.771% | 7.018% | 6.72% | 6.446% | 6.936% | 7.609% | 8.018% | 8.245% | 8.22% | 9.036% | 8.632% | 8.307% | 7.17%
TSO | - | 23 | 15 | 18 | 2025 | Winter | P, [MW] | 2 | 1 | 17.3985 | 15.018 | 14.2451 | 13.513 | 13.4884 | 15.2321 | 20.9093 | 24.2828 | 26.7589 | 27.7737 | 27.4552 | 27.3049 | 26.8477 | 26.5577 | 25.4013 | 23.5073 | 23.5338 | 28.0905 | 28.3106 | 27.622 | 26.4908 | 24.9519 | 22.7507 | 19.9897
TSO | - | 23 | 15 | 18 | 2025 | Winter | P, [%] | 2 | 1 | 14.15% | 12.21% | 11.58% | 10.99% | 10.97% | 12.38% | 17% | 19.74% | 21.76% | 22.58% | 22.32% | 22.2% | 21.83% | 21.59% | 20.65% | 19.11% | 19.13% | 22.84% | 23.02% | 22.46% | 21.54% | 20.29% | 18.5% | 16.25%
TSO | - | 23 | 18 | 15 | 2025 | Winter | P, [MW] | 2 | 1 | -17.3784 | -15.0022 | -14.2307 | -13.5 | -13.4755 | -15.2162 | -20.8828 | -24.2476 | -26.7168 | -27.7271 | -27.4104 | -27.2601 | -26.8041 | -26.5149 | -25.3621 | -23.4734 | -23.4994 | -28.0434 | -28.2618 | -27.5759 | -26.4479 | -24.9133 | -22.7182 | -19.9642
TSO | - | 23 | 18 | 15 | 2025 | Winter | P, [%] | 2 | 1 | 14.13% | 12.2% | 11.57% | 10.98% | 10.96% | 12.37% | 16.98% | 19.71% | 21.72% | 22.54% | 22.28% | 22.16% | 21.79% | 21.56% | 20.62% | 19.08% | 19.11% | 22.8% | 22.98% | 22.42% | 21.5% | 20.25% | 18.47% | 16.23%
TSO | - | 23 | 15 | 18 | 2025 | Winter | Q, [MVAr] | 2 | 1 | -3.8957 | -4.5124 | -4.3752 | -4.1755 | -4.0559 | -3.9429 | -0.90572 | 0.98767 | 1.722 | 2.8787 | 2.1984 | 2.1593 | 2.1145 | 2.2807 | 1.459 | 0.2004 | 0.14968 | 1.5629 | 1.9767 | 1.3906 | 1.0289 | 0.57395 | -1.1189 | -1.4695
TSO | - | 23 | 15 | 18 | 2025 | Winter | Q, [%] | 2 | 1 | 3.167% | 3.669% | 3.557% | 3.395% | 3.297% | 3.206% | 0.7364% | 0.803% | 1.4% | 2.34% | 1.787% | 1.755% | 1.719% | 1.854% | 1.186% | 0.1629% | 0.1217% | 1.271% | 1.607% | 1.131% | 0.8365% | 0.4666% | 0.9097% | 1.195%
TSO | - | 23 | 18 | 15 | 2025 | Winter | Q, [MVAr] | 2 | 1 | 3.7444 | 4.3507 | 4.21 | 4.0051 | 3.8862 | 3.7815 | 0.76659 | -1.1009 | -1.8164 | -2.9522 | -2.2808 | -2.2395 | -2.1972 | -2.3649 | -1.5545 | -0.3117 | -0.25525 | -1.6354 | -2.0391 | -1.4634 | -1.1095 | -0.66591 | 1.0083 | 1.3383
TSO | - | 23 | 18 | 15 | 2025 | Winter | Q, [%] | 2 | 1 | 3.044% | 3.537% | 3.423% | 3.256% | 3.159% | 3.074% | 0.6232% | 0.895% | 1.477% | 2.4% | 1.854% | 1.821% | 1.786% | 1.923% | 1.264% | 0.2534% | 0.2075% | 1.33% | 1.658% | 1.19% | 0.902% | 0.5414% | 0.8197% | 1.088%
TSO | - | 23 | 15 | 18 | 2025 | Winter | S, [MVA] | 2 | 1 | 17.8293 | 15.6813 | 14.9019 | 14.1434 | 14.085 | 15.7342 | 20.9289 | 24.3029 | 26.8142 | 27.9225 | 27.5431 | 27.3901 | 26.9308 | 26.6555 | 25.4432 | 23.5081 | 23.5343 | 28.134 | 28.3795 | 27.657 | 26.5108 | 24.9585 | 22.7782 | 20.0437
TSO | - | 23 | 15 | 18 | 2025 | Winter | S, [%] | 2 | 1 | 14.5% | 12.75% | 12.12% | 11.5% | 11.45% | 12.79% | 17.02% | 19.76% | 21.8% | 22.7% | 22.39% | 22.27% | 21.89% | 21.67% | 20.69% | 19.11% | 19.13% | 22.87% | 23.07% | 22.49% | 21.55% | 20.29% | 18.52% | 16.3%
TSO | - | 23 | 18 | 15 | 2025 | Winter | S, [MVA] | 2 | 1 | 17.7772 | 15.6203 | 14.8404 | 14.0816 | 14.0247 | 15.679 | 20.8969 | 24.2726 | 26.7785 | 27.8838 | 27.5052 | 27.3519 | 26.894 | 26.6202 | 25.4097 | 23.4755 | 23.5008 | 28.091 | 28.3352 | 27.6147 | 26.4711 | 24.9222 | 22.7406 | 20.009
TSO | - | 23 | 18 | 15 | 2025 | Winter | S, [%] | 2 | 1 | 14.45% | 12.7% | 12.07% | 11.45% | 11.4% | 12.75% | 16.99% | 19.73% | 21.77% | 22.67% | 22.36% | 22.24% | 21.87% | 21.64% | 20.66% | 19.09% | 19.11% | 22.84% | 23.04% | 22.45% | 21.52% | 20.26% | 18.49% | 16.27%
TSO | - | 24 | 15 | 26 | 2025 | Winter | P, [MW] | 2 | 1 | 25.1074 | 22.025 | 20.2847 | 19.7466 | 19.3937 | 22.0732 | 35.4805 | 36.7919 | 39.0114 | 38.6136 | 39.6286 | 41.9013 | 38.9156 | 39.9722 | 36.8922 | 34.3123 | 32.7878 | 40.1384 | 39.1614 | 38.2516 | 37.0504 | 34.1197 | 32.3538 | 29.5351
TSO | - | 24 | 15 | 26 | 2025 | Winter | P, [%] | 2 | 1 | 20.41% | 17.91% | 16.49% | 16.05% | 15.77% | 17.95% | 28.85% | 29.91% | 31.72% | 31.39% | 32.22% | 34.07% | 31.64% | 32.5% | 29.99% | 27.9% | 26.66% | 32.63% | 31.84% | 31.1% | 30.12% | 27.74% | 26.3% | 24.01%
TSO | - | 24 | 26 | 15 | 2025 | Winter | P, [MW] | 2 | 1 | -25.0061 | -21.9368 | -20.2048 | -19.6705 | -19.3177 | -21.9849 | -35.3097 | -36.6164 | -38.8197 | -38.4214 | -39.4288 | -41.675 | -38.7188 | -39.7633 | -36.7123 | -34.1525 | -32.6374 | -39.9307 | -38.9593 | -38.0594 | -36.866 | -33.9585 | -32.2031 | -29.402
TSO | - | 24 | 26 | 15 | 2025 | Winter | P, [%] | 2 | 1 | 20.33% | 17.83% | 16.43% | 15.99% | 15.71% | 17.87% | 28.71% | 29.77% | 31.56% | 31.24% | 32.06% | 33.88% | 31.48% | 32.33% | 29.85% | 27.77% | 26.53% | 32.46% | 31.67% | 30.94% | 29.97% | 27.61% | 26.18% | 23.9%
TSO | - | 24 | 15 | 26 | 2025 | Winter | Q, [MVAr] | 2 | 1 | -10.8596 | -12.4601 | -12.8487 | -12.636 | -13.0795 | -12.3856 | -7.3708 | -4.0375 | -1.5044 | -2.2202 | -1.7664 | -2.959 | -3.103 | -3.7203 | -4.4713 | -6.056 | -7.0922 | -3.3576 | -4.1159 | -4.2702 | -5.5199 | -6.7214 | -8.5679 | -10.1486
TSO | - | 24 | 15 | 26 | 2025 | Winter | Q, [%] | 2 | 1 | 8.829% | 10.13% | 10.45% | 10.27% | 10.63% | 10.07% | 5.993% | 3.282% | 1.223% | 1.805% | 1.436% | 2.406% | 2.523% | 3.025% | 3.635% | 4.924% | 5.766% | 2.73% | 3.346% | 3.472% | 4.488% | 5.465% | 6.966% | 8.251%
TSO | - | 24 | 26 | 15 | 2025 | Winter | Q, [MVAr] | 2 | 1 | 10.7356 | 12.2997 | 12.6628 | 12.4362 | 12.8814 | 12.225 | 7.4642 | 4.1394 | 1.6525 | 2.3812 | 1.9478 | 3.2358 | 3.2818 | 3.9425 | 4.5965 | 6.1177 | 7.1293 | 3.5699 | 4.3176 | 4.4356 | 5.6646 | 6.7939 | 8.6095 | 10.1363
TSO | - | 24 | 26 | 15 | 2025 | Winter | Q, [%] | 2 | 1 | 8.728% | 10% | 10.29% | 10.11% | 10.47% | 9.939% | 6.068% | 3.365% | 1.344% | 1.936% | 1.584% | 2.631% | 2.668% | 3.205% | 3.737% | 4.974% | 5.796% | 2.902% | 3.51% | 3.606% | 4.605% | 5.523% | 7% | 8.241%
TSO | - | 24 | 15 | 26 | 2025 | Winter | S, [MVA] | 2 | 1 | 27.3553 | 25.3052 | 24.0116 | 23.4434 | 23.392 | 25.3106 | 36.238 | 37.0128 | 39.0404 | 38.6774 | 39.668 | 42.0057 | 39.0391 | 40.1449 | 37.1621 | 34.8426 | 33.5461 | 40.2786 | 39.3771 | 38.4892 | 37.4593 | 34.7754 | 33.4691 | 31.2301
TSO | - | 24 | 15 | 26 | 2025 | Winter | S, [%] | 2 | 1 | 22.24% | 20.57% | 19.52% | 19.06% | 19.02% | 20.58% | 29.46% | 30.09% | 31.74% | 31.45% | 32.25% | 34.15% | 31.74% | 32.64% | 30.21% | 28.33% | 27.27% | 32.75% | 32.01% | 31.29% | 30.45% | 28.27% | 27.21% | 25.39%
TSO | - | 24 | 26 | 15 | 2025 | Winter | S, [MVA] | 2 | 1 | 27.2132 | 25.1497 | 23.8449 | 23.2721 | 23.2186 | 25.1553 | 36.09 | 36.8497 | 38.8549 | 38.4951 | 39.4768 | 41.8004 | 38.8576 | 39.9583 | 36.9989 | 34.6961 | 33.4069 | 40.0899 | 39.1978 | 38.317 | 37.2987 | 34.6314 | 33.3341 | 31.1002
TSO | - | 24 | 26 | 15 | 2025 | Winter | S, [%] | 2 | 1 | 22.12% | 20.45% | 19.39% | 18.92% | 18.88% | 20.45% | 29.34% | 29.96% | 31.59% | 31.3% | 32.09% | 33.98% | 31.59% | 32.49% | 30.08% | 28.21% | 27.16% | 32.59% | 31.87% | 31.15% | 30.32% | 28.16% | 27.1% | 25.28%
TSO | - | 25 | 16 | 17 | 2025 | Winter | P, [MW] | 2 | 1 | 0.2122 | -1.5208 | -3.7949 | -3.6924 | -3.8691 | 0.24977 | 6.1617 | 12.8311 | 12.7582 | 11.9383 | 8.9452 | 9.7307 | 12.0758 | 8.7144 | 8.8266 | 8.6907 | 9.1596 | 13.111 | 13.0641 | 12.3685 | 11.2032 | 7.8977 | 5.931 | 2.1814
TSO | - | 25 | 16 | 17 | 2025 | Winter | P, [%] | 2 | 1 | 0.1725% | 1.236% | 3.085% | 3.002% | 3.146% | 0.2031% | 5.01% | 10.43% | 10.37% | 9.706% | 7.272% | 7.911% | 9.818% | 7.085% | 7.176% | 7.066% | 7.447% | 10.66% | 10.62% | 10.06% | 9.108% | 6.421% | 4.822% | 1.774%
TSO | - | 25 | 17 | 16 | 2025 | Winter | P, [MW] | 2 | 1 | -0.2122 | 1.521 | 3.7956 | 3.6931 | 3.8698 | -0.24968 | -6.1598 | -12.8233 | -12.7503 | -11.9315 | -8.9414 | -9.7262 | -12.0688 | -8.7108 | -8.8229 | -8.687 | -9.1553 | -13.1028 | -13.0559 | -12.3612 | -11.1971 | -7.8945 | -5.9292 | -2.1811
TSO | - | 25 | 17 | 16 | 2025 | Winter | P, [%] | 2 | 1 | 0.1725% | 1.237% | 3.086% | 3.003% | 3.146% | 0.203% | 5.008% | 10.43% | 10.37% | 9.7% | 7.269% | 7.907% | 9.812% | 7.082% | 7.173% | 7.063% | 7.443% | 10.65% | 10.61% | 10.05% | 9.103% | 6.418% | 4.82% | 1.773%
TSO | - | 25 | 16 | 17 | 2025 | Winter | Q, [MVAr] | 2 | 1 | -0.40624 | 0.39221 | 0.43378 | 0.31112 | 0.70296 | 1.1822 | 1.4445 | -0.46067 | -1.502 | -0.50038 | -0.24138 | 0.52927 | 0.21976 | 0.65458 | 1.0035 | 1.433 | 2.436 | 0.54812 | 1.257 | 0.62178 | 1.5735 | 1.8553 | 1.6751 | 1.4983
TSO | - | 25 | 16 | 17 | 2025 | Winter | Q, [%] | 2 | 1 | 0.3303% | 0.3189% | 0.3527% | 0.2529% | 0.5715% | 0.9611% | 1.174% | 0.3745% | 1.221% | 0.4068% | 0.1962% | 0.4303% | 0.1787% | 0.5322% | 0.8159% | 1.165% | 1.981% | 0.4456% | 1.022% | 0.5055% | 1.279% | 1.508% | 1.362% | 1.218%
TSO | - | 25 | 17 | 16 | 2025 | Winter | Q, [MVAr] | 2 | 1 | 0.19036 | -0.60701 | -0.64625 | -0.52364 | -0.91517 | -1.3978 | -1.6567 | 0.26934 | 1.3104 | 0.30517 | 0.035569 | -0.73236 | -0.41447 | -0.86067 | -1.2094 | -1.6389 | -2.6394 | -0.73835 | -1.447 | -0.81512 | -1.771 | -2.0625 | -1.8862 | -1.7134
TSO | - | 25 | 17 | 16 | 2025 | Winter | Q, [%] | 2 | 1 | 0.1548% | 0.4935% | 0.5254% | 0.4257% | 0.744% | 1.136% | 1.347% | 0.219% | 1.065% | 0.2481% | 0.02892% | 0.5954% | 0.337% | 0.6997% | 0.9833% | 1.332% | 2.146% | 0.6003% | 1.176% | 0.6627% | 1.44% | 1.677% | 1.533% | 1.393%
TSO | - | 25 | 16 | 17 | 2025 | Winter | S, [MVA] | 2 | 1 | 0.45832 | 1.5706 | 3.8196 | 3.7055 | 3.9324 | 1.2083 | 6.3288 | 12.8394 | 12.8463 | 11.9488 | 8.9484 | 9.7451 | 12.0778 | 8.739 | 8.8835 | 8.808 | 9.478 | 13.1224 | 13.1244 | 12.3841 | 11.3132 | 8.1127 | 6.163 | 2.6464
TSO | - | 25 | 16 | 17 | 2025 | Winter | S, [%] | 2 | 1 | 0.3726% | 1.277% | 3.105% | 3.013% | 3.197% | 0.9824% | 5.145% | 10.44% | 10.44% | 9.714% | 7.275% | 7.923% | 9.819% | 7.105% | 7.222% | 7.161% | 7.706% | 10.67% | 10.67% | 10.07% | 9.198% | 6.596% | 5.011% | 2.152%
TSO | - | 25 | 17 | 16 | 2025 | Winter | S, [MVA] | 2 | 1 | 0.28507 | 1.6376 | 3.8502 | 3.73 | 3.9766 | 1.4199 | 6.3787 | 12.8261 | 12.8175 | 11.9354 | 8.9414 | 9.7537 | 12.076 | 8.7532 | 8.9054 | 8.8402 | 9.5281 | 13.1236 | 13.1358 | 12.388 | 11.3363 | 8.1595 | 6.222 | 2.7736
TSO | - | 25 | 17 | 16 | 2025 | Winter | S, [%] | 2 | 1 | 0.2318% | 1.331% | 3.13% | 3.033% | 3.233% | 1.154% | 5.186% | 10.43% | 10.42% | 9.704% | 7.269% | 7.93% | 9.818% | 7.116% | 7.24% | 7.187% | 7.746% | 10.67% | 10.68% | 10.07% | 9.216% | 6.634% | 5.059% | 2.255%
TSO | - | 26 | 17 | 34 | 2025 | Winter | P, [MW] | 2 | 1 | -7.6927 | -9.264 | -10.6469 | -10.7759 | -10.942 | -7.528 | -2.8342 | 2.9215 | 2.8659 | 1.6568 | -0.037188 | 0.31802 | 3.1327 | -0.028602 | -0.19262 | -0.67105 | -1.0361 | 2.0668 | 2.7592 | 1.4782 | 0.19831 | -1.5967 | -2.8776 | -6.6798
TSO | - | 26 | 17 | 34 | 2025 | Winter | P, [%] | 2 | 1 | 6.254% | 7.532% | 8.656% | 8.761% | 8.896% | 6.12% | 2.304% | 2.375% | 2.33% | 1.347% | 0.03023% | 0.2586% | 2.547% | 0.02325% | 0.1566% | 0.5456% | 0.8424% | 1.68% | 2.243% | 1.202% | 0.1612% | 1.298% | 2.34% | 5.431%
TSO | - | 26 | 34 | 17 | 2025 | Winter | P, [MW] | 2 | 1 | 7.6995 | 9.2742 | 10.6603 | 10.7895 | 10.9562 | 7.5353 | 2.836 | -2.9205 | -2.8649 | -1.6565 | 0.037276 | -0.31776 | -3.1314 | 0.028913 | 0.19315 | 0.67185 | 1.0376 | -2.066 | -2.7578 | -1.4777 | -0.19755 | 1.598 | 2.8797 | 6.6859
TSO | - | 26 | 34 | 17 | 2025 | Winter | P, [%] | 2 | 1 | 6.26% | 7.54% | 8.667% | 8.772% | 8.907% | 6.126% | 2.306% | 2.374% | 2.329% | 1.347% | 0.03031% | 0.2583% | 2.546% | 0.02351% | 0.157% | 0.5462% | 0.8435% | 1.68% | 2.242% | 1.201% | 0.1606% | 1.299% | 2.341% | 5.436%
TSO | - | 26 | 17 | 34 | 2025 | Winter | Q, [MVAr] | 2 | 1 | 1.2611 | 2.0675 | 2.2417 | 1.9872 | 2.3837 | 2.7203 | 2.5593 | 0.23934 | -0.93873 | 0.16247 | 0.64108 | 1.24 | 0.99515 | 1.4283 | 1.9271 | 2.3615 | 3.221 | 1.241 | 2.0525 | 1.4865 | 2.3725 | 2.843 | 2.9077 | 2.8519
TSO | - | 26 | 17 | 34 | 2025 | Winter | Q, [%] | 2 | 1 | 1.025% | 1.681% | 1.823% | 1.616% | 1.938% | 2.212% | 2.081% | 0.1946% | 0.7632% | 0.1321% | 0.5212% | 1.008% | 0.8091% | 1.161% | 1.567% | 1.92% | 2.619% | 1.009% | 1.669% | 1.209% | 1.929% | 2.311% | 2.364% | 2.319%
TSO | - | 26 | 34 | 17 | 2025 | Winter | Q, [MVAr] | 2 | 1 | -1.7364 | -2.5294 | -2.692 | -2.4366 | -2.8309 | -3.1936 | -3.0587 | -0.74121 | 0.43589 | -0.66714 | -1.147 | -1.7446 | -1.4963 | -1.9326 | -2.431 | -2.8638 | -3.72 | -1.7438 | -2.5521 | -1.9898 | -2.8748 | -3.3419 | -3.4027 | -3.3305
TSO | - | 26 | 34 | 17 | 2025 | Winter | Q, [%] | 2 | 1 | 1.412% | 2.056% | 2.189% | 1.981% | 2.302% | 2.596% | 2.487% | 0.6026% | 0.3544% | 0.5424% | 0.9325% | 1.418% | 1.217% | 1.571% | 1.976% | 2.328% | 3.024% | 1.418% | 2.075% | 1.618% | 2.337% | 2.717% | 2.766% | 2.708%
TSO | - | 26 | 17 | 34 | 2025 | Winter | S, [MVA] | 2 | 1 | 7.7953 | 9.4919 | 10.8804 | 10.9576 | 11.1986 | 8.0044 | 3.8188 | 2.9313 | 3.0157 | 1.6647 | 0.64216 | 1.2802 | 3.2869 | 1.4286 | 1.9367 | 2.455 | 3.3836 | 2.4107 | 3.4389 | 2.0964 | 2.3807 | 3.2606 | 4.0909 | 7.2632
TSO | - | 26 | 17 | 34 | 2025 | Winter | S, [%] | 2 | 1 | 6.338% | 7.717% | 8.846% | 8.909% | 9.105% | 6.508% | 3.105% | 2.383% | 2.452% | 1.353% | 0.5221% | 1.041% | 2.672% | 1.161% | 1.575% | 1.996% | 2.751% | 1.96% | 2.796% | 1.704% | 1.936% | 2.651% | 3.326% | 5.905%
TSO | - | 26 | 34 | 17 | 2025 | Winter | S, [MVA] | 2 | 1 | 7.8929 | 9.6129 | 10.995 | 11.0612 | 11.316 | 8.1841 | 4.1711 | 3.0131 | 2.8979 | 1.7858 | 1.1476 | 1.7733 | 3.4706 | 1.9328 | 2.4386 | 2.9416 | 3.862 | 2.7036 | 3.7575 | 2.4785 | 2.8816 | 3.7043 | 4.4577 | 7.4695
TSO | - | 26 | 34 | 17 | 2025 | Winter | S, [%] | 2 | 1 | 6.417% | 7.815% | 8.939% | 8.993% | 9.2% | 6.654% | 3.391% | 2.45% | 2.356% | 1.452% | 0.933% | 1.442% | 2.822% | 1.571% | 1.983% | 2.392% | 3.14% | 2.198% | 3.055% | 2.015% | 2.343% | 3.012% | 3.624% | 6.073%
TSO | - | 27 | 18 | 103 | 2025 | Winter | P, [MW] | 2 | 1 | 16.6136 | 14.2317 | 13.4786 | 12.7561 | 12.7074 | 14.5326 | 19.8031 | 23.2226 | 25.6945 | 26.5237 | 25.9098 | 25.8924 | 25.2641 | 24.942 | 23.8821 | 22.0195 | 21.9725 | 26.4254 | 26.6739 | 26.0007 | 24.8571 | 23.85 | 21.7771 | 19.1465
TSO | - | 27 | 18 | 103 | 2025 | Winter | P, [%] | 2 | 1 | 13.51% | 11.57% | 10.96% | 10.37% | 10.33% | 11.82% | 16.1% | 18.88% | 20.89% | 21.56% | 21.06% | 21.05% | 20.54% | 20.28% | 19.42% | 17.9% | 17.86% | 21.48% | 21.69% | 21.14% | 20.21% | 19.39% | 17.7% | 15.57%
TSO | - | 27 | 103 | 18 | 2025 | Winter | P, [MW] | 2 | 1 | -16.5957 | -14.2179 | -13.4662 | -12.745 | -12.6964 | -14.5185 | -19.7793 | -23.1902 | -25.6553 | -26.4806 | -25.8694 | -25.8516 | -25.225 | -24.9036 | -23.847 | -21.9896 | -21.9423 | -26.3832 | -26.63 | -25.9594 | -24.8189 | -23.8144 | -21.7473 | -19.1231
TSO | - | 27 | 103 | 18 | 2025 | Winter | P, [%] | 2 | 1 | 13.49% | 11.56% | 10.95% | 10.36% | 10.32% | 11.8% | 16.08% | 18.85% | 20.86% | 21.53% | 21.03% | 21.02% | 20.51% | 20.25% | 19.39% | 17.88% | 17.84% | 21.45% | 21.65% | 21.11% | 20.18% | 19.36% | 17.68% | 15.55%
TSO | - | 27 | 18 | 103 | 2025 | Winter | Q, [MVAr] | 2 | 1 | -2.7115 | -3.3179 | -3.1772 | -2.9723 | -2.9074 | -2.7726 | 0.15266 | 1.9904 | 2.7062 | 3.94 | 3.1936 | 3.1272 | 3.092 | 3.3096 | 2.4721 | 1.2271 | 1.1965 | 2.5771 | 2.9808 | 2.376 | 2.019 | 1.6543 | -0.02012 | -0.35029
TSO | - | 27 | 18 | 103 | 2025 | Winter | Q, [%] | 2 | 1 | 2.204% | 2.698% | 2.583% | 2.416% | 2.364% | 2.254% | 0.1241% | 1.618% | 2.2% | 3.203% | 2.596% | 2.542% | 2.514% | 2.691% | 2.01% | 0.9977% | 0.9728% | 2.095% | 2.423% | 1.932% | 1.641% | 1.345% | 0.01636% | 0.2848%
TSO | - | 27 | 103 | 18 | 2025 | Winter | Q, [MVAr] | 2 | 1 | 2.5529 | 3.1492 | 3.0054 | 2.7956 | 2.7314 | 2.605 | -0.30051 | -2.112 | -2.8094 | -4.0241 | -3.2899 | -3.22 | -3.189 | -3.4083 | -2.5809 | -1.3512 | -1.3158 | -2.6656 | -3.0592 | -2.4643 | -2.1151 | -1.7559 | -0.099165 | 0.21219
TSO | - | 27 | 103 | 18 | 2025 | Winter | Q, [%] | 2 | 1 | 2.076% | 2.56% | 2.443% | 2.273% | 2.221% | 2.118% | 0.2443% | 1.717% | 2.284% | 3.272% | 2.675% | 2.618% | 2.593% | 2.771% | 2.098% | 1.099% | 1.07% | 2.167% | 2.487% | 2.004% | 1.72% | 1.428% | 0.08062% | 0.1725%
TSO | - | 27 | 18 | 103 | 2025 | Winter | S, [MVA] | 2 | 1 | 16.8334 | 14.6133 | 13.848 | 13.0978 | 13.0358 | 14.7947 | 19.8037 | 23.3078 | 25.8366 | 26.8148 | 26.1059 | 26.0805 | 25.4526 | 25.1606 | 24.0097 | 22.0537 | 22.0051 | 26.5507 | 26.8399 | 26.1091 | 24.939 | 23.9073 | 21.7771 | 19.1497
TSO | - | 27 | 18 | 103 | 2025 | Winter | S, [%] | 2 | 1 | 13.69% | 11.88% | 11.26% | 10.65% | 10.6% | 12.03% | 16.1% | 18.95% | 21.01% | 21.8% | 21.22% | 21.2% | 20.69% | 20.46% | 19.52% | 17.93% | 17.89% | 21.59% | 21.82% | 21.23% | 20.28% | 19.44% | 17.7% | 15.57%
TSO | - | 27 | 103 | 18 | 2025 | Winter | S, [MVA] | 2 | 1 | 16.7909 | 14.5625 | 13.7974 | 13.048 | 12.9869 | 14.7504 | 19.7816 | 23.2861 | 25.8087 | 26.7846 | 26.0778 | 26.0514 | 25.4258 | 25.1358 | 23.9862 | 22.0311 | 21.9817 | 26.5175 | 26.8052 | 26.0761 | 24.9089 | 23.879 | 21.7475 | 19.1243
TSO | - | 27 | 103 | 18 | 2025 | Winter | S, [%] | 2 | 1 | 13.65% | 11.84% | 11.22% | 10.61% | 10.56% | 11.99% | 16.08% | 18.93% | 20.98% | 21.78% | 21.2% | 21.18% | 20.67% | 20.44% | 19.5% | 17.91% | 17.87% | 21.56% | 21.79% | 21.2% | 20.25% | 19.41% | 17.68% | 15.55%
TSO | - | 28 | 26 | 55 | 2025 | Winter | P, [MW] | 2 | 1 | 9.7464 | 8.0101 | 6.4812 | 6.4797 | 6.3298 | 9.3701 | 26.0949 | 24.2252 | 23.2664 | 20.6614 | 23.5013 | 28.0448 | 22.8897 | 25.2983 | 20.9033 | 18.0665 | 16.1744 | 24.034 | 20.914 | 20.009 | 18.352 | 15.478 | 14.3217 | 13.5661
TSO | - | 28 | 26 | 55 | 2025 | Winter | P, [%] | 2 | 1 | 7.924% | 6.512% | 5.269% | 5.268% | 5.146% | 7.618% | 21.22% | 19.7% | 18.92% | 16.8% | 19.11% | 22.8% | 18.61% | 20.57% | 16.99% | 14.69% | 13.15% | 19.54% | 17% | 16.27% | 14.92% | 12.58% | 11.64% | 11.03%
TSO | - | 28 | 55 | 26 | 2025 | Winter | P, [MW] | 2 | 1 | -9.5886 | -7.8263 | -6.294 | -6.2965 | -6.1389 | -9.1793 | -25.78 | -23.9795 | -23.0615 | -20.4662 | -23.2792 | -27.7218 | -22.6538 | -25.0101 | -20.681 | -17.8694 | -15.9755 | -23.7917 | -20.6965 | -19.81 | -18.1535 | -15.2933 | -14.1315 | -13.3521
TSO | - | 28 | 55 | 26 | 2025 | Winter | P, [%] | 2 | 1 | 7.796% | 6.363% | 5.117% | 5.119% | 4.991% | 7.463% | 20.96% | 19.5% | 18.75% | 16.64% | 18.93% | 22.54% | 18.42% | 20.33% | 16.81% | 14.53% | 12.99% | 19.34% | 16.83% | 16.11% | 14.76% | 12.43% | 11.49% | 10.86%
TSO | - | 28 | 26 | 55 | 2025 | Winter | Q, [MVAr] | 2 | 1 | -19.3934 | -21.7806 | -22.4401 | -22.1978 | -22.6881 | -21.6902 | -16.3761 | -12.7842 | -9.6912 | -13.0392 | -11.419 | -13.9024 | -13.8616 | -15.1456 | -15.3521 | -16.3673 | -18.2044 | -12.7301 | -14.8174 | -14.3063 | -16.178 | -17.7066 | -18.9853 | -21.0622
TSO | - | 28 | 26 | 55 | 2025 | Winter | Q, [%] | 2 | 1 | 15.77% | 17.71% | 18.24% | 18.05% | 18.45% | 17.63% | 13.31% | 10.39% | 7.879% | 10.6% | 9.284% | 11.3% | 11.27% | 12.31% | 12.48% | 13.31% | 14.8% | 10.35% | 12.05% | 11.63% | 13.15% | 14.4% | 15.44% | 17.12%
TSO | - | 28 | 55 | 26 | 2025 | Winter | Q, [MVAr] | 2 | 1 | 18.6881 | 21.1794 | 21.8558 | 21.5986 | 22.1186 | 21.1128 | 16.1654 | 12.3269 | 9.0786 | 12.4151 | 10.8754 | 13.7105 | 13.3806 | 14.8452 | 14.8316 | 15.7708 | 17.6287 | 12.2625 | 14.2835 | 13.7038 | 15.5849 | 17.0802 | 18.386 | 20.5552
TSO | - | 28 | 55 | 26 | 2025 | Winter | Q, [%] | 2 | 1 | 15.19% | 17.22% | 17.77% | 17.56% | 17.98% | 17.16% | 13.14% | 10.02% | 7.381% | 10.09% | 8.842% | 11.15% | 10.88% | 12.07% | 12.06% | 12.82% | 14.33% | 9.97% | 11.61% | 11.14% | 12.67% | 13.89% | 14.95% | 16.71%
TSO | - | 28 | 26 | 55 | 2025 | Winter | S, [MVA] | 2 | 1 | 21.7048 | 23.2068 | 23.3573 | 23.1242 | 23.5545 | 23.6276 | 30.8078 | 27.3915 | 25.2041 | 24.4318 | 26.1287 | 31.3015 | 26.7598 | 29.4855 | 25.9352 | 24.378 | 24.3518 | 27.1972 | 25.631 | 24.5974 | 24.4647 | 23.5179 | 23.7814 | 25.053
TSO | - | 28 | 26 | 55 | 2025 | Winter | S, [%] | 2 | 1 | 17.65% | 18.87% | 18.99% | 18.8% | 19.15% | 19.21% | 25.05% | 22.27% | 20.49% | 19.86% | 21.24% | 25.45% | 21.76% | 23.97% | 21.09% | 19.82% | 19.8% | 22.11% | 20.84% | 20% | 19.89% | 19.12% | 19.33% | 20.37%
TSO | - | 28 | 55 | 26 | 2025 | Winter | S, [MVA] | 2 | 1 | 21.0044 | 22.5792 | 22.744 | 22.4977 | 22.9547 | 23.022 | 30.4291 | 26.9624 | 24.7841 | 23.9374 | 25.6943 | 30.9269 | 26.3104 | 29.0841 | 25.4496 | 23.8334 | 23.7905 | 26.7659 | 25.1468 | 24.0879 | 23.9257 | 22.9264 | 23.1893 | 24.5111
TSO | - | 28 | 55 | 26 | 2025 | Winter | S, [%] | 2 | 1 | 17.08% | 18.36% | 18.49% | 18.29% | 18.66% | 18.72% | 24.74% | 21.92% | 20.15% | 19.46% | 20.89% | 25.14% | 21.39% | 23.65% | 20.69% | 19.38% | 19.34% | 21.76% | 20.44% | 19.58% | 19.45% | 18.64% | 18.85% | 19.93%
TSO | - | 29 | 26 | 103 | 2025 | Winter | P, [MW] | 2 | 1 | -9.4606 | -8.5633 | -7.4987 | -7.6443 | -7.3084 | -8.3576 | -16.8892 | -15.0023 | -14.9401 | -13.6128 | -15.12 | -17.5002 | -14.9653 | -16.3213 | -14.2358 | -13.3891 | -11.8191 | -15.0763 | -13.828 | -13.5592 | -13.4006 | -11.6041 | -11.8413 | -11.5131
TSO | - | 29 | 26 | 103 | 2025 | Winter | P, [%] | 2 | 1 | 7.692% | 6.962% | 6.097% | 6.215% | 5.942% | 6.795% | 13.73% | 12.2% | 12.15% | 11.07% | 12.29% | 14.23% | 12.17% | 13.27% | 11.57% | 10.89% | 9.609% | 12.26% | 11.24% | 11.02% | 10.89% | 9.434% | 9.627% | 9.36%
TSO | - | 29 | 103 | 26 | 2025 | Winter | P, [MW] | 2 | 1 | 9.4814 | 8.5847 | 7.5193 | 7.665 | 7.33 | 8.3798 | 16.9333 | 15.0353 | 14.97 | 13.6408 | 15.1517 | 17.5438 | 14.9986 | 16.3616 | 14.2679 | 13.4191 | 11.8463 | 15.1095 | 13.8589 | 13.5883 | 13.4311 | 11.6307 | 11.8696 | 11.5439
TSO | - | 29 | 103 | 26 | 2025 | Winter | P, [%] | 2 | 1 | 7.708% | 6.979% | 6.113% | 6.232% | 5.959% | 6.813% | 13.77% | 12.22% | 12.17% | 11.09% | 12.32% | 14.26% | 12.19% | 13.3% | 11.6% | 10.91% | 9.631% | 12.28% | 11.27% | 11.05% | 10.92% | 9.456% | 9.65% | 9.385%
TSO | - | 29 | 26 | 103 | 2025 | Winter | Q, [MVAr] | 2 | 1 | 7.8826 | 8.9336 | 9.449 | 9.4203 | 9.9654 | 9.3879 | 7.2588 | 5.5679 | 3.66 | 5.5251 | 4.4066 | 5.6627 | 5.696 | 6.5552 | 6.4698 | 6.8766 | 7.8779 | 5.4603 | 6.6117 | 6.1845 | 7.1242 | 7.9235 | 8.2176 | 9.5076
TSO | - | 29 | 26 | 103 | 2025 | Winter | Q, [%] | 2 | 1 | 6.409% | 7.263% | 7.682% | 7.659% | 8.102% | 7.632% | 5.901% | 4.527% | 2.976% | 4.492% | 3.583% | 4.604% | 4.631% | 5.329% | 5.26% | 5.591% | 6.405% | 4.439% | 5.375% | 5.028% | 5.792% | 6.442% | 6.681% | 7.73%
TSO | - | 29 | 103 | 26 | 2025 | Winter | Q, [MVAr] | 2 | 1 | -8.2673 | -9.3083 | -9.8239 | -9.7951 | -10.3356 | -9.7604 | -7.5841 | -5.937 | -4.048 | -5.9087 | -4.7835 | -5.9949 | -6.0596 | -6.8935 | -6.8338 | -7.2429 | -8.2465 | -5.8286 | -6.979 | -6.5604 | -7.4894 | -8.2953 | -8.58 | -9.8555
TSO | - | 29 | 103 | 26 | 2025 | Winter | Q, [%] | 2 | 1 | 6.721% | 7.568% | 7.987% | 7.963% | 8.403% | 7.935% | 6.166% | 4.827% | 3.291% | 4.804% | 3.889% | 4.874% | 4.927% | 5.604% | 5.556% | 5.889% | 6.704% | 4.739% | 5.674% | 5.334% | 6.089% | 6.744% | 6.976% | 8.013%
TSO | - | 29 | 26 | 103 | 2025 | Winter | S, [MVA] | 2 | 1 | 12.3141 | 12.3749 | 12.0629 | 12.1316 | 12.3581 | 12.5691 | 18.383 | 16.0022 | 15.3819 | 14.6913 | 15.749 | 18.3936 | 16.0126 | 17.5885 | 15.637 | 15.0517 | 14.204 | 16.0347 | 15.3273 | 14.903 | 15.1766 | 14.0512 | 14.4134 | 14.9314
TSO | - | 29 | 26 | 103 | 2025 | Winter | S, [%] | 2 | 1 | 10.01% | 10.06% | 9.807% | 9.863% | 10.05% | 10.22% | 14.95% | 13.01% | 12.51% | 11.94% | 12.8% | 14.95% | 13.02% | 14.3% | 12.71% | 12.24% | 11.55% | 13.04% | 12.46% | 12.12% | 12.34% | 11.42% | 11.72% | 12.14%
TSO | - | 29 | 103 | 26 | 2025 | Winter | S, [MVA] | 2 | 1 | 12.5796 | 12.6627 | 12.3713 | 12.4377 | 12.671 | 12.8641 | 18.5541 | 16.165 | 15.5076 | 14.8655 | 15.8888 | 18.5398 | 16.1764 | 17.7545 | 15.8201 | 15.249 | 14.434 | 16.1947 | 15.5169 | 15.0891 | 15.3781 | 14.2859 | 14.6459 | 15.1787
TSO | - | 29 | 103 | 26 | 2025 | Winter | S, [%] | 2 | 1 | 10.23% | 10.29% | 10.06% | 10.11% | 10.3% | 10.46% | 15.08% | 13.14% | 12.61% | 12.09% | 12.92% | 15.07% | 13.15% | 14.43% | 12.86% | 12.4% | 11.73% | 13.17% | 12.62% | 12.27% | 12.5% | 11.61% | 11.91% | 12.34%
TSO | - | 30 | 29 | 34 | 2025 | Winter | P, [MW] | 2 | 1 | -44.9347 | -42.9738 | -41.8397 | -41.4833 | -41.3924 | -46.1388 | -49.1849 | -55.7395 | -54.7169 | -52.2806 | -51.8375 | -50.9993 | -54.356 | -51.8667 | -52.281 | -52.394 | -52.224 | -54.6472 | -55.9007 | -53.8159 | -52.6427 | -50.4943 | -49.7661 | -45.4358
TSO | - | 30 | 29 | 34 | 2025 | Winter | P, [%] | 2 | 1 | 36.53% | 34.94% | 34.02% | 33.73% | 33.65% | 37.51% | 39.99% | 45.32% | 44.49% | 42.5% | 42.14% | 41.46% | 44.19% | 42.17% | 42.5% | 42.6% | 42.46% | 44.43% | 45.45% | 43.75% | 42.8% | 41.05% | 40.46% | 36.94%
TSO | - | 30 | 34 | 29 | 2025 | Winter | P, [MW] | 2 | 1 | 45.1897 | 43.2101 | 42.0659 | 41.7061 | 41.616 | 46.4097 | 49.4922 | 56.1169 | 55.0776 | 52.6202 | 52.1727 | 51.3326 | 54.7245 | 52.2106 | 52.6265 | 52.7407 | 52.5724 | 55.0116 | 56.284 | 54.169 | 52.9863 | 50.8158 | 50.0757 | 45.7012
TSO | - | 30 | 34 | 29 | 2025 | Winter | P, [%] | 2 | 1 | 36.74% | 35.13% | 34.2% | 33.91% | 33.83% | 37.73% | 40.24% | 45.62% | 44.78% | 42.78% | 42.42% | 41.73% | 44.49% | 42.45% | 42.79% | 42.88% | 42.74% | 44.72% | 45.76% | 44.04% | 43.08% | 41.31% | 40.71% | 37.16%
TSO | - | 30 | 29 | 34 | 2025 | Winter | Q, [MVAr] | 2 | 1 | -18.9764 | -18.7751 | -18.7887 | -18.7383 | -19.1131 | -19.8125 | -21.7266 | -20.9147 | -20.1156 | -21.5198 | -21.7022 | -23.0389 | -22.4628 | -23.216 | -22.6823 | -22.5543 | -23.0816 | -20.9123 | -21.5794 | -20.5491 | -21.3383 | -21.4939 | -20.4288 | -20.261
TSO | - | 30 | 29 | 34 | 2025 | Winter | Q, [%] | 2 | 1 | 15.43% | 15.26% | 15.28% | 15.23% | 15.54% | 16.11% | 17.66% | 17% | 16.35% | 17.5% | 17.64% | 18.73% | 18.26% | 18.87% | 18.44% | 18.34% | 18.77% | 17% | 17.54% | 16.71% | 17.35% | 17.47% | 16.61% | 16.47%
TSO | - | 30 | 34 | 29 | 2025 | Winter | Q, [MVAr] | 2 | 1 | 19.4063 | 19.1412 | 19.1196 | 19.0575 | 19.4354 | 20.2991 | 22.3349 | 21.7687 | 20.91 | 22.2411 | 22.4079 | 23.7383 | 23.2855 | 23.953 | 23.4248 | 23.3012 | 23.8357 | 21.7211 | 22.455 | 21.3181 | 22.0746 | 22.1537 | 21.0481 | 20.7278
TSO | - | 30 | 34 | 29 | 2025 | Winter | Q, [%] | 2 | 1 | 15.78% | 15.56% | 15.54% | 15.49% | 15.8% | 16.5% | 18.16% | 17.7% | 17% | 18.08% | 18.22% | 19.3% | 18.93% | 19.47% | 19.04% | 18.94% | 19.38% | 17.66% | 18.26% | 17.33% | 17.95% | 18.01% | 17.11% | 16.85%
TSO | - | 30 | 29 | 34 | 2025 | Winter | S, [MVA] | 2 | 1 | 48.7774 | 46.8962 | 45.8648 | 45.5191 | 45.5921 | 50.2127 | 53.7699 | 59.5342 | 58.2973 | 56.5364 | 56.1971 | 55.9618 | 58.8146 | 56.8255 | 56.9893 | 57.0423 | 57.0974 | 58.5119 | 59.9213 | 57.6057 | 56.8029 | 54.8786 | 53.7959 | 49.7485
TSO | - | 30 | 29 | 34 | 2025 | Winter | S, [%] | 2 | 1 | 39.66% | 38.13% | 37.29% | 37.01% | 37.07% | 40.82% | 43.72% | 48.4% | 47.4% | 45.96% | 45.69% | 45.5% | 47.82% | 46.2% | 46.33% | 46.38% | 46.42% | 47.57% | 48.72% | 46.83% | 46.18% | 44.62% | 43.74% | 40.45%
TSO | - | 30 | 34 | 29 | 2025 | Winter | S, [MVA] | 2 | 1 | 49.1804 | 47.2599 | 46.2072 | 45.854 | 45.9307 | 50.6548 | 54.2985 | 60.1912 | 58.9132 | 57.1275 | 56.7812 | 56.5557 | 59.4725 | 57.4429 | 57.6044 | 57.6587 | 57.7234 | 59.1446 | 60.598 | 58.2129 | 57.4007 | 55.4349 | 54.3194 | 50.1821
TSO | - | 30 | 34 | 29 | 2025 | Winter | S, [%] | 2 | 1 | 39.98% | 38.42% | 37.57% | 37.28% | 37.34% | 41.18% | 44.15% | 48.94% | 47.9% | 46.45% | 46.16% | 45.98% | 48.35% | 46.7% | 46.83% | 46.88% | 46.93% | 48.09% | 49.27% | 47.33% | 46.67% | 45.07% | 44.16% | 40.8%
TSO | - | 31 | 34 | 35 | 2025 | Winter | P, [MW] | 2 | 1 | 23.0096 | 22.0842 | 20.6775 | 20.3089 | 20.5812 | 24.3634 | 30.934 | 37.6141 | 37.443 | 36.4286 | 33.8622 | 34.1385 | 36.2612 | 33.3757 | 32.2054 | 32.1833 | 32.4552 | 36.8424 | 36.325 | 35.4756 | 34.1719 | 31.602 | 29.7825 | 25.0348
TSO | - | 31 | 34 | 35 | 2025 | Winter | P, [%] | 2 | 1 | 18.71% | 17.95% | 16.81% | 16.51% | 16.73% | 19.81% | 25.15% | 30.58% | 30.44% | 29.62% | 27.53% | 27.75% | 29.48% | 27.13% | 26.18% | 26.17% | 26.39% | 29.95% | 29.53% | 28.84% | 27.78% | 25.69% | 24.21% | 20.35%
TSO | - | 31 | 35 | 34 | 2025 | Winter | P, [MW] | 2 | 1 | -22.9078 | -21.9845 | -20.5824 | -20.2152 | -20.4853 | -24.249 | -30.7886 | -37.4365 | -37.2691 | -36.2595 | -33.7086 | -33.9808 | -36.0916 | -33.2238 | -32.0591 | -32.0343 | -32.2997 | -36.6667 | -36.1491 | -35.3068 | -34.0069 | -31.4524 | -29.6421 | -24.9193
TSO | - | 31 | 35 | 34 | 2025 | Winter | P, [%] | 2 | 1 | 18.62% | 17.87% | 16.73% | 16.44% | 16.65% | 19.71% | 25.03% | 30.44% | 30.3% | 29.48% | 27.41% | 27.63% | 29.34% | 27.01% | 26.06% | 26.04% | 26.26% | 29.81% | 29.39% | 28.7% | 27.65% | 25.57% | 24.1% | 20.26%
TSO | - | 31 | 34 | 35 | 2025 | Winter | Q, [MVAr] | 2 | 1 | 22.7156 | 23.0701 | 23.3144 | 23.3242 | 23.5768 | 24.0749 | 23.5959 | 20.9123 | 20.4113 | 20.9441 | 21.3606 | 21.8638 | 21.2929 | 21.6438 | 22.0863 | 22.6783 | 23.6817 | 21.7885 | 22.5734 | 22.356 | 23.4483 | 23.5247 | 23.7412 | 23.68
TSO | - | 31 | 34 | 35 | 2025 | Winter | Q, [%] | 2 | 1 | 18.47% | 18.76% | 18.95% | 18.96% | 19.17% | 19.57% | 19.18% | 17% | 16.59% | 17.03% | 17.37% | 17.78% | 17.31% | 17.6% | 17.96% | 18.44% | 19.25% | 17.71% | 18.35% | 18.18% | 19.06% | 19.13% | 19.3% | 19.25%
TSO | - | 31 | 35 | 34 | 2025 | Winter | Q, [MVAr] | 2 | 1 | -22.7978 | -23.158 | -23.4175 | -23.432 | -23.6767 | -24.1138 | -23.5352 | -20.7426 | -20.255 | -20.8036 | -21.2734 | -21.7618 | -21.1505 | -21.5611 | -22.0227 | -22.6052 | -23.5852 | -21.6249 | -22.4087 | -22.216 | -23.3205 | -23.4479 | -23.6947 | -23.7156
TSO | - | 31 | 35 | 34 | 2025 | Winter | Q, [%] | 2 | 1 | 18.53% | 18.83% | 19.04% | 19.05% | 19.25% | 19.6% | 19.13% | 16.86% | 16.47% | 16.91% | 17.3% | 17.69% | 17.2% | 17.53% | 17.9% | 18.38% | 19.17% | 17.58% | 18.22% | 18.06% | 18.96% | 19.06% | 19.26% | 19.28%
TSO | - | 31 | 34 | 35 | 2025 | Winter | S, [MVA] | 2 | 1 | 32.3333 | 31.9365 | 31.1628 | 30.9268 | 31.2962 | 34.2517 | 38.906 | 43.0366 | 42.6451 | 42.0203 | 40.0365 | 40.5397 | 42.0507 | 39.7793 | 39.0512 | 39.3709 | 40.1766 | 42.8031 | 42.7675 | 41.9322 | 41.4432 | 39.3967 | 38.0873 | 34.4599
TSO | - | 31 | 34 | 35 | 2025 | Winter | S, [%] | 2 | 1 | 26.29% | 25.96% | 25.34% | 25.14% | 25.44% | 27.85% | 31.63% | 34.99% | 34.67% | 34.16% | 32.55% | 32.96% | 34.19% | 32.34% | 31.75% | 32.01% | 32.66% | 34.8% | 34.77% | 34.09% | 33.69% | 32.03% | 30.97% | 28.02%
TSO | - | 31 | 35 | 34 | 2025 | Winter | S, [MVA] | 2 | 1 | 32.3188 | 31.9313 | 31.1772 | 30.947 | 31.3087 | 34.1978 | 38.7536 | 42.7989 | 42.4175 | 41.8036 | 39.8601 | 40.3518 | 41.8324 | 39.6069 | 38.8946 | 39.2071 | 39.9941 | 42.5686 | 42.5313 | 41.7148 | 41.2348 | 39.2308 | 37.9486 | 34.4006
TSO | - | 31 | 35 | 34 | 2025 | Winter | S, [%] | 2 | 1 | 26.28% | 25.96% | 25.35% | 25.16% | 25.45% | 27.8% | 31.51% | 34.8% | 34.49% | 33.99% | 32.41% | 32.81% | 34.01% | 32.2% | 31.62% | 31.88% | 32.52% | 34.61% | 34.58% | 33.91% | 33.52% | 31.89% | 30.85% | 27.97%
TSO | - | 32 | 35 | 36 | 2025 | Winter | P, [MW] | 2 | 1 | 3.3684 | 3.318 | 3.1233 | 3.0622 | 3.5537 | 4.978 | 3.9342 | 8.1364 | 7.2325 | 5.6548 | 6.1863 | 4.656 | 7.3956 | 5.3109 | 6.1871 | 6.5273 | 6.1076 | 7.5515 | 8.5601 | 8.1247 | 6.9343 | 6.5211 | 6.2696 | 3.4055
TSO | - | 32 | 35 | 36 | 2025 | Winter | P, [%] | 2 | 1 | 2.739% | 2.698% | 2.539% | 2.49% | 2.889% | 4.047% | 3.198% | 6.615% | 5.88% | 4.597% | 5.03% | 3.785% | 6.013% | 4.318% | 5.03% | 5.307% | 4.966% | 6.139% | 6.959% | 6.605% | 5.638% | 5.302% | 5.097% | 2.769%
TSO | - | 32 | 36 | 35 | 2025 | Winter | P, [MW] | 2 | 1 | -3.3339 | -3.2848 | -3.0894 | -3.0283 | -3.5186 | -4.9403 | -3.8921 | -8.0933 | -7.1915 | -5.6096 | -6.1418 | -4.6089 | -7.3469 | -5.2629 | -6.1407 | -6.4814 | -6.0592 | -7.5089 | -8.5131 | -8.0802 | -6.8902 | -6.4769 | -6.2286 | -3.3668
TSO | - | 32 | 36 | 35 | 2025 | Winter | P, [%] | 2 | 1 | 2.71% | 2.671% | 2.512% | 2.462% | 2.861% | 4.017% | 3.164% | 6.58% | 5.847% | 4.561% | 4.993% | 3.747% | 5.973% | 4.279% | 4.992% | 5.269% | 4.926% | 6.105% | 6.921% | 6.569% | 5.602% | 5.266% | 5.064% | 2.737%
TSO | - | 32 | 35 | 36 | 2025 | Winter | Q, [MVAr] | 2 | 1 | 19.3487 | 18.9048 | 19.1643 | 19.179 | 19.4236 | 19.8607 | 21.4293 | 20.5164 | 20.2974 | 21.9158 | 21.5841 | 22.608 | 22.2654 | 22.6755 | 22.0652 | 21.8298 | 22.5344 | 20.5786 | 21.3578 | 20.8967 | 21.1962 | 21.3237 | 20.4984 | 20.5194
TSO | - | 32 | 35 | 36 | 2025 | Winter | Q, [%] | 2 | 1 | 15.73% | 15.37% | 15.58% | 15.59% | 15.79% | 16.15% | 17.42% | 16.68% | 16.5% | 17.82% | 17.55% | 18.38% | 18.1% | 18.44% | 17.94% | 17.75% | 18.32% | 16.73% | 17.36% | 16.99% | 17.23% | 17.34% | 16.67% | 16.68%
TSO | - | 32 | 36 | 35 | 2025 | Winter | Q, [MVAr] | 2 | 1 | -19.6035 | -19.1633 | -19.4197 | -19.4342 | -19.6745 | -20.1037 | -21.6612 | -20.7447 | -20.5342 | -22.137 | -21.8084 | -22.8222 | -22.4742 | -22.8867 | -22.2821 | -22.0477 | -22.7424 | -20.8087 | -21.5714 | -21.1198 | -21.4202 | -21.5464 | -20.7315 | -20.7591
TSO | - | 32 | 36 | 35 | 2025 | Winter | Q, [%] | 2 | 1 | 15.94% | 15.58% | 15.79% | 15.8% | 16% | 16.34% | 17.61% | 16.87% | 16.69% | 18% | 17.73% | 18.55% | 18.27% | 18.61% | 18.12% | 17.92% | 18.49% | 16.92% | 17.54% | 17.17% | 17.41% | 17.52% | 16.85% | 16.88%
TSO | - | 32 | 35 | 36 | 2025 | Winter | S, [MVA] | 2 | 1 | 19.6397 | 19.1937 | 19.4172 | 19.4219 | 19.746 | 20.4751 | 21.7874 | 22.0709 | 21.5475 | 22.6336 | 22.4531 | 23.0824 | 23.4616 | 23.2891 | 22.9162 | 22.7848 | 23.3474 | 21.9204 | 23.0093 | 22.4206 | 22.3016 | 22.2985 | 21.4358 | 20.8001
TSO | - | 32 | 35 | 36 | 2025 | Winter | S, [%] | 2 | 1 | 15.97% | 15.6% | 15.79% | 15.79% | 16.05% | 16.65% | 17.71% | 17.94% | 17.52% | 18.4% | 18.25% | 18.77% | 19.07% | 18.93% | 18.63% | 18.52% | 18.98% | 17.82% | 18.71% | 18.23% | 18.13% | 18.13% | 17.43% | 16.91%
TSO | - | 32 | 36 | 35 | 2025 | Winter | S, [MVA] | 2 | 1 | 19.8849 | 19.4427 | 19.6639 | 19.6687 | 19.9867 | 20.7018 | 22.0081 | 22.2676 | 21.7571 | 22.8367 | 22.6567 | 23.2829 | 23.6446 | 23.4841 | 23.1128 | 22.9806 | 23.5358 | 22.1221 | 23.1905 | 22.6127 | 22.5011 | 22.4989 | 21.647 | 21.0303
TSO | - | 32 | 36 | 35 | 2025 | Winter | S, [%] | 2 | 1 | 16.17% | 15.81% | 15.99% | 15.99% | 16.25% | 16.83% | 17.89% | 18.1% | 17.69% | 18.57% | 18.42% | 18.93% | 19.22% | 19.09% | 18.79% | 18.68% | 19.13% | 17.99% | 18.85% | 18.38% | 18.29% | 18.29% | 17.6% | 17.1%
TSO | - | 33 | 42 | 72 | 2025 | Winter | P, [MW] | 2 | 1 | -16.5551 | -13.8962 | -11.7181 | -11.688 | -11.5745 | -19.1377 | -35.4781 | -35.2807 | -33.8576 | -29.9881 | -31.3743 | -34.7362 | -30.9608 | -31.7318 | -28.3255 | -24.6715 | -22.7856 | -32.3624 | -29.4855 | -29.07 | -27.1383 | -23.9311 | -22.9354 | -20.2413
TSO | - | 33 | 42 | 72 | 2025 | Winter | P, [%] | 2 | 1 | 18.39% | 15.44% | 13.02% | 12.99% | 12.86% | 21.26% | 39.42% | 39.2% | 37.62% | 33.32% | 34.86% | 38.6% | 34.4% | 35.26% | 31.47% | 27.41% | 25.32% | 35.96% | 32.76% | 32.3% | 30.15% | 26.59% | 25.48% | 22.49%
TSO | - | 33 | 72 | 42 | 2025 | Winter | P, [MW] | 2 | 1 | 16.8306 | 14.1823 | 11.994 | 11.9609 | 11.8545 | 19.5097 | 36.154 | 35.8909 | 34.3841 | 30.4347 | 31.8532 | 35.343 | 31.4511 | 32.2616 | 28.7675 | 25.0472 | 23.1517 | 32.8857 | 29.9523 | 29.5144 | 27.5556 | 24.2999 | 23.3103 | 20.603
TSO | - | 33 | 72 | 42 | 2025 | Winter | P, [%] | 2 | 1 | 18.7% | 15.76% | 13.33% | 13.29% | 13.17% | 21.68% | 40.17% | 39.88% | 38.2% | 33.82% | 35.39% | 39.27% | 34.95% | 35.85% | 31.96% | 27.83% | 25.72% | 36.54% | 33.28% | 32.79% | 30.62% | 27% | 25.9% | 22.89%
TSO | - | 33 | 42 | 72 | 2025 | Winter | Q, [MVAr] | 2 | 1 | 17.9282 | 20.3881 | 21.1228 | 20.9944 | 21.3731 | 20.6611 | 16.2812 | 12.2 | 8.8417 | 10.8766 | 10.9418 | 13.3591 | 12.3973 | 13.8171 | 13.8799 | 15.1257 | 16.8668 | 12.2571 | 13.4792 | 12.6572 | 13.9866 | 15.4723 | 17.0979 | 19.2273
TSO | - | 33 | 42 | 72 | 2025 | Winter | Q, [%] | 2 | 1 | 19.92% | 22.65% | 23.47% | 23.33% | 23.75% | 22.96% | 18.09% | 13.56% | 9.824% | 12.09% | 12.16% | 14.84% | 13.77% | 15.35% | 15.42% | 16.81% | 18.74% | 13.62% | 14.98% | 14.06% | 15.54% | 17.19% | 19% | 21.36%
TSO | - | 33 | 72 | 42 | 2025 | Winter | Q, [MVAr] | 2 | 1 | -18.2931 | -20.7135 | -21.4655 | -21.3447 | -21.7038 | -20.7941 | -15.795 | -11.874 | -8.7206 | -10.911 | -10.9167 | -13.0398 | -12.3297 | -13.6579 | -13.9116 | -15.2953 | -17.042 | -12.1256 | -13.4558 | -12.6882 | -14.0653 | -15.645 | -17.2477 | -19.3938
TSO | - | 33 | 72 | 42 | 2025 | Winter | Q, [%] | 2 | 1 | 20.33% | 23.02% | 23.85% | 23.72% | 24.12% | 23.1% | 17.55% | 13.19% | 9.69% | 12.12% | 12.13% | 14.49% | 13.7% | 15.18% | 15.46% | 16.99% | 18.94% | 13.47% | 14.95% | 14.1% | 15.63% | 17.38% | 19.16% | 21.55%
TSO | - | 33 | 42 | 72 | 2025 | Winter | S, [MVA] | 2 | 1 | 24.4027 | 24.6734 | 24.1554 | 24.0286 | 24.306 | 28.1626 | 39.0355 | 37.3305 | 34.993 | 31.8997 | 33.2276 | 37.2165 | 33.3506 | 34.6095 | 31.5434 | 28.9391 | 28.3491 | 34.6058 | 32.4204 | 31.706 | 30.5306 | 28.4972 | 28.6072 | 27.9177
TSO | - | 33 | 42 | 72 | 2025 | Winter | S, [%] | 2 | 1 | 27.11% | 27.41% | 26.84% | 26.7% | 27.01% | 31.29% | 43.37% | 41.48% | 38.88% | 35.44% | 36.92% | 41.35% | 37.06% | 38.46% | 35.05% | 32.15% | 31.5% | 38.45% | 36.02% | 35.23% | 33.92% | 31.66% | 31.79% | 31.02%
TSO | - | 33 | 72 | 42 | 2025 | Winter | S, [MVA] | 2 | 1 | 24.8577 | 25.1035 | 24.5891 | 24.4675 | 24.7302 | 28.5135 | 39.4537 | 37.8041 | 35.4727 | 32.3314 | 33.6719 | 37.6717 | 33.7815 | 35.0336 | 31.9547 | 29.348 | 28.7477 | 35.05 | 32.836 | 32.1262 | 30.9378 | 28.9007 | 28.9975 | 28.2949
TSO | - | 33 | 72 | 42 | 2025 | Winter | S, [%] | 2 | 1 | 27.62% | 27.89% | 27.32% | 27.19% | 27.48% | 31.68% | 43.84% | 42% | 39.41% | 35.92% | 37.41% | 41.86% | 37.54% | 38.93% | 35.51% | 32.61% | 31.94% | 38.94% | 36.48% | 35.7% | 34.38% | 32.11% | 32.22% | 31.44%
TSO | - | 34 | 72 | 103 | 2025 | Winter | P, [MW] | 2 | 1 | -1.0755 | -2.1045 | -2.1493 | -3.0354 | -2.2722 | -2.9053 | 0.72164 | 1.1018 | 4.1459 | 6.0345 | 5.0839 | 5.0469 | 3.9261 | 3.7445 | 3.6717 | 1.1945 | -0.31619 | 1.769 | 2.0775 | 1.2565 | -1.1627 | -1.0007 | -2.0341 | -2.3079
TSO | - | 34 | 72 | 103 | 2025 | Winter | P, [%] | 2 | 1 | 0.4372% | 0.8555% | 0.8737% | 1.234% | 0.9236% | 1.181% | 0.2934% | 0.4479% | 1.685% | 2.453% | 2.067% | 2.052% | 1.596% | 1.522% | 1.493% | 0.4856% | 0.1285% | 0.7191% | 0.8445% | 0.5108% | 0.4726% | 0.4068% | 0.8269% | 0.9382%
TSO | - | 34 | 103 | 72 | 2025 | Winter | P, [MW] | 2 | 1 | 1.1125 | 2.1531 | 2.2012 | 3.0892 | 2.3274 | 2.9568 | -0.69981 | -1.0937 | -4.1415 | -6.0261 | -5.076 | -5.0351 | -3.9162 | -3.7322 | -3.6571 | -1.1773 | 0.34016 | -1.7639 | -2.0716 | -1.2514 | 1.1705 | 1.0135 | 2.0556 | 2.3393
TSO | - | 34 | 103 | 72 | 2025 | Winter | P, [%] | 2 | 1 | 0.4522% | 0.8753% | 0.8948% | 1.256% | 0.9461% | 1.202% | 0.2845% | 0.4446% | 1.684% | 2.45% | 2.063% | 2.047% | 1.592% | 1.517% | 1.487% | 0.4786% | 0.1383% | 0.717% | 0.8421% | 0.5087% | 0.4758% | 0.412% | 0.8356% | 0.9509%
TSO | - | 34 | 72 | 103 | 2025 | Winter | Q, [MVAr] | 2 | 1 | -19.4158 | -21.8432 | -22.4853 | -22.7803 | -23.1032 | -22.3873 | -15.4436 | -9.7089 | -6.1312 | -7.7472 | -8.1258 | -10.4173 | -9.9106 | -11.1856 | -12.186 | -13.673 | -15.9095 | -7.7557 | -8.1589 | -7.7452 | -9.442 | -11.8064 | -14.9285 | -17.7419
TSO | - | 34 | 72 | 103 | 2025 | Winter | Q, [%] | 2 | 1 | 7.893% | 8.879% | 9.14% | 9.26% | 9.392% | 9.101% | 6.278% | 3.947% | 2.492% | 3.149% | 3.303% | 4.235% | 4.029% | 4.547% | 4.954% | 5.558% | 6.467% | 3.153% | 3.317% | 3.148% | 3.838% | 4.799% | 6.069% | 7.212%
TSO | - | 34 | 103 | 72 | 2025 | Winter | Q, [MVAr] | 2 | 1 | 18.1296 | 20.6248 | 21.2885 | 21.5883 | 21.922 | 21.1797 | 14.0419 | 8.2345 | 4.6139 | 6.2799 | 6.6378 | 8.9596 | 8.456 | 9.7463 | 10.7614 | 12.2736 | 14.5585 | 6.271 | 6.7049 | 6.28 | 8.0065 | 10.4107 | 13.5781 | 16.4476
TSO | - | 34 | 103 | 72 | 2025 | Winter | Q, [%] | 2 | 1 | 7.37% | 8.384% | 8.654% | 8.776% | 8.911% | 8.61% | 5.708% | 3.347% | 1.876% | 2.553% | 2.698% | 3.642% | 3.437% | 3.962% | 4.375% | 4.989% | 5.918% | 2.549% | 2.726% | 2.553% | 3.255% | 4.232% | 5.52% | 6.686%
TSO | - | 34 | 72 | 103 | 2025 | Winter | S, [MVA] | 2 | 1 | 19.4456 | 21.9444 | 22.5878 | 22.9817 | 23.2147 | 22.5751 | 15.4605 | 9.7712 | 7.4014 | 9.8201 | 9.5851 | 11.5755 | 10.6599 | 11.7957 | 12.7271 | 13.7251 | 15.9127 | 7.9549 | 8.4192 | 7.8465 | 9.5133 | 11.8487 | 15.0665 | 17.8914
TSO | - | 34 | 72 | 103 | 2025 | Winter | S, [%] | 2 | 1 | 7.905% | 8.92% | 9.182% | 9.342% | 9.437% | 9.177% | 6.285% | 3.972% | 3.009% | 3.992% | 3.896% | 4.705% | 4.333% | 4.795% | 5.174% | 5.579% | 6.469% | 3.234% | 3.422% | 3.19% | 3.867% | 4.817% | 6.125% | 7.273%
TSO | - | 34 | 103 | 72 | 2025 | Winter | S, [MVA] | 2 | 1 | 18.1637 | 20.7369 | 21.402 | 21.8083 | 22.0452 | 21.3851 | 14.0594 | 8.3068 | 6.2 | 8.7035 | 8.3562 | 10.2775 | 9.3189 | 10.4365 | 11.3658 | 12.3299 | 14.5625 | 6.5143 | 7.0177 | 6.4035 | 8.0916 | 10.4599 | 13.7328 | 16.6131
TSO | - | 34 | 103 | 72 | 2025 | Winter | S, [%] | 2 | 1 | 7.384% | 8.43% | 8.7% | 8.865% | 8.961% | 8.693% | 5.715% | 3.377% | 2.52% | 3.538% | 3.397% | 4.178% | 3.788% | 4.242% | 4.62% | 5.012% | 5.92% | 2.648% | 2.853% | 2.603% | 3.289% | 4.252% | 5.582% | 6.753%
TSO | - | 36 | 1 | 2 | 2025 | Winter | P, [MW] | 2 | 1 | 21.6275 | 20.4904 | 19.2414 | 18.9722 | 18.6636 | 19.9458 | 23.8685 | 26.2936 | 28.5486 | 29.0573 | 28.0774 | 28.2982 | 28.5066 | 28.5733 | 27.0822 | 26.3187 | 26.8356 | 30.3833 | 29.7111 | 28.8713 | 28.677 | 26.5981 | 25.2191 | 23.597
TSO | - | 36 | 1 | 2 | 2025 | Winter | P, [%] | 2 | 1 | 54.07% | 51.23% | 48.1% | 47.43% | 46.66% | 49.86% | 59.67% | 65.73% | 71.37% | 72.64% | 70.19% | 70.75% | 71.27% | 71.43% | 67.71% | 65.8% | 67.09% | 75.96% | 74.28% | 72.18% | 71.69% | 66.5% | 63.05% | 58.99%
TSO | - | 36 | 2 | 1 | 2025 | Winter | P, [MW] | 2 | 1 | -21.5742 | -20.4422 | -19.1985 | -18.9304 | -18.6229 | -19.9001 | -23.8044 | -26.2167 | -28.4582 | -28.9637 | -27.99 | -28.2094 | -28.4165 | -28.4827 | -27.0007 | -26.2415 | -26.7555 | -30.281 | -29.6132 | -28.7787 | -28.5856 | -26.5192 | -25.1477 | -23.5342
TSO | - | 36 | 2 | 1 | 2025 | Winter | P, [%] | 2 | 1 | 53.94% | 51.11% | 48% | 47.33% | 46.56% | 49.75% | 59.51% | 65.54% | 71.15% | 72.41% | 69.97% | 70.52% | 71.04% | 71.21% | 67.5% | 65.6% | 66.89% | 75.7% | 74.03% | 71.95% | 71.46% | 66.3% | 62.87% | 58.84%
TSO | - | 36 | 1 | 2 | 2025 | Winter | Q, [MVAr] | 2 | 1 | -1.8878 | -2.3399 | -2.7866 | -2.7912 | -2.9676 | -2.3577 | -0.86431 | 1.143 | 2.3486 | 2.7285 | 2.1266 | 2.2911 | 2.1973 | 2.2058 | 1.1988 | 0.5313 | 0.81434 | 2.5047 | 2.1304 | 1.7703 | 1.1802 | 0.35071 | -0.55432 | -1.144
TSO | - | 36 | 1 | 2 | 2025 | Winter | Q, [%] | 2 | 1 | 4.719% | 5.85% | 6.966% | 6.978% | 7.419% | 5.894% | 2.161% | 2.858% | 5.872% | 6.821% | 5.316% | 5.728% | 5.493% | 5.514% | 2.997% | 1.328% | 2.036% | 6.262% | 5.326% | 4.426% | 2.951% | 0.8768% | 1.386% | 2.86%
TSO | - | 36 | 2 | 1 | 2025 | Winter | Q, [MVAr] | 2 | 1 | 3.4681 | 3.7701 | 4.0611 | 4.0311 | 4.1731 | 3.7141 | 2.7651 | 1.1361 | 0.33211 | 0.048087 | 0.46711 | 0.34309 | 0.4761 | 0.48009 | 1.2191 | 1.7581 | 1.5631 | 0.53109 | 0.77408 | 0.97408 | 1.5321 | 1.9901 | 2.6711 | 3.0071
TSO | - | 36 | 2 | 1 | 2025 | Winter | Q, [%] | 2 | 1 | 8.67% | 9.425% | 10.15% | 10.08% | 10.43% | 9.285% | 6.913% | 2.84% | 0.8303% | 0.1202% | 1.168% | 0.8577% | 1.19% | 1.2% | 3.048% | 4.395% | 3.908% | 1.328% | 1.935% | 2.435% | 3.83% | 4.975% | 6.678% | 7.518%
TSO | - | 36 | 1 | 2 | 2025 | Winter | S, [MVA] | 2 | 1 | 21.7097 | 20.6236 | 19.4422 | 19.1764 | 18.898 | 20.0847 | 23.8841 | 26.3184 | 28.645 | 29.1851 | 28.1578 | 28.3908 | 28.5912 | 28.6583 | 27.1088 | 26.3241 | 26.848 | 30.4864 | 29.7874 | 28.9255 | 28.7013 | 26.6005 | 25.2252 | 23.6247
TSO | - | 36 | 1 | 2 | 2025 | Winter | S, [%] | 2 | 1 | 54.27% | 51.56% | 48.61% | 47.94% | 47.25% | 50.21% | 59.71% | 65.8% | 71.61% | 72.96% | 70.39% | 70.98% | 71.48% | 71.65% | 67.77% | 65.81% | 67.12% | 76.22% | 74.47% | 72.31% | 71.75% | 66.5% | 63.06% | 59.06%
TSO | - | 36 | 2 | 1 | 2025 | Winter | S, [MVA] | 2 | 1 | 21.8512 | 20.7869 | 19.6233 | 19.3548 | 19.0848 | 20.2437 | 23.9645 | 26.2413 | 28.4601 | 28.9637 | 27.9939 | 28.2115 | 28.4205 | 28.4868 | 27.0282 | 26.3004 | 26.8011 | 30.2856 | 29.6233 | 28.7952 | 28.6266 | 26.5938 | 25.2892 | 23.7255
TSO | - | 36 | 2 | 1 | 2025 | Winter | S, [%] | 2 | 1 | 54.63% | 51.97% | 49.06% | 48.39% | 47.71% | 50.61% | 59.91% | 65.6% | 71.15% | 72.41% | 69.98% | 70.53% | 71.05% | 71.22% | 67.57% | 65.75% | 67% | 75.71% | 74.06% | 71.99% | 71.57% | 66.48% | 63.22% | 59.31%
TSO | - | 38 | 8 | 72 | 2025 | Winter | P, [MW] | 2 | 1 | 52.1857 | 39.7116 | 35.7728 | 34.8948 | 35.4062 | 42.6011 | 68.9938 | 80.214 | 86.3906 | 88.3579 | 84.0947 | 82.1883 | 79.4968 | 81.7765 | 76.8165 | 71.2847 | 68.575 | 89.9646 | 85.0192 | 85.0654 | 81.1237 | 74.5174 | 67.8056 | 61.38
TSO | - | 38 | 8 | 72 | 2025 | Winter | P, [%] | 2 | 1 | 17.4% | 13.24% | 11.92% | 11.63% | 11.8% | 14.2% | 23% | 26.74% | 28.8% | 29.45% | 28.03% | 27.4% | 26.5% | 27.26% | 25.61% | 23.76% | 22.86% | 29.99% | 28.34% | 28.36% | 27.04% | 24.84% | 22.6% | 20.46%
TSO | - | 38 | 72 | 8 | 2025 | Winter | P, [MW] | 2 | 1 | -52.1557 | -39.6872 | -35.7497 | -34.8717 | -35.3826 | -42.5741 | -68.9494 | -80.1603 | -86.3321 | -88.2945 | -84.0388 | -82.1327 | -79.444 | -81.7203 | -76.7665 | -71.2399 | -68.5304 | -89.8985 | -84.9585 | -85.0053 | -81.0667 | -74.4673 | -67.762 | -61.34
TSO | - | 38 | 72 | 8 | 2025 | Winter | P, [%] | 2 | 1 | 17.39% | 13.23% | 11.92% | 11.62% | 11.79% | 14.19% | 22.98% | 26.72% | 28.78% | 29.43% | 28.01% | 27.38% | 26.48% | 27.24% | 25.59% | 23.75% | 22.84% | 29.97% | 28.32% | 28.34% | 27.02% | 24.82% | 22.59% | 20.45%
TSO | - | 38 | 8 | 72 | 2025 | Winter | Q, [MVAr] | 2 | 1 | -29.3433 | -35.6432 | -37.2007 | -37.9034 | -38.1614 | -36.3145 | -28.1449 | -21.2312 | -15.006 | -17.5255 | -13.9401 | -18.9176 | -19.6578 | -20.2671 | -19.5649 | -21.8622 | -26.7973 | -19.5287 | -20.2666 | -19.1491 | -22.5638 | -24.1443 | -25.973 | -31.061
TSO | - | 38 | 8 | 72 | 2025 | Winter | Q, [%] | 2 | 1 | 9.781% | 11.88% | 12.4% | 12.63% | 12.72% | 12.1% | 9.382% | 7.077% | 5.002% | 5.842% | 4.647% | 6.306% | 6.553% | 6.756% | 6.522% | 7.287% | 8.932% | 6.51% | 6.756% | 6.383% | 7.521% | 8.048% | 8.658% | 10.35%
TSO | - | 38 | 72 | 8 | 2025 | Winter | Q, [MVAr] | 2 | 1 | 30.6197 | 36.6836 | 38.1825 | 38.8813 | 39.1645 | 37.4606 | 30.0316 | 23.5164 | 17.4926 | 20.2193 | 16.3173 | 21.2802 | 21.901 | 22.6547 | 21.6882 | 23.7662 | 28.6949 | 22.3362 | 22.8472 | 21.7012 | 24.9847 | 26.2767 | 27.8293 | 32.7616
TSO | - | 38 | 72 | 8 | 2025 | Winter | Q, [%] | 2 | 1 | 10.21% | 12.23% | 12.73% | 12.96% | 13.05% | 12.49% | 10.01% | 7.839% | 5.831% | 6.74% | 5.439% | 7.093% | 7.3% | 7.552% | 7.229% | 7.922% | 9.565% | 7.445% | 7.616% | 7.234% | 8.328% | 8.759% | 9.276% | 10.92%
TSO | - | 38 | 8 | 72 | 2025 | Winter | S, [MVA] | 2 | 1 | 59.8697 | 53.3615 | 51.6099 | 51.52 | 52.0567 | 55.9785 | 74.5136 | 82.9762 | 87.6841 | 90.0792 | 85.2423 | 84.3373 | 81.8912 | 84.2505 | 79.2689 | 74.5618 | 73.6249 | 92.0598 | 87.4014 | 87.1941 | 84.2032 | 78.3313 | 72.6099 | 68.7917
TSO | - | 38 | 8 | 72 | 2025 | Winter | S, [%] | 2 | 1 | 19.96% | 17.79% | 17.2% | 17.17% | 17.35% | 18.66% | 24.84% | 27.66% | 29.23% | 30.03% | 28.41% | 28.11% | 27.3% | 28.08% | 26.42% | 24.85% | 24.54% | 30.69% | 29.13% | 29.06% | 28.07% | 26.11% | 24.2% | 22.93%
TSO | - | 38 | 72 | 8 | 2025 | Winter | S, [MVA] | 2 | 1 | 60.4796 | 54.044 | 52.3062 | 52.2283 | 52.7806 | 56.7085 | 75.2058 | 83.5385 | 88.0864 | 90.58 | 85.6082 | 84.8447 | 82.4075 | 84.8024 | 79.7714 | 75.0996 | 74.2954 | 92.6318 | 87.977 | 87.7317 | 84.8295 | 78.9673 | 73.254 | 69.5408
TSO | - | 38 | 72 | 8 | 2025 | Winter | S, [%] | 2 | 1 | 20.16% | 18.01% | 17.44% | 17.41% | 17.59% | 18.9% | 25.07% | 27.85% | 29.36% | 30.19% | 28.54% | 28.28% | 27.47% | 28.27% | 26.59% | 25.03% | 24.77% | 30.88% | 29.33% | 29.24% | 28.28% | 26.32% | 24.42% | 23.18%
TSO | - | 41 | 11 | 12 | 2025 | Winter | P, [MW] | 2 | 1 | 190.0743 | 169.7847 | 158.9288 | 154.179 | 147.7153 | 162.7105 | 225.9359 | 247.113 | 266.6078 | 266.049 | 276.7524 | 284.3842 | 273.4348 | 275.178 | 258.2141 | 247.6358 | 249.6122 | 301.6138 | 293.8665 | 291.2253 | 291.1214 | 271.2279 | 254.4801 | 225.9481
TSO | - | 41 | 11 | 12 | 2025 | Winter | P, [%] | 2 | 1 | 31.68% | 28.3% | 26.49% | 25.7% | 24.62% | 27.12% | 37.66% | 41.19% | 44.43% | 44.34% | 46.13% | 47.4% | 45.57% | 45.86% | 43.04% | 41.27% | 41.6% | 50.27% | 48.98% | 48.54% | 48.52% | 45.2% | 42.41% | 37.66%
TSO | - | 41 | 12 | 11 | 2025 | Winter | P, [MW] | 2 | 1 | -189.9441 | -169.6767 | -158.8332 | -154.0886 | -147.6315 | -162.6111 | -225.7639 | -246.912 | -266.3788 | -265.8148 | -276.5016 | -284.1165 | -273.1851 | -274.9245 | -257.9898 | -247.4276 | -249.3967 | -301.3129 | -293.5751 | -290.9405 | -290.834 | -270.9749 | -254.2547 | -225.7672
TSO | - | 41 | 12 | 11 | 2025 | Winter | P, [%] | 2 | 1 | 31.66% | 28.28% | 26.47% | 25.68% | 24.61% | 27.1% | 37.63% | 41.15% | 44.4% | 44.3% | 46.08% | 47.35% | 45.53% | 45.82% | 43% | 41.24% | 41.57% | 50.22% | 48.93% | 48.49% | 48.47% | 45.16% | 42.38% | 37.63%
TSO | - | 41 | 11 | 12 | 2025 | Winter | Q, [MVAr] | 2 | 1 | -23.1181 | -29.8246 | -28.9418 | -30.5651 | -31.2817 | -29.4778 | -5.2551 | 12.5012 | 20.8896 | 28.0214 | 32.812 | 32.4699 | 35.1332 | 30.0595 | 27.4787 | 16.997 | 15.4653 | 40.6689 | 41.0136 | 41.9236 | 32.3576 | 18.7625 | 9.4032 | 1.7312
TSO | - | 41 | 11 | 12 | 2025 | Winter | Q, [%] | 2 | 1 | 3.853% | 4.971% | 4.824% | 5.094% | 5.214% | 4.913% | 0.8758% | 2.084% | 3.482% | 4.67% | 5.469% | 5.412% | 5.856% | 5.01% | 4.58% | 2.833% | 2.578% | 6.778% | 6.836% | 6.987% | 5.393% | 3.127% | 1.567% | 0.2885%
TSO | - | 41 | 12 | 11 | 2025 | Winter | Q, [MVAr] | 2 | 1 | 30.8962 | 36.2824 | 34.6536 | 35.9709 | 36.2936 | 35.4219 | 15.5382 | -0.48595 | -7.1967 | -14.0206 | -17.8253 | -16.4668 | -20.2084 | -14.9073 | -14.0681 | -4.5503 | -2.5869 | -22.6834 | -23.5984 | -24.9001 | -15.177 | -3.6419 | 4.0651 | 9.0814
TSO | - | 41 | 12 | 11 | 2025 | Winter | Q, [%] | 2 | 1 | 5.149% | 6.047% | 5.776% | 5.995% | 6.049% | 5.904% | 2.59% | 0.08099% | 1.199% | 2.337% | 2.971% | 2.744% | 3.368% | 2.485% | 2.345% | 0.7584% | 0.4311% | 3.781% | 3.933% | 4.15% | 2.53% | 0.607% | 0.6775% | 1.514%
TSO | - | 41 | 11 | 12 | 2025 | Winter | S, [MVA] | 2 | 1 | 191.475 | 172.3844 | 161.5425 | 157.1795 | 150.9913 | 165.3592 | 225.997 | 247.429 | 267.425 | 267.5206 | 278.6907 | 286.2319 | 275.6827 | 276.8149 | 259.6721 | 248.2185 | 250.0908 | 304.3433 | 296.7147 | 294.2274 | 292.9141 | 271.8761 | 254.6537 | 225.9547
TSO | - | 41 | 11 | 12 | 2025 | Winter | S, [%] | 2 | 1 | 31.91% | 28.73% | 26.92% | 26.2% | 25.17% | 27.56% | 37.67% | 41.24% | 44.57% | 44.59% | 46.45% | 47.71% | 45.95% | 46.14% | 43.28% | 41.37% | 41.68% | 50.72% | 49.45% | 49.04% | 48.82% | 45.31% | 42.44% | 37.66%
TSO | - | 41 | 12 | 11 | 2025 | Winter | S, [MVA] | 2 | 1 | 192.4405 | 173.5125 | 162.5695 | 158.2315 | 152.0272 | 166.4244 | 226.2979 | 246.9124 | 266.476 | 266.1843 | 277.0756 | 284.5933 | 273.9315 | 275.3283 | 258.373 | 247.4694 | 249.4102 | 302.1655 | 294.522 | 292.0041 | 291.2297 | 270.9994 | 254.2872 | 225.9498
TSO | - | 41 | 12 | 11 | 2025 | Winter | S, [%] | 2 | 1 | 32.07% | 28.92% | 27.09% | 26.37% | 25.34% | 27.74% | 37.72% | 41.15% | 44.41% | 44.36% | 46.18% | 47.43% | 45.66% | 45.89% | 43.06% | 41.24% | 41.57% | 50.36% | 49.09% | 48.67% | 48.54% | 45.17% | 42.38% | 37.66%
TSO | - | 44 | 13 | 14 | 2025 | Winter | P, [MW] | 2 | 1 | 32.3794 | 33.5079 | 32.1234 | 30.6521 | 28.8328 | 30.1281 | 37.8162 | 34.3716 | 36.8267 | 36.8558 | 42.2459 | 47.6747 | 43.6667 | 44.1075 | 41.1039 | 39.4354 | 41.1306 | 44.3644 | 44.876 | 43.2556 | 44.593 | 42.9566 | 42.2903 | 38.0948
TSO | - | 44 | 13 | 14 | 2025 | Winter | P, [%] | 2 | 1 | 8.095% | 8.377% | 8.031% | 7.663% | 7.208% | 7.532% | 9.454% | 8.593% | 9.207% | 9.214% | 10.56% | 11.92% | 10.92% | 11.03% | 10.28% | 9.859% | 10.28% | 11.09% | 11.22% | 10.81% | 11.15% | 10.74% | 10.57% | 9.524%
TSO | - | 44 | 14 | 13 | 2025 | Winter | P, [MW] | 2 | 1 | -32.3747 | -33.5029 | -32.1188 | -30.6479 | -28.829 | -30.124 | -37.8098 | -34.3663 | -36.8206 | -36.8497 | -42.2379 | -47.6645 | -43.6581 | -44.0987 | -41.0963 | -39.4284 | -41.123 | -44.3556 | -44.8669 | -43.2471 | -44.584 | -42.9483 | -42.2823 | -38.0883
TSO | - | 44 | 14 | 13 | 2025 | Winter | P, [%] | 2 | 1 | 8.094% | 8.376% | 8.03% | 7.662% | 7.207% | 7.531% | 9.452% | 8.592% | 9.205% | 9.212% | 10.56% | 11.92% | 10.91% | 11.02% | 10.27% | 9.857% | 10.28% | 11.09% | 11.22% | 10.81% | 11.15% | 10.74% | 10.57% | 9.522%
TSO | - | 44 | 13 | 14 | 2025 | Winter | Q, [MVAr] | 2 | 1 | -0.37178 | -0.38475 | -0.36884 | -0.35192 | -0.33103 | -0.34594 | -0.43438 | -0.39467 | -0.42287 | -0.42321 | -0.48511 | -0.54747 | -0.50143 | -0.5065 | -0.472 | -0.45282 | -0.47229 | -0.50943 | -0.5153 | -0.4967 | -0.51205 | -0.49326 | -0.48561 | -0.43742
TSO | - | 44 | 13 | 14 | 2025 | Winter | Q, [%] | 2 | 1 | 0.09294% | 0.09619% | 0.09221% | 0.08798% | 0.08276% | 0.08648% | 0.1086% | 0.09867% | 0.1057% | 0.1058% | 0.1213% | 0.1369% | 0.1254% | 0.1266% | 0.118% | 0.1132% | 0.1181% | 0.1274% | 0.1288% | 0.1242% | 0.128% | 0.1233% | 0.1214% | 0.1094%
TSO | - | 44 | 14 | 13 | 2025 | Winter | Q, [MVAr] | 2 | 1 | 0.78258 | 0.8247 | 0.77315 | 0.72001 | 0.65668 | 0.70154 | 0.99484 | 0.85765 | 0.95443 | 0.95561 | 1.1847 | 1.4385 | 1.2489 | 1.2691 | 1.1342 | 1.0623 | 1.1354 | 1.281 | 1.3048 | 1.2302 | 1.2916 | 1.2166 | 1.1867 | 1.0062
TSO | - | 44 | 14 | 13 | 2025 | Winter | Q, [%] | 2 | 1 | 0.1956% | 0.2062% | 0.1933% | 0.18% | 0.1642% | 0.1754% | 0.2487% | 0.2144% | 0.2386% | 0.2389% | 0.2962% | 0.3596% | 0.3122% | 0.3173% | 0.2836% | 0.2656% | 0.2838% | 0.3202% | 0.3262% | 0.3075% | 0.3229% | 0.3042% | 0.2967% | 0.2515%
TSO | - | 44 | 13 | 14 | 2025 | Winter | S, [MVA] | 2 | 1 | 32.3815 | 33.5101 | 32.1256 | 30.6542 | 28.8347 | 30.1301 | 37.8187 | 34.3739 | 36.8291 | 36.8583 | 42.2487 | 47.6779 | 43.6696 | 44.1104 | 41.1066 | 39.438 | 41.1333 | 44.3673 | 44.8789 | 43.2584 | 44.5959 | 42.9595 | 42.2931 | 38.0973
TSO | - | 44 | 13 | 14 | 2025 | Winter | S, [%] | 2 | 1 | 8.095% | 8.378% | 8.031% | 7.664% | 7.209% | 7.533% | 9.455% | 8.593% | 9.207% | 9.215% | 10.56% | 11.92% | 10.92% | 11.03% | 10.28% | 9.86% | 10.28% | 11.09% | 11.22% | 10.81% | 11.15% | 10.74% | 10.57% | 9.524%
TSO | - | 44 | 14 | 13 | 2025 | Winter | S, [MVA] | 2 | 1 | 32.3841 | 33.513 | 32.1281 | 30.6564 | 28.8365 | 30.1322 | 37.8229 | 34.377 | 36.833 | 36.8621 | 42.2545 | 47.6862 | 43.676 | 44.117 | 41.1119 | 39.4428 | 41.1387 | 44.374 | 44.8859 | 43.2646 | 44.6027 | 42.9656 | 42.2989 | 38.1016
TSO | - | 44 | 14 | 13 | 2025 | Winter | S, [%] | 2 | 1 | 8.096% | 8.378% | 8.032% | 7.664% | 7.209% | 7.533% | 9.456% | 8.594% | 9.208% | 9.216% | 10.56% | 11.92% | 10.92% | 11.03% | 10.28% | 9.861% | 10.28% | 11.09% | 11.22% | 10.82% | 11.15% | 10.74% | 10.57% | 9.525%
TSO | - | 45 | 13 | 15 | 2025 | Winter | P, [MW] | 2 | 1 | 126.1472 | 109.686 | 101.6723 | 97.6223 | 96.4031 | 106.848 | 166.4116 | 171.3804 | 187.5631 | 192.9367 | 196.8039 | 206.0136 | 190.8329 | 196.6132 | 182.9949 | 168.2011 | 164.4664 | 203.3279 | 194.718 | 190.8901 | 184.4857 | 172.1303 | 161.0733 | 146.8419
TSO | - | 45 | 13 | 15 | 2025 | Winter | P, [%] | 2 | 1 | 21.02% | 18.28% | 16.95% | 16.27% | 16.07% | 17.81% | 27.74% | 28.56% | 31.26% | 32.16% | 32.8% | 34.34% | 31.81% | 32.77% | 30.5% | 28.03% | 27.41% | 33.89% | 32.45% | 31.82% | 30.75% | 28.69% | 26.85% | 24.47%
TSO | - | 45 | 15 | 13 | 2025 | Winter | P, [MW] | 2 | 1 | -126.0967 | -109.6419 | -101.6318 | -97.584 | -96.3651 | -106.8057 | -166.3381 | -171.3068 | -187.4778 | -192.8445 | -196.709 | -205.9082 | -190.7418 | -196.5159 | -182.9095 | -168.1268 | -164.3929 | -203.2255 | -194.6222 | -190.7985 | -184.3982 | -172.0519 | -161.0013 | -146.7783
TSO | - | 45 | 15 | 13 | 2025 | Winter | P, [%] | 2 | 1 | 21.02% | 18.27% | 16.94% | 16.26% | 16.06% | 17.8% | 27.72% | 28.55% | 31.25% | 32.14% | 32.78% | 34.32% | 31.79% | 32.75% | 30.48% | 28.02% | 27.4% | 33.87% | 32.44% | 31.8% | 30.73% | 28.68% | 26.83% | 24.46%
TSO | - | 45 | 13 | 15 | 2025 | Winter | Q, [MVAr] | 2 | 1 | -53.99 | -63.4779 | -65.5969 | -65.8746 | -66.1032 | -63.0992 | -34.2795 | -16.1119 | -2.3365 | -2.0659 | -3.2453 | -8.5734 | -9.7368 | -11.8338 | -17.2267 | -26.0471 | -32.435 | -6.635 | -8.3012 | -9.3279 | -16.6154 | -24.108 | -36.5549 | -45.6553
TSO | - | 45 | 13 | 15 | 2025 | Winter | Q, [%] | 2 | 1 | 8.998% | 10.58% | 10.93% | 10.98% | 11.02% | 10.52% | 5.713% | 2.685% | 0.3894% | 0.3443% | 0.5409% | 1.429% | 1.623% | 1.972% | 2.871% | 4.341% | 5.406% | 1.106% | 1.384% | 1.555% | 2.769% | 4.018% | 6.092% | 7.609%
TSO | - | 45 | 15 | 13 | 2025 | Winter | Q, [MVAr] | 2 | 1 | 57.8417 | 66.8425 | 68.6883 | 68.7994 | 68.9972 | 66.3227 | 39.8809 | 21.7265 | 8.8417 | 9.1017 | 10.485 | 16.616 | 16.6923 | 19.2606 | 23.7405 | 31.7164 | 38.0382 | 14.446 | 15.605 | 16.321 | 23.2904 | 30.0926 | 42.046 | 50.5058
TSO | - | 45 | 15 | 13 | 2025 | Winter | Q, [%] | 2 | 1 | 9.64% | 11.14% | 11.45% | 11.47% | 11.5% | 11.05% | 6.647% | 3.621% | 1.474% | 1.517% | 1.747% | 2.769% | 2.782% | 3.21% | 3.957% | 5.286% | 6.34% | 2.408% | 2.601% | 2.72% | 3.882% | 5.015% | 7.008% | 8.418%
TSO | - | 45 | 13 | 15 | 2025 | Winter | S, [MVA] | 2 | 1 | 137.2153 | 126.7298 | 120.9967 | 117.7692 | 116.8896 | 124.0887 | 169.9055 | 172.1361 | 187.5777 | 192.9478 | 196.8306 | 206.192 | 191.0812 | 196.969 | 183.8039 | 170.206 | 167.6342 | 203.4361 | 194.8948 | 191.1179 | 185.2324 | 173.8104 | 165.1692 | 153.7757
TSO | - | 45 | 13 | 15 | 2025 | Winter | S, [%] | 2 | 1 | 22.87% | 21.12% | 20.17% | 19.63% | 19.48% | 20.68% | 28.32% | 28.69% | 31.26% | 32.16% | 32.81% | 34.37% | 31.85% | 32.83% | 30.63% | 28.37% | 27.94% | 33.91% | 32.48% | 31.85% | 30.87% | 28.97% | 27.53% | 25.63%
TSO | - | 45 | 15 | 13 | 2025 | Winter | S, [MVA] | 2 | 1 | 138.7301 | 128.4105 | 122.6666 | 119.3985 | 118.5194 | 125.7226 | 171.0522 | 172.679 | 187.6862 | 193.0592 | 196.9882 | 206.5776 | 191.4708 | 197.4575 | 184.4437 | 171.0923 | 168.7363 | 203.7383 | 195.2468 | 191.4953 | 185.8632 | 174.6637 | 166.401 | 155.2247
TSO | - | 45 | 15 | 13 | 2025 | Winter | S, [%] | 2 | 1 | 23.12% | 21.4% | 20.44% | 19.9% | 19.75% | 20.95% | 28.51% | 28.78% | 31.28% | 32.18% | 32.83% | 34.43% | 31.91% | 32.91% | 30.74% | 28.52% | 28.12% | 33.96% | 32.54% | 31.92% | 30.98% | 29.11% | 27.73% | 25.87%
TSO | - | 47 | 19 | 20 | 2025 | Winter | P, [MW] | 2 | 1 | 4.282 | 4.2978 | 4.2467 | 4.1687 | 4.5338 | 4.2127 | 4.3382 | 3.3753 | 2.89 | 2.5474 | 3.0307 | 3.4381 | 3.8021 | 4.2105 | 4.1113 | 3.6132 | 3.5903 | 3.9686 | 3.9397 | 3.794 | 3.9034 | 4.383 | 4.4432 | 4.1322
TSO | - | 47 | 19 | 20 | 2025 | Winter | P, [%] | 2 | 1 | 21.41% | 21.49% | 21.23% | 20.84% | 22.67% | 21.06% | 21.69% | 16.88% | 14.45% | 12.74% | 15.15% | 17.19% | 19.01% | 21.05% | 20.56% | 18.07% | 17.95% | 19.84% | 19.7% | 18.97% | 19.52% | 21.91% | 22.22% | 20.66%
TSO | - | 47 | 20 | 19 | 2025 | Winter | P, [MW] | 2 | 1 | -4.2768 | -4.2926 | -4.2416 | -4.1638 | -4.5281 | -4.2078 | -4.3329 | -3.3721 | -2.8877 | -2.5456 | -3.0281 | -3.4346 | -3.7979 | -4.2053 | -4.1066 | -3.6096 | -3.5866 | -3.9639 | -3.9351 | -3.7897 | -3.8991 | -4.3776 | -4.4377 | -4.1274
TSO | - | 47 | 20 | 19 | 2025 | Winter | P, [%] | 2 | 1 | 21.38% | 21.46% | 21.21% | 20.82% | 22.64% | 21.04% | 21.66% | 16.86% | 14.44% | 12.73% | 15.14% | 17.17% | 18.99% | 21.03% | 20.53% | 18.05% | 17.93% | 19.82% | 19.68% | 18.95% | 19.5% | 21.89% | 22.19% | 20.64%
TSO | - | 47 | 19 | 20 | 2025 | Winter | Q, [MVAr] | 2 | 1 | -0.073087 | -0.072067 | -0.073665 | -0.076326 | -0.055848 | -0.068344 | -0.070896 | -0.10479 | -0.11869 | -0.12719 | -0.1149 | -0.66856 | -0.84511 | -0.83018 | -0.079674 | -0.097228 | -0.29251 | -0.86103 | -0.86206 | -0.86721 | -0.10921 | -0.091087 | -0.088662 | -0.10069
TSO | - | 47 | 19 | 20 | 2025 | Winter | Q, [%] | 2 | 1 | 0.3654% | 0.3603% | 0.3683% | 0.3816% | 0.2792% | 0.3417% | 0.3545% | 0.524% | 0.5934% | 0.6359% | 0.5745% | 3.343% | 4.226% | 4.151% | 0.3984% | 0.4861% | 1.463% | 4.305% | 4.31% | 4.336% | 0.5461% | 0.4554% | 0.4433% | 0.5034%
TSO | - | 47 | 20 | 19 | 2025 | Winter | Q, [MVAr] | 2 | 1 | 0.15695 | 0.15656 | 0.15617 | 0.15584 | 0.14985 | 0.14954 | 0.15697 | 0.15697 | 0.15698 | 0.15697 | 0.15699 | 0.72498 | 0.91498 | 0.91498 | 0.157 | 0.15699 | 0.35197 | 0.93698 | 0.93698 | 0.93698 | 0.17897 | 0.17897 | 0.17897 | 0.17884
TSO | - | 47 | 20 | 19 | 2025 | Winter | Q, [%] | 2 | 1 | 0.7847% | 0.7828% | 0.7808% | 0.7792% | 0.7492% | 0.7477% | 0.7848% | 0.7848% | 0.7849% | 0.7849% | 0.785% | 3.625% | 4.575% | 4.575% | 0.785% | 0.785% | 1.76% | 4.685% | 4.685% | 4.685% | 0.8948% | 0.8949% | 0.8949% | 0.8942%
TSO | - | 47 | 19 | 20 | 2025 | Winter | S, [MVA] | 2 | 1 | 4.2826 | 4.2984 | 4.2473 | 4.1694 | 4.5342 | 4.2133 | 4.3388 | 3.3769 | 2.8925 | 2.5506 | 3.0329 | 3.5025 | 3.8949 | 4.2915 | 4.1121 | 3.6146 | 3.6022 | 4.0609 | 4.0329 | 3.8918 | 3.9049 | 4.3839 | 4.4441 | 4.1334
TSO | - | 47 | 19 | 20 | 2025 | Winter | S, [%] | 2 | 1 | 21.41% | 21.49% | 21.24% | 20.85% | 22.67% | 21.07% | 21.69% | 16.88% | 14.46% | 12.75% | 15.16% | 17.51% | 19.47% | 21.46% | 20.56% | 18.07% | 18.01% | 20.3% | 20.16% | 19.46% | 19.52% | 21.92% | 22.22% | 20.67%
TSO | - | 47 | 20 | 19 | 2025 | Winter | S, [MVA] | 2 | 1 | 4.2797 | 4.2954 | 4.2445 | 4.1668 | 4.5305 | 4.2104 | 4.3358 | 3.3758 | 2.8919 | 2.5504 | 3.0322 | 3.5103 | 3.9065 | 4.3036 | 4.1096 | 3.613 | 3.6038 | 4.0731 | 4.0451 | 3.9038 | 3.9032 | 4.3812 | 4.4413 | 4.1313
TSO | - | 47 | 20 | 19 | 2025 | Winter | S, [%] | 2 | 1 | 21.4% | 21.48% | 21.22% | 20.83% | 22.65% | 21.05% | 21.68% | 16.88% | 14.46% | 12.75% | 15.16% | 17.55% | 19.53% | 21.52% | 20.55% | 18.06% | 18.02% | 20.37% | 20.23% | 19.52% | 19.52% | 21.91% | 22.21% | 20.66%
TSO | - | 48 | 19 | 21 | 2025 | Winter | P, [MW] | 2 | 1 | 7.3101 | 6.9018 | 6.4311 | 6.3293 | 6.1295 | 6.6165 | 9.8521 | 11.0477 | 11.7509 | 11.8584 | 11.2659 | 11.7949 | 11.9499 | 11.9865 | 10.7537 | 10.0827 | 10.4197 | 12.4008 | 11.6104 | 11.3589 | 11.2021 | 10.3286 | 9.3582 | 8.447
TSO | - | 48 | 19 | 21 | 2025 | Winter | P, [%] | 2 | 1 | 36.55% | 34.51% | 32.16% | 31.65% | 30.65% | 33.08% | 49.26% | 55.24% | 58.75% | 59.29% | 56.33% | 58.97% | 59.75% | 59.93% | 53.77% | 50.41% | 52.1% | 62% | 58.05% | 56.79% | 56.01% | 51.64% | 46.79% | 42.23%
TSO | - | 48 | 21 | 19 | 2025 | Winter | P, [MW] | 2 | 1 | -7.2944 | -6.8877 | -6.4188 | -6.3173 | -6.1183 | -6.6035 | -9.8246 | -11.0136 | -11.7124 | -11.8191 | -11.2305 | -11.7561 | -11.9101 | -11.9464 | -10.7214 | -10.0541 | -10.3892 | -12.3578 | -11.5726 | -11.3227 | -11.1668 | -10.2986 | -9.333 | -8.4263
TSO | - | 48 | 21 | 19 | 2025 | Winter | P, [%] | 2 | 1 | 36.47% | 34.44% | 32.09% | 31.59% | 30.59% | 33.02% | 49.12% | 55.07% | 58.56% | 59.1% | 56.15% | 58.78% | 59.55% | 59.73% | 53.61% | 50.27% | 51.95% | 61.79% | 57.86% | 56.61% | 55.83% | 51.49% | 46.67% | 42.13%
TSO | - | 48 | 19 | 21 | 2025 | Winter | Q, [MVAr] | 2 | 1 | -1.3761 | -1.4028 | -1.4317 | -1.4373 | -1.4432 | -1.4139 | -0.77687 | 0.30078 | 0.56512 | 0.57695 | 0.51312 | 0.56995 | 0.58708 | 0.59116 | 0.2659 | -0.38117 | -0.34893 | -0.13838 | -0.22673 | -0.25364 | -0.27011 | -0.35775 | -1.1951 | -1.2706
TSO | - | 48 | 19 | 21 | 2025 | Winter | Q, [%] | 2 | 1 | 6.881% | 7.014% | 7.158% | 7.187% | 7.216% | 7.07% | 3.884% | 1.504% | 2.826% | 2.885% | 2.566% | 2.85% | 2.935% | 2.956% | 1.329% | 1.906% | 1.745% | 0.6919% | 1.134% | 1.268% | 1.351% | 1.789% | 5.975% | 6.353%
TSO | - | 48 | 21 | 19 | 2025 | Winter | Q, [MVAr] | 2 | 1 | 1.6389 | 1.6385 | 1.638 | 1.6376 | 1.6318 | 1.6315 | 1.238 | 0.26997 | 0.079982 | 0.079973 | 0.079994 | 0.079983 | 0.079985 | 0.079983 | 0.275 | 0.85999 | 0.85997 | 0.85998 | 0.85998 | 0.85998 | 0.85997 | 0.85997 | 1.617 | 1.6168
TSO | - | 48 | 21 | 19 | 2025 | Winter | Q, [%] | 2 | 1 | 8.195% | 8.193% | 8.19% | 8.188% | 8.159% | 8.158% | 6.19% | 1.35% | 0.3999% | 0.3999% | 0.4% | 0.3999% | 0.3999% | 0.3999% | 1.375% | 4.3% | 4.3% | 4.3% | 4.3% | 4.3% | 4.3% | 4.3% | 8.085% | 8.084%
TSO | - | 48 | 19 | 21 | 2025 | Winter | S, [MVA] | 2 | 1 | 7.4385 | 7.0429 | 6.5885 | 6.4904 | 6.2971 | 6.7658 | 9.8827 | 11.0518 | 11.7645 | 11.8724 | 11.2776 | 11.8086 | 11.9643 | 12.0011 | 10.757 | 10.0899 | 10.4256 | 12.4016 | 11.6126 | 11.3617 | 11.2053 | 10.3348 | 9.4342 | 8.542
TSO | - | 48 | 19 | 21 | 2025 | Winter | S, [%] | 2 | 1 | 37.19% | 35.21% | 32.94% | 32.45% | 31.49% | 33.83% | 49.41% | 55.26% | 58.82% | 59.36% | 56.39% | 59.04% | 59.82% | 60.01% | 53.79% | 50.45% | 52.13% | 62.01% | 58.06% | 56.81% | 56.03% | 51.67% | 47.17% | 42.71%
TSO | - | 48 | 21 | 19 | 2025 | Winter | S, [MVA] | 2 | 1 | 7.4763 | 7.0799 | 6.6245 | 6.5261 | 6.3321 | 6.802 | 9.9022 | 11.017 | 11.7126 | 11.8194 | 11.2308 | 11.7563 | 11.9103 | 11.9467 | 10.7249 | 10.0909 | 10.4248 | 12.3876 | 11.6045 | 11.3553 | 11.1999 | 10.3345 | 9.4721 | 8.58
TSO | - | 48 | 21 | 19 | 2025 | Winter | S, [%] | 2 | 1 | 37.38% | 35.4% | 33.12% | 32.63% | 31.66% | 34.01% | 49.51% | 55.08% | 58.56% | 59.1% | 56.15% | 58.78% | 59.55% | 59.73% | 53.62% | 50.45% | 52.12% | 61.94% | 58.02% | 56.78% | 56% | 51.67% | 47.36% | 42.9%
TSO | - | 50 | 29 | 30 | 2025 | Winter | P, [MW] | 2 | 1 | 11.838 | 11.2495 | 11.0985 | 11.0371 | 10.9424 | 11.3959 | 14.6794 | 15.3515 | 15.8889 | 15.4388 | 15.3491 | 16.1582 | 16.063 | 16.3388 | 15.7242 | 15.4432 | 15.1463 | 15.8909 | 15.3031 | 14.6858 | 14.9206 | 13.869 | 12.8542 | 12.5077
TSO | - | 50 | 29 | 30 | 2025 | Winter | P, [%] | 2 | 1 | 53.81% | 51.13% | 50.45% | 50.17% | 49.74% | 51.8% | 66.72% | 69.78% | 72.22% | 70.18% | 69.77% | 73.45% | 73.01% | 74.27% | 71.47% | 70.2% | 68.85% | 72.23% | 69.56% | 66.75% | 67.82% | 63.04% | 58.43% | 56.85%
TSO | - | 50 | 30 | 29 | 2025 | Winter | P, [MW] | 2 | 1 | -11.8078 | -11.222 | -11.0717 | -11.0106 | -10.9164 | -11.3679 | -14.634 | -15.3017 | -15.8355 | -15.3885 | -15.2993 | -16.1029 | -16.0084 | -16.2823 | -15.672 | -15.3929 | -15.0979 | -15.8376 | -15.2538 | -14.6403 | -14.8737 | -13.8283 | -12.8189 | -12.4742
TSO | - | 50 | 30 | 29 | 2025 | Winter | P, [%] | 2 | 1 | 53.67% | 51.01% | 50.33% | 50.05% | 49.62% | 51.67% | 66.52% | 69.55% | 71.98% | 69.95% | 69.54% | 73.19% | 72.77% | 74.01% | 71.24% | 69.97% | 68.63% | 71.99% | 69.34% | 66.55% | 67.61% | 62.86% | 58.27% | 56.7%
TSO | - | 50 | 29 | 30 | 2025 | Winter | Q, [MVAr] | 2 | 1 | -1.0259 | -1.3243 | -1.3823 | -1.3705 | -1.2822 | -1.0115 | 0.69949 | 1.6125 | 2.0993 | 1.6161 | 1.7006 | 2.1882 | 2.3183 | 2.348 | 1.6086 | 1.3196 | 1.2851 | 1.4247 | 0.94658 | 0.4312 | 0.83337 | 0.28991 | -0.7252 | -0.82467
TSO | - | 50 | 29 | 30 | 2025 | Winter | Q, [%] | 2 | 1 | 4.663% | 6.02% | 6.283% | 6.23% | 5.828% | 4.598% | 3.179% | 7.329% | 9.542% | 7.346% | 7.73% | 9.946% | 10.54% | 10.67% | 7.312% | 5.998% | 5.842% | 6.476% | 4.303% | 1.96% | 3.788% | 1.318% | 3.296% | 3.748%
TSO | - | 50 | 30 | 29 | 2025 | Winter | Q, [MVAr] | 2 | 1 | 1.6499 | 1.8929 | 1.9369 | 1.9189 | 1.8199 | 1.5899 | 0.24092 | -0.58306 | -0.99407 | -0.57507 | -0.67107 | -1.0451 | -1.1871 | -1.1781 | -0.52907 | -0.27907 | -0.28408 | -0.32307 | 0.074919 | 0.51091 | 0.13792 | 0.55091 | 1.4559 | 1.5179
TSO | - | 50 | 30 | 29 | 2025 | Winter | Q, [%] | 2 | 1 | 7.5% | 8.604% | 8.804% | 8.722% | 8.272% | 7.227% | 1.095% | 2.65% | 4.519% | 2.614% | 3.05% | 4.75% | 5.396% | 5.355% | 2.405% | 1.269% | 1.291% | 1.468% | 0.3405% | 2.322% | 0.6269% | 2.504% | 6.618% | 6.9%
TSO | - | 50 | 29 | 30 | 2025 | Winter | S, [MVA] | 2 | 1 | 11.8823 | 11.3272 | 11.1842 | 11.1218 | 11.0173 | 11.4407 | 14.6961 | 15.4359 | 16.027 | 15.5232 | 15.443 | 16.3057 | 16.2295 | 16.5067 | 15.8063 | 15.4995 | 15.2007 | 15.9546 | 15.3324 | 14.6921 | 14.9439 | 13.872 | 12.8746 | 12.5348
TSO | - | 50 | 29 | 30 | 2025 | Winter | S, [%] | 2 | 1 | 54.01% | 51.49% | 50.84% | 50.55% | 50.08% | 52% | 66.8% | 70.16% | 72.85% | 70.56% | 70.2% | 74.12% | 73.77% | 75.03% | 71.85% | 70.45% | 69.09% | 72.52% | 69.69% | 66.78% | 67.93% | 63.05% | 58.52% | 56.98%
TSO | - | 50 | 30 | 29 | 2025 | Winter | S, [MVA] | 2 | 1 | 11.9225 | 11.3806 | 11.2398 | 11.1765 | 11.0671 | 11.4786 | 14.6359 | 15.3128 | 15.8667 | 15.3993 | 15.3141 | 16.1368 | 16.0523 | 16.3248 | 15.681 | 15.3954 | 15.1006 | 15.8409 | 15.2539 | 14.6492 | 14.8743 | 13.8393 | 12.9013 | 12.5662
TSO | - | 50 | 30 | 29 | 2025 | Winter | S, [%] | 2 | 1 | 54.19% | 51.73% | 51.09% | 50.8% | 50.3% | 52.18% | 66.53% | 69.6% | 72.12% | 70% | 69.61% | 73.35% | 72.97% | 74.2% | 71.28% | 69.98% | 68.64% | 72% | 69.34% | 66.59% | 67.61% | 62.91% | 58.64% | 57.12%
TSO | - | 1 | 1 | 5 | 2025 | Winter | P, [MW] | 2 | 2 | 1.0149 | 1.6654 | 1.769 | 2.1155 | 2.0374 | 11.5106 | 2.2386 | 4.4715 | 0.083167 | -2.5021 | -5.3551 | -8.1864 | -4.3375 | -6.6115 | -3.6435 | -2.926 | -1.1814 | -4.3672 | -2.9621 | -1.8521 | -0.56213 | 0.78793 | 1.9037 | 0.72093
TSO | - | 1 | 1 | 5 | 2025 | Winter | P, [%] | 2 | 2 | 0.8251% | 1.354% | 1.438% | 1.72% | 1.656% | 9.358% | 1.82% | 3.635% | 0.06762% | 2.034% | 4.354% | 6.656% | 3.526% | 5.375% | 2.962% | 2.379% | 0.9605% | 3.551% | 2.408% | 1.506% | 0.457% | 0.6406% | 1.548% | 0.5861%
TSO | - | 1 | 5 | 1 | 2025 | Winter | P, [MW] | 2 | 2 | -0.93719 | -1.5728 | -1.6773 | -2.0251 | -1.9411 | -11.3672 | -2.1512 | -4.407 | -0.048085 | 2.5531 | 5.3998 | 8.2631 | 4.3975 | 6.6889 | 3.7077 | 2.9899 | 1.2539 | 4.414 | 3.0158 | 1.9021 | 0.62188 | -0.71852 | -1.8256 | -0.63001
TSO | - | 1 | 5 | 1 | 2025 | Winter | P, [%] | 2 | 2 | 0.7619% | 1.279% | 1.364% | 1.646% | 1.578% | 9.242% | 1.749% | 3.583% | 0.03909% | 2.076% | 4.39% | 6.718% | 3.575% | 5.438% | 3.014% | 2.431% | 1.019% | 3.589% | 2.452% | 1.546% | 0.5056% | 0.5842% | 1.484% | 0.5122%
TSO | - | 1 | 1 | 5 | 2025 | Winter | Q, [MVAr] | 2 | 2 | 15.7642 | 17.1974 | 17.0947 | 16.9303 | 17.5086 | 18.4032 | 16.6994 | 13.6967 | 10.4765 | 12.4831 | 10.6837 | 13.5223 | 13.1684 | 14.3996 | 13.8857 | 14.0018 | 15.1901 | 11.3904 | 12.7112 | 12.4548 | 13.7956 | 14.8853 | 15.7207 | 17.0971
TSO | - | 1 | 1 | 5 | 2025 | Winter | Q, [%] | 2 | 2 | 12.82% | 13.98% | 13.9% | 13.76% | 14.23% | 14.96% | 13.58% | 11.14% | 8.517% | 10.15% | 8.686% | 10.99% | 10.71% | 11.71% | 11.29% | 11.38% | 12.35% | 9.26% | 10.33% | 10.13% | 11.22% | 12.1% | 12.78% | 13.9%
TSO | - | 1 | 5 | 1 | 2025 | Winter | Q, [MVAr] | 2 | 2 | -16.6371 | -18.0141 | -17.9137 | -17.7539 | -18.3101 | -19.0398 | -17.5449 | -14.6229 | -11.5131 | -13.46 | -11.6857 | -14.4093 | -14.1107 | -15.2815 | -14.8142 | -14.929 | -16.0816 | -12.382 | -13.6725 | -13.4326 | -14.7365 | -15.7882 | -16.5907 | -17.9197
TSO | - | 1 | 5 | 1 | 2025 | Winter | Q, [%] | 2 | 2 | 13.53% | 14.65% | 14.56% | 14.43% | 14.89% | 15.48% | 14.26% | 11.89% | 9.36% | 10.94% | 9.501% | 11.71% | 11.47% | 12.42% | 12.04% | 12.14% | 13.07% | 10.07% | 11.12% | 10.92% | 11.98% | 12.84% | 13.49% | 14.57%
TSO | - | 1 | 1 | 5 | 2025 | Winter | S, [MVA] | 2 | 2 | 15.7968 | 17.2779 | 17.186 | 17.0619 | 17.6268 | 21.7065 | 16.8487 | 14.4081 | 10.4768 | 12.7314 | 11.9507 | 15.8073 | 13.8644 | 15.8449 | 14.3558 | 14.3042 | 15.2359 | 12.1989 | 13.0518 | 12.5917 | 13.807 | 14.9061 | 15.8355 | 17.1122
TSO | - | 1 | 1 | 5 | 2025 | Winter | S, [%] | 2 | 2 | 12.84% | 14.05% | 13.97% | 13.87% | 14.33% | 17.65% | 13.7% | 11.71% | 8.518% | 10.35% | 9.716% | 12.85% | 11.27% | 12.88% | 11.67% | 11.63% | 12.39% | 9.918% | 10.61% | 10.24% | 11.23% | 12.12% | 12.87% | 13.91%
TSO | - | 1 | 5 | 1 | 2025 | Winter | S, [MVA] | 2 | 2 | 16.6635 | 18.0826 | 17.9921 | 17.869 | 18.4127 | 22.1749 | 17.6763 | 15.2726 | 11.5132 | 13.7 | 12.873 | 16.6104 | 14.7801 | 16.6813 | 15.2711 | 15.2254 | 16.1304 | 13.1453 | 14.0011 | 13.5666 | 14.7496 | 15.8046 | 16.6908 | 17.9307
TSO | - | 1 | 5 | 1 | 2025 | Winter | S, [%] | 2 | 2 | 13.55% | 14.7% | 14.63% | 14.53% | 14.97% | 18.03% | 14.37% | 12.42% | 9.36% | 11.14% | 10.47% | 13.5% | 12.02% | 13.56% | 12.42% | 12.38% | 13.11% | 10.69% | 11.38% | 11.03% | 11.99% | 12.85% | 13.57% | 14.58%
TSO | - | 2 | 1 | 19 | 2025 | Winter | P, [MW] | 2 | 2 | 24.6009 | 23.3762 | 22.6583 | 22.2425 | 22.1835 | 22.4182 | 34.8503 | 35.3532 | 34.62 | 27.1732 | 34.1192 | 36.4449 | 37.0782 | 36.9857 | 33.7624 | 32.467 | 26.7733 | 35.7361 | 33.9217 | 32.7257 | 28.5465 | 27.5228 | 27.631 | 26.0386
TSO | - | 2 | 1 | 19 | 2025 | Winter | P, [%] | 2 | 2 | 20% | 19.01% | 18.42% | 18.08% | 18.04% | 18.23% | 28.33% | 28.74% | 28.15% | 22.09% | 27.74% | 29.63% | 30.14% | 30.07% | 27.45% | 26.4% | 21.77% | 29.05% | 27.58% | 26.61% | 23.21% | 22.38% | 22.46% | 21.17%
TSO | - | 2 | 19 | 1 | 2025 | Winter | P, [MW] | 2 | 2 | -24.4791 | -23.2652 | -22.5536 | -22.1415 | -22.0826 | -22.3152 | -34.6064 | -35.1012 | -34.3728 | -27.0223 | -33.8735 | -36.176 | -36.8003 | -36.7096 | -33.5294 | -32.2523 | -26.6284 | -35.4773 | -33.6885 | -32.5091 | -28.3821 | -27.3697 | -27.477 | -25.9012
TSO | - | 2 | 19 | 1 | 2025 | Winter | P, [%] | 2 | 2 | 19.9% | 18.91% | 18.34% | 18% | 17.95% | 18.14% | 28.14% | 28.54% | 27.95% | 21.97% | 27.54% | 29.41% | 29.92% | 29.85% | 27.26% | 26.22% | 21.65% | 28.84% | 27.39% | 26.43% | 23.07% | 22.25% | 22.34% | 21.06%
TSO | - | 2 | 1 | 19 | 2025 | Winter | Q, [MVAr] | 2 | 2 | -0.32436 | -2.2269 | -2.623 | -2.693 | -3.0653 | -3.0251 | 1.7771 | 2.7739 | 6.0939 | 3.6382 | 7.7229 | 3.2709 | 2.9704 | 2.5648 | 4.4551 | 3.6792 | 1.331 | 3.6092 | 2.725 | 2.7797 | 1.7921 | 1.5657 | 0.64082 | -2.0033
TSO | - | 2 | 1 | 19 | 2025 | Winter | Q, [%] | 2 | 2 | 0.2637% | 1.811% | 2.133% | 2.189% | 2.492% | 2.459% | 1.445% | 2.255% | 4.954% | 2.958% | 6.279% | 2.659% | 2.415% | 2.085% | 3.622% | 2.991% | 1.082% | 2.934% | 2.215% | 2.26% | 1.457% | 1.273% | 0.521% | 1.629%
TSO | - | 2 | 19 | 1 | 2025 | Winter | Q, [MVAr] | 2 | 2 | -0.058969 | 1.8078 | 2.1827 | 2.2398 | 2.6125 | 2.5795 | -1.7459 | -2.7138 | -6.052 | -3.9249 | -7.6831 | -3.1516 | -2.8195 | -2.42 | -4.4584 | -3.7441 | -1.6336 | -3.525 | -2.7255 | -2.8403 | -2.0309 | -1.841 | -0.91214 | 1.6751
TSO | - | 2 | 19 | 1 | 2025 | Winter | Q, [%] | 2 | 2 | 0.04794% | 1.47% | 1.775% | 1.821% | 2.124% | 2.097% | 1.419% | 2.206% | 4.92% | 3.191% | 6.246% | 2.562% | 2.292% | 1.967% | 3.625% | 3.044% | 1.328% | 2.866% | 2.216% | 2.309% | 1.651% | 1.497% | 0.7416% | 1.362%
TSO | - | 2 | 1 | 19 | 2025 | Winter | S, [MVA] | 2 | 2 | 24.6031 | 23.482 | 22.8096 | 22.405 | 22.3943 | 22.6214 | 34.8956 | 35.4619 | 35.1522 | 27.4157 | 34.9823 | 36.5913 | 37.197 | 37.0745 | 34.0551 | 32.6748 | 26.8064 | 35.9179 | 34.031 | 32.8435 | 28.6027 | 27.5673 | 27.6385 | 26.1156
TSO | - | 2 | 1 | 19 | 2025 | Winter | S, [%] | 2 | 2 | 20% | 19.09% | 18.54% | 18.22% | 18.21% | 18.39% | 28.37% | 28.83% | 28.58% | 22.29% | 28.44% | 29.75% | 30.24% | 30.14% | 27.69% | 26.56% | 21.79% | 29.2% | 27.67% | 26.7% | 23.25% | 22.41% | 22.47% | 21.23%
TSO | - | 2 | 19 | 1 | 2025 | Winter | S, [MVA] | 2 | 2 | 24.4792 | 23.3353 | 22.6589 | 22.2545 | 22.2366 | 22.4638 | 34.6505 | 35.206 | 34.9015 | 27.3059 | 34.7339 | 36.313 | 36.9081 | 36.7892 | 33.8245 | 32.4689 | 26.6784 | 35.652 | 33.7985 | 32.633 | 28.4547 | 27.4315 | 27.4921 | 25.9553
TSO | - | 2 | 19 | 1 | 2025 | Winter | S, [%] | 2 | 2 | 19.9% | 18.97% | 18.42% | 18.09% | 18.08% | 18.26% | 28.17% | 28.62% | 28.38% | 22.2% | 28.24% | 29.52% | 30.01% | 29.91% | 27.5% | 26.4% | 21.69% | 28.99% | 27.48% | 26.53% | 23.13% | 22.3% | 22.35% | 21.1%
TSO | - | 3 | 1 | 29 | 2025 | Winter | P, [MW] | 2 | 2 | -24.2425 | -23.2569 | -22.479 | -22.2222 | -22.2521 | -26.6317 | -26.7345 | -32.4166 | -31.8406 | -30.3208 | -29.9861 | -28.175 | -31.6235 | -28.9889 | -28.7869 | -29.2271 | -28.4965 | -31.6367 | -32.177 | -31.948 | -30.7276 | -29.9192 | -29.0816 | -25.2471
TSO | - | 3 | 1 | 29 | 2025 | Winter | P, [%] | 2 | 2 | 19.71% | 18.91% | 18.28% | 18.07% | 18.09% | 21.65% | 21.74% | 26.35% | 25.89% | 24.65% | 24.38% | 22.91% | 25.71% | 23.57% | 23.4% | 23.76% | 23.17% | 25.72% | 26.16% | 25.97% | 24.98% | 24.32% | 23.64% | 20.53%
TSO | - | 3 | 29 | 1 | 2025 | Winter | P, [MW] | 2 | 2 | 24.4074 | 23.4159 | 22.6329 | 22.3737 | 22.4057 | 26.8254 | 26.9291 | 32.6543 | 32.0678 | 30.5452 | 30.2072 | 28.385 | 31.8636 | 29.207 | 29.0002 | 29.4457 | 28.7144 | 31.8705 | 32.4249 | 32.1907 | 30.9606 | 30.148 | 29.3016 | 25.4312
TSO | - | 3 | 29 | 1 | 2025 | Winter | P, [%] | 2 | 2 | 19.84% | 19.04% | 18.4% | 18.19% | 18.22% | 21.81% | 21.89% | 26.55% | 26.07% | 24.83% | 24.56% | 23.08% | 25.91% | 23.75% | 23.58% | 23.94% | 23.35% | 25.91% | 26.36% | 26.17% | 25.17% | 24.51% | 23.82% | 20.68%
TSO | - | 3 | 1 | 29 | 2025 | Winter | Q, [MVAr] | 2 | 2 | -19.0445 | -19.3244 | -19.4901 | -19.4375 | -19.6864 | -20.004 | -20.3175 | -17.9165 | -17.3953 | -19.442 | -19.4957 | -20.4797 | -19.5794 | -20.4313 | -20.0973 | -20.1497 | -20.9825 | -18.6621 | -19.72 | -19.4613 | -19.9632 | -20.5004 | -20.4218 | -20.4898
TSO | - | 3 | 1 | 29 | 2025 | Winter | Q, [%] | 2 | 2 | 15.48% | 15.71% | 15.85% | 15.8% | 16.01% | 16.26% | 16.52% | 14.57% | 14.14% | 15.81% | 15.85% | 16.65% | 15.92% | 16.61% | 16.34% | 16.38% | 17.06% | 15.17% | 16.03% | 15.82% | 16.23% | 16.67% | 16.6% | 16.66%
TSO | - | 3 | 29 | 1 | 2025 | Winter | Q, [MVAr] | 2 | 2 | 18.897 | 19.1583 | 19.3069 | 19.2459 | 19.5026 | 19.9598 | 20.2686 | 18.0191 | 17.4581 | 19.4969 | 19.5382 | 20.4859 | 19.6913 | 20.4663 | 20.1148 | 20.1865 | 21.0194 | 18.751 | 19.8606 | 19.5814 | 20.0502 | 20.5747 | 20.4664 | 20.4109
TSO | - | 3 | 29 | 1 | 2025 | Winter | Q, [%] | 2 | 2 | 15.36% | 15.58% | 15.7% | 15.65% | 15.86% | 16.23% | 16.48% | 14.65% | 14.19% | 15.85% | 15.88% | 16.66% | 16.01% | 16.64% | 16.35% | 16.41% | 17.09% | 15.24% | 16.15% | 15.92% | 16.3% | 16.73% | 16.64% | 16.59%
TSO | - | 3 | 1 | 29 | 2025 | Winter | S, [MVA] | 2 | 2 | 30.8285 | 30.2377 | 29.7518 | 29.5236 | 29.7104 | 33.3078 | 33.5787 | 37.0383 | 36.2825 | 36.0186 | 35.7666 | 34.8317 | 37.1941 | 35.4655 | 35.1082 | 35.4998 | 35.3881 | 36.7309 | 37.7391 | 37.4088 | 36.6431 | 36.2688 | 35.5358 | 32.5153
TSO | - | 3 | 1 | 29 | 2025 | Winter | S, [%] | 2 | 2 | 25.06% | 24.58% | 24.19% | 24% | 24.15% | 27.08% | 27.3% | 30.11% | 29.5% | 29.28% | 29.08% | 28.32% | 30.24% | 28.83% | 28.54% | 28.86% | 28.77% | 29.86% | 30.68% | 30.41% | 29.79% | 29.49% | 28.89% | 26.44%
TSO | - | 3 | 29 | 1 | 2025 | Winter | S, [MVA] | 2 | 2 | 30.8678 | 30.2547 | 29.749 | 29.5125 | 29.7046 | 33.4364 | 33.7045 | 37.296 | 36.512 | 36.2372 | 35.9752 | 35.0055 | 37.4571 | 35.664 | 35.2933 | 35.7007 | 35.5855 | 36.9774 | 38.0239 | 37.6785 | 36.8859 | 36.4996 | 35.7415 | 32.6091
TSO | - | 3 | 29 | 1 | 2025 | Winter | S, [%] | 2 | 2 | 25.1% | 24.6% | 24.19% | 23.99% | 24.15% | 27.18% | 27.4% | 30.32% | 29.68% | 29.46% | 29.25% | 28.46% | 30.45% | 29% | 28.69% | 29.02% | 28.93% | 30.06% | 30.91% | 30.63% | 29.99% | 29.67% | 29.06% | 26.51%
TSO | - | 4 | 1 | 36 | 2025 | Winter | P, [MW] | 2 | 2 | -42.8449 | -40.9543 | -40.2587 | -39.9821 | -39.4967 | -44.5989 | -43.4184 | -47.9313 | -47.1871 | -45.2898 | -45.8789 | -43.9593 | -47.3249 | -45.5855 | -45.8537 | -46.2376 | -45.3473 | -47.077 | -48.2869 | -47.3316 | -46.6158 | -46.0201 | -45.8166 | -43.0416
TSO | - | 4 | 1 | 36 | 2025 | Winter | P, [%] | 2 | 2 | 34.83% | 33.3% | 32.73% | 32.51% | 32.11% | 36.26% | 35.3% | 38.97% | 38.36% | 36.82% | 37.3% | 35.74% | 38.48% | 37.06% | 37.28% | 37.59% | 36.87% | 38.27% | 39.26% | 38.48% | 37.9% | 37.41% | 37.25% | 34.99%
TSO | - | 4 | 36 | 1 | 2025 | Winter | P, [MW] | 2 | 2 | 43.1404 | 41.2267 | 40.5222 | 40.2419 | 39.7515 | 44.9212 | 43.7247 | 48.2978 | 47.5392 | 45.6225 | 46.2199 | 44.279 | 47.6891 | 45.9286 | 46.1975 | 46.5865 | 45.686 | 47.432 | 48.6636 | 47.6909 | 46.9661 | 46.3647 | 46.1572 | 43.3445
TSO | - | 4 | 36 | 1 | 2025 | Winter | P, [%] | 2 | 2 | 35.07% | 33.52% | 32.94% | 32.72% | 32.32% | 36.52% | 35.55% | 39.27% | 38.65% | 37.09% | 37.58% | 36% | 38.77% | 37.34% | 37.56% | 37.88% | 37.14% | 38.56% | 39.56% | 38.77% | 38.18% | 37.69% | 37.53% | 35.24%
TSO | - | 4 | 1 | 36 | 2025 | Winter | Q, [MVAr] | 2 | 2 | -9.1986 | -9.4111 | -9.299 | -9.1857 | -9.448 | -9.7735 | -10.9368 | -9.9207 | -9.1742 | -11.2279 | -11.3282 | -12.5005 | -11.6598 | -12.6679 | -11.9786 | -11.7174 | -12.0222 | -10.1757 | -10.937 | -10.2842 | -10.5414 | -11.1168 | -10.5907 | -10.5116
TSO | - | 4 | 1 | 36 | 2025 | Winter | Q, [%] | 2 | 2 | 7.479% | 7.651% | 7.56% | 7.468% | 7.681% | 7.946% | 8.892% | 8.066% | 7.459% | 9.128% | 9.21% | 10.16% | 9.48% | 10.3% | 9.739% | 9.526% | 9.774% | 8.273% | 8.892% | 8.361% | 8.57% | 9.038% | 8.61% | 8.546%
TSO | - | 4 | 36 | 1 | 2025 | Winter | Q, [MVAr] | 2 | 2 | 9.6068 | 9.7405 | 9.598 | 9.4715 | 9.7168 | 10.278 | 11.3786 | 10.5732 | 9.7738 | 11.7614 | 11.8899 | 12.9897 | 12.3048 | 13.2392 | 12.5516 | 12.3091 | 12.5808 | 10.7881 | 11.6278 | 10.9121 | 11.1384 | 11.6957 | 11.1568 | 10.9473
TSO | - | 4 | 36 | 1 | 2025 | Winter | Q, [%] | 2 | 2 | 7.81% | 7.919% | 7.803% | 7.7% | 7.9% | 8.356% | 9.251% | 8.596% | 7.946% | 9.562% | 9.667% | 10.56% | 10% | 10.76% | 10.2% | 10.01% | 10.23% | 8.771% | 9.453% | 8.872% | 9.056% | 9.509% | 9.071% | 8.9%
TSO | - | 4 | 1 | 36 | 2025 | Winter | S, [MVA] | 2 | 2 | 43.8213 | 42.0217 | 41.3187 | 41.0238 | 40.611 | 45.6573 | 44.7746 | 48.9472 | 48.0706 | 46.6608 | 47.2568 | 45.7021 | 48.7401 | 47.3129 | 47.3925 | 47.6992 | 46.9139 | 48.1641 | 49.51 | 48.436 | 47.7929 | 47.3438 | 47.0247 | 44.3066
TSO | - | 4 | 1 | 36 | 2025 | Winter | S, [%] | 2 | 2 | 35.63% | 34.16% | 33.59% | 33.35% | 33.02% | 37.12% | 36.4% | 39.79% | 39.08% | 37.94% | 38.42% | 37.16% | 39.63% | 38.47% | 38.53% | 38.78% | 38.14% | 39.16% | 40.25% | 39.38% | 38.86% | 38.49% | 38.23% | 36.02%
TSO | - | 4 | 36 | 1 | 2025 | Winter | S, [MVA] | 2 | 2 | 44.1971 | 42.3618 | 41.6434 | 41.3415 | 40.9219 | 46.082 | 45.181 | 49.4416 | 48.5335 | 47.1141 | 47.7247 | 46.145 | 49.2509 | 47.7986 | 47.8722 | 48.1852 | 47.3865 | 48.6434 | 50.0335 | 48.9234 | 48.2688 | 47.8171 | 47.4865 | 44.7056
TSO | - | 4 | 36 | 1 | 2025 | Winter | S, [%] | 2 | 2 | 35.93% | 34.44% | 33.86% | 33.61% | 33.27% | 37.47% | 36.73% | 40.2% | 39.46% | 38.3% | 38.8% | 37.52% | 40.04% | 38.86% | 38.92% | 39.17% | 38.53% | 39.55% | 40.68% | 39.78% | 39.24% | 38.88% | 38.61% | 36.35%
TSO | - | 5 | 1 | 55 | 2025 | Winter | P, [MW] | 2 | 2 | -6.3681 | -4.5588 | -3.09 | -3.127 | -3.0639 | -6.179 | -21.185 | -18.403 | -17.284 | -14.4241 | -17.2557 | -21.6102 | -16.5559 | -18.7706 | -14.8259 | -12.1507 | -10.3551 | -17.6528 | -14.5608 | -13.7349 | -12.0152 | -9.3426 | -8.9862 | -8.6814
TSO | - | 5 | 1 | 55 | 2025 | Winter | P, [%] | 2 | 2 | 5.177% | 3.706% | 2.512% | 2.542% | 2.491% | 5.024% | 17.22% | 14.96% | 14.05% | 11.73% | 14.03% | 17.57% | 13.46% | 15.26% | 12.05% | 9.879% | 8.419% | 14.35% | 11.84% | 11.17% | 9.768% | 7.596% | 7.306% | 7.058%
TSO | - | 5 | 55 | 1 | 2025 | Winter | P, [MW] | 2 | 2 | 6.4879 | 4.7042 | 3.2412 | 3.2747 | 3.2188 | 6.329 | 21.3984 | 18.5494 | 17.3964 | 14.5325 | 17.3794 | 21.8063 | 16.6919 | 18.943 | 14.9584 | 12.2709 | 10.483 | 17.7908 | 14.6865 | 13.8482 | 12.1326 | 9.4584 | 9.1147 | 8.8351
TSO | - | 5 | 55 | 1 | 2025 | Winter | P, [%] | 2 | 2 | 5.275% | 3.825% | 2.635% | 2.662% | 2.617% | 5.146% | 17.4% | 15.08% | 14.14% | 11.82% | 14.13% | 17.73% | 13.57% | 15.4% | 12.16% | 9.976% | 8.523% | 14.46% | 11.94% | 11.26% | 9.864% | 7.69% | 7.41% | 7.183%
TSO | - | 5 | 1 | 55 | 2025 | Winter | Q, [MVAr] | 2 | 2 | 18.7155 | 21.302 | 22.0007 | 21.7312 | 22.2778 | 21.2528 | 16.5004 | 12.4277 | 9.0539 | 12.3856 | 10.8946 | 13.985 | 13.4504 | 15.0415 | 14.89 | 15.7904 | 17.6822 | 12.335 | 14.3222 | 13.695 | 15.5945 | 17.0905 | 18.4436 | 20.7048
TSO | - | 5 | 1 | 55 | 2025 | Winter | Q, [%] | 2 | 2 | 15.22% | 17.32% | 17.89% | 17.67% | 18.11% | 17.28% | 13.41% | 10.1% | 7.361% | 10.07% | 8.857% | 11.37% | 10.94% | 12.23% | 12.11% | 12.84% | 14.38% | 10.03% | 11.64% | 11.13% | 12.68% | 13.89% | 14.99% | 16.83%
TSO | - | 5 | 55 | 1 | 2025 | Winter | Q, [MVAr] | 2 | 2 | -19.4499 | -21.9413 | -22.6177 | -22.3605 | -22.8805 | -21.8747 | -16.9273 | -13.0888 | -9.8404 | -13.1769 | -11.6372 | -14.4723 | -14.1424 | -15.6071 | -15.5935 | -16.5326 | -18.3905 | -13.0244 | -15.0453 | -14.4656 | -16.3468 | -17.8421 | -19.1478 | -21.317
TSO | - | 5 | 55 | 1 | 2025 | Winter | Q, [%] | 2 | 2 | 15.81% | 17.84% | 18.39% | 18.18% | 18.6% | 17.78% | 13.76% | 10.64% | 8% | 10.71% | 9.461% | 11.77% | 11.5% | 12.69% | 12.68% | 13.44% | 14.95% | 10.59% | 12.23% | 11.76% | 13.29% | 14.51% | 15.57% | 17.33%
TSO | - | 5 | 1 | 55 | 2025 | Winter | S, [MVA] | 2 | 2 | 19.7692 | 21.7844 | 22.2166 | 21.955 | 22.4875 | 22.1328 | 26.8527 | 22.2062 | 19.5117 | 19.012 | 20.4071 | 25.7406 | 21.3309 | 24.0537 | 21.0124 | 19.9243 | 20.4912 | 21.5354 | 20.424 | 19.3959 | 19.6864 | 19.4774 | 20.5163 | 22.4512
TSO | - | 5 | 1 | 55 | 2025 | Winter | S, [%] | 2 | 2 | 16.07% | 17.71% | 18.06% | 17.85% | 18.28% | 17.99% | 21.83% | 18.05% | 15.86% | 15.46% | 16.59% | 20.93% | 17.34% | 19.56% | 17.08% | 16.2% | 16.66% | 17.51% | 16.6% | 15.77% | 16.01% | 15.84% | 16.68% | 18.25%
TSO | - | 5 | 55 | 1 | 2025 | Winter | S, [MVA] | 2 | 2 | 20.5035 | 22.4399 | 22.8487 | 22.599 | 23.1058 | 22.7719 | 27.2842 | 22.7023 | 19.9867 | 19.6169 | 20.9157 | 26.1718 | 21.8776 | 24.5442 | 21.6081 | 20.5889 | 21.1685 | 22.0487 | 21.0251 | 20.0256 | 20.3572 | 20.1941 | 21.2065 | 23.0754
TSO | - | 5 | 55 | 1 | 2025 | Winter | S, [%] | 2 | 2 | 16.67% | 18.24% | 18.58% | 18.37% | 18.79% | 18.51% | 22.18% | 18.46% | 16.25% | 15.95% | 17% | 21.28% | 17.79% | 19.95% | 17.57% | 16.74% | 17.21% | 17.93% | 17.09% | 16.28% | 16.55% | 16.42% | 17.24% | 18.76%
TSO | - | 6 | 3 | 9 | 2025 | Winter | P, [MW] | 2 | 2 | -19.4154 | -16.8202 | -13.5047 | -13.974 | -13.6558 | -19.1449 | -33.659 | -42.0009 | -43.741 | -41.6808 | -38.2431 | -40.4096 | -41.4107 | -37.6985 | -36.2671 | -34.8602 | -34.7178 | -40.916 | -40.3011 | -38.7721 | -37.107 | -30.9591 | -27.8871 | -22.4482
TSO | - | 6 | 3 | 9 | 2025 | Winter | P, [%] | 2 | 2 | 21.57% | 18.69% | 15.01% | 15.53% | 15.17% | 21.27% | 37.4% | 46.67% | 48.6% | 46.31% | 42.49% | 44.9% | 46.01% | 41.89% | 40.3% | 38.73% | 38.58% | 45.46% | 44.78% | 43.08% | 41.23% | 34.4% | 30.99% | 24.94%
TSO | - | 6 | 9 | 3 | 2025 | Winter | P, [MW] | 2 | 2 | 19.4857 | 16.8733 | 13.5392 | 14.011 | 13.6913 | 19.2138 | 33.8669 | 42.3235 | 44.091 | 41.9984 | 38.5101 | 40.7079 | 41.7242 | 37.9582 | 36.5075 | 35.0827 | 34.9396 | 41.2221 | 40.5987 | 39.0471 | 37.3592 | 31.1358 | 28.0312 | 22.5422
TSO | - | 6 | 9 | 3 | 2025 | Winter | P, [%] | 2 | 2 | 21.65% | 18.75% | 15.04% | 15.57% | 15.21% | 21.35% | 37.63% | 47.03% | 48.99% | 46.66% | 42.79% | 45.23% | 46.36% | 42.18% | 40.56% | 38.98% | 38.82% | 45.8% | 45.11% | 43.39% | 41.51% | 34.6% | 31.15% | 25.05%
TSO | - | 6 | 3 | 9 | 2025 | Winter | Q, [MVAr] | 2 | 2 | -1.5441 | -1.714 | -1.7797 | -1.9854 | -2.2197 | -2.3464 | -2.0449 | 0.28722 | 1.9364 | 1.189 | -0.044567 | -0.088394 | 0.67496 | -0.18981 | -0.48175 | -1.3993 | -2.3776 | -0.36528 | -1.0773 | -0.27391 | -1.2312 | -2.0463 | -2.2491 | -1.9419
TSO | - | 6 | 3 | 9 | 2025 | Winter | Q, [%] | 2 | 2 | 1.716% | 1.904% | 1.977% | 2.206% | 2.466% | 2.607% | 2.272% | 0.3191% | 2.152% | 1.321% | 0.04952% | 0.09822% | 0.75% | 0.2109% | 0.5353% | 1.555% | 2.642% | 0.4059% | 1.197% | 0.3043% | 1.368% | 2.274% | 2.499% | 2.158%
TSO | - | 6 | 9 | 3 | 2025 | Winter | Q, [MVAr] | 2 | 2 | 1.1769 | 1.3113 | 1.3368 | 1.5481 | 1.7792 | 1.9762 | 1.9726 | -0.10665 | -1.696 | -1.0195 | 0.10172 | 0.21519 | -0.51452 | 0.23182 | 0.48093 | 1.3597 | 2.3371 | 0.50988 | 1.2034 | 0.35027 | 1.2571 | 1.9075 | 2.0408 | 1.6263
TSO | - | 6 | 9 | 3 | 2025 | Winter | Q, [%] | 2 | 2 | 1.308% | 1.457% | 1.485% | 1.72% | 1.977% | 2.196% | 2.192% | 0.1185% | 1.884% | 1.133% | 0.113% | 0.2391% | 0.5717% | 0.2576% | 0.5344% | 1.511% | 2.597% | 0.5665% | 1.337% | 0.3892% | 1.397% | 2.119% | 2.268% | 1.807%
TSO | - | 6 | 3 | 9 | 2025 | Winter | S, [MVA] | 2 | 2 | 19.4767 | 16.9073 | 13.6214 | 14.1144 | 13.835 | 19.2881 | 33.7211 | 42.0019 | 43.7839 | 41.6977 | 38.2432 | 40.4097 | 41.4162 | 37.6989 | 36.2703 | 34.8882 | 34.7991 | 40.9176 | 40.3155 | 38.773 | 37.1274 | 31.0267 | 27.9777 | 22.5321
TSO | - | 6 | 3 | 9 | 2025 | Winter | S, [%] | 2 | 2 | 21.64% | 18.79% | 15.13% | 15.68% | 15.37% | 21.43% | 37.47% | 46.67% | 48.65% | 46.33% | 42.49% | 44.9% | 46.02% | 41.89% | 40.3% | 38.76% | 38.67% | 45.46% | 44.79% | 43.08% | 41.25% | 34.47% | 31.09% | 25.04%
TSO | - | 6 | 9 | 3 | 2025 | Winter | S, [MVA] | 2 | 2 | 19.5212 | 16.9242 | 13.605 | 14.0963 | 13.8064 | 19.3151 | 33.9243 | 42.3236 | 44.1236 | 42.0108 | 38.5102 | 40.7085 | 41.7273 | 37.9589 | 36.5107 | 35.1091 | 35.0176 | 41.2253 | 40.6165 | 39.0487 | 37.3804 | 31.1941 | 28.1054 | 22.6008
TSO | - | 6 | 9 | 3 | 2025 | Winter | S, [%] | 2 | 2 | 21.69% | 18.8% | 15.12% | 15.66% | 15.34% | 21.46% | 37.69% | 47.03% | 49.03% | 46.68% | 42.79% | 45.23% | 46.36% | 42.18% | 40.57% | 39.01% | 38.91% | 45.81% | 45.13% | 43.39% | 41.53% | 34.66% | 31.23% | 25.11%
TSO | - | 7 | 3 | 34 | 2025 | Winter | P, [MW] | 2 | 2 | -4.1018 | -5.4305 | -6.5937 | -7.1922 | -6.8439 | -1.694 | 3.2603 | 10.8198 | 9.6625 | 7.3952 | 6.0732 | 5.1535 | 7.8578 | 5.6157 | 5.0249 | 5.5963 | 6.0664 | 9.795 | 9.8584 | 8.171 | 6.9629 | 4.0146 | 2.7358 | -2.5802
TSO | - | 7 | 3 | 34 | 2025 | Winter | P, [%] | 2 | 2 | 3.335% | 4.415% | 5.361% | 5.847% | 5.564% | 1.377% | 2.651% | 8.797% | 7.856% | 6.012% | 4.938% | 4.19% | 6.388% | 4.566% | 4.085% | 4.55% | 4.932% | 7.963% | 8.015% | 6.643% | 5.661% | 3.264% | 2.224% | 2.098%
TSO | - | 7 | 34 | 3 | 2025 | Winter | P, [MW] | 2 | 2 | 4.1039 | 5.4343 | 6.5989 | 7.1982 | 6.8493 | 1.6944 | -3.2591 | -10.8076 | -9.6528 | -7.3895 | -6.0694 | -5.1505 | -7.8513 | -5.6122 | -5.0222 | -5.593 | -6.0623 | -9.785 | -9.8483 | -8.1641 | -6.9578 | -4.0129 | -2.7349 | 2.581
TSO | - | 7 | 34 | 3 | 2025 | Winter | P, [%] | 2 | 2 | 3.337% | 4.418% | 5.365% | 5.852% | 5.569% | 1.378% | 2.65% | 8.787% | 7.848% | 6.008% | 4.934% | 4.187% | 6.383% | 4.563% | 4.083% | 4.547% | 4.929% | 7.955% | 8.007% | 6.637% | 5.657% | 3.263% | 2.224% | 2.098%
TSO | - | 7 | 3 | 34 | 2025 | Winter | Q, [MVAr] | 2 | 2 | -2.0795 | -2.7755 | -2.7098 | -2.504 | -2.2697 | -1.2901 | 0.39747 | -0.49655 | -0.68877 | 0.058632 | 0.1552 | 1.389 | 0.62571 | 1.1975 | 0.61039 | 0.6489 | 1.3343 | -0.67809 | 0.033769 | -0.76971 | 0.18764 | -0.13426 | -1.0854 | -1.3925
TSO | - | 7 | 3 | 34 | 2025 | Winter | Q, [%] | 2 | 2 | 1.691% | 2.257% | 2.203% | 2.036% | 1.845% | 1.049% | 0.3231% | 0.4037% | 0.56% | 0.04767% | 0.1262% | 1.129% | 0.5087% | 0.9735% | 0.4963% | 0.5276% | 1.085% | 0.5513% | 0.02745% | 0.6258% | 0.1526% | 0.1092% | 0.8824% | 1.132%
TSO | - | 7 | 34 | 3 | 2025 | Winter | Q, [MVAr] | 2 | 2 | 1.617 | 2.3208 | 2.2606 | 2.0576 | 1.8212 | 0.82215 | -0.86947 | 0.062931 | 0.24553 | -0.51542 | -0.61878 | -1.8548 | -1.0794 | -1.6614 | -1.0773 | -1.113 | -1.7947 | 0.237 | -0.47367 | 0.31823 | -0.64554 | -0.33395 | 0.61591 | 0.92534
TSO | - | 7 | 34 | 3 | 2025 | Winter | Q, [%] | 2 | 2 | 1.315% | 1.887% | 1.838% | 1.673% | 1.481% | 0.6684% | 0.7069% | 0.05116% | 0.1996% | 0.419% | 0.5031% | 1.508% | 0.8775% | 1.351% | 0.8759% | 0.9049% | 1.459% | 0.1927% | 0.3851% | 0.2587% | 0.5248% | 0.2715% | 0.5007% | 0.7523%
TSO | - | 7 | 3 | 34 | 2025 | Winter | S, [MVA] | 2 | 2 | 4.5988 | 6.0987 | 7.1288 | 7.6156 | 7.2105 | 2.1293 | 3.2844 | 10.8312 | 9.687 | 7.3954 | 6.0752 | 5.3375 | 7.8827 | 5.742 | 5.0618 | 5.6338 | 6.2114 | 9.8184 | 9.8585 | 8.2072 | 6.9654 | 4.0169 | 2.9432 | 2.9319
TSO | - | 7 | 3 | 34 | 2025 | Winter | S, [%] | 2 | 2 | 3.739% | 4.958% | 5.796% | 6.192% | 5.862% | 1.731% | 2.67% | 8.806% | 7.876% | 6.013% | 4.939% | 4.339% | 6.409% | 4.668% | 4.115% | 4.58% | 5.05% | 7.982% | 8.015% | 6.673% | 5.663% | 3.266% | 2.393% | 2.384%
TSO | - | 7 | 34 | 3 | 2025 | Winter | S, [MVA] | 2 | 2 | 4.411 | 5.9091 | 6.9754 | 7.4865 | 7.0873 | 1.8833 | 3.3731 | 10.8078 | 9.6559 | 7.4075 | 6.1009 | 5.4743 | 7.9251 | 5.853 | 5.1365 | 5.7026 | 6.3224 | 9.7879 | 9.8597 | 8.1703 | 6.9877 | 4.0268 | 2.8034 | 2.7419
TSO | - | 7 | 34 | 3 | 2025 | Winter | S, [%] | 2 | 2 | 3.586% | 4.804% | 5.671% | 6.087% | 5.762% | 1.531% | 2.742% | 8.787% | 7.85% | 6.022% | 4.96% | 4.451% | 6.443% | 4.759% | 4.176% | 4.636% | 5.14% | 7.958% | 8.016% | 6.643% | 5.681% | 3.274% | 2.279% | 2.229%
TSO | - | 8 | 4 | 15 | 2025 | Winter | P, [MW] | 2 | 2 | -71.5953 | -62.9332 | -59.3685 | -56.9828 | -57.0967 | -62.8924 | -81.3369 | -90.5122 | -98.4151 | -101.6917 | -100.6466 | -100.2203 | -98.8695 | -97.9941 | -94.4579 | -89.2377 | -89.5861 | -105.6731 | -106.1847 | -104.458 | -100.903 | -95.8245 | -90.0816 | -80.3766
TSO | - | 8 | 4 | 15 | 2025 | Winter | P, [%] | 2 | 2 | 11.93% | 10.49% | 9.895% | 9.497% | 9.516% | 10.48% | 13.56% | 15.09% | 16.4% | 16.95% | 16.77% | 16.7% | 16.48% | 16.33% | 15.74% | 14.87% | 14.93% | 17.61% | 17.7% | 17.41% | 16.82% | 15.97% | 15.01% | 13.4%
TSO | - | 8 | 15 | 4 | 2025 | Winter | P, [MW] | 2 | 2 | 71.6712 | 62.993 | 59.4221 | 57.0321 | 57.1464 | 62.9521 | 81.4323 | 90.6308 | 98.5537 | 101.8454 | 100.7941 | 100.368 | 99.0143 | 98.1373 | 94.5902 | 89.3555 | 89.7068 | 105.8364 | 106.3533 | 104.6193 | 101.0548 | 95.9628 | 90.2029 | 80.4741
TSO | - | 8 | 15 | 4 | 2025 | Winter | P, [%] | 2 | 2 | 11.95% | 10.5% | 9.904% | 9.505% | 9.524% | 10.49% | 13.57% | 15.11% | 16.43% | 16.97% | 16.8% | 16.73% | 16.5% | 16.36% | 15.77% | 14.89% | 14.95% | 17.64% | 17.73% | 17.44% | 16.84% | 15.99% | 15.03% | 13.41%
TSO | - | 8 | 4 | 15 | 2025 | Winter | Q, [MVAr] | 2 | 2 | -0.90601 | 2.1588 | 2.4117 | 2.1151 | 1.6148 | 0.26818 | -10.8473 | -17.5498 | -20.9406 | -24.976 | -23.0278 | -22.7283 | -22.525 | -22.9035 | -19.7764 | -15.673 | -15.7414 | -22.8387 | -23.9533 | -21.9895 | -20.189 | -17.9232 | -11.8248 | -8.9681
TSO | - | 8 | 4 | 15 | 2025 | Winter | Q, [%] | 2 | 2 | 0.151% | 0.3598% | 0.4019% | 0.3525% | 0.2691% | 0.0447% | 1.808% | 2.925% | 3.49% | 4.163% | 3.838% | 3.788% | 3.754% | 3.817% | 3.296% | 2.612% | 2.624% | 3.806% | 3.992% | 3.665% | 3.365% | 2.987% | 1.971% | 1.495%
TSO | - | 8 | 15 | 4 | 2025 | Winter | Q, [MVAr] | 2 | 2 | 0.65051 | -2.5156 | -2.8081 | -2.5439 | -2.0375 | -0.62657 | 10.6979 | 17.5553 | 21.0749 | 25.2384 | 23.2358 | 22.9459 | 22.7269 | 23.0971 | 19.8951 | 15.6962 | 15.7986 | 23.168 | 24.3365 | 22.3157 | 20.4574 | 18.1056 | 11.8923 | 8.8747
TSO | - | 8 | 15 | 4 | 2025 | Winter | Q, [%] | 2 | 2 | 0.1084% | 0.4193% | 0.468% | 0.424% | 0.3396% | 0.1044% | 1.783% | 2.926% | 3.512% | 4.206% | 3.873% | 3.824% | 3.788% | 3.85% | 3.316% | 2.616% | 2.633% | 3.861% | 4.056% | 3.719% | 3.41% | 3.018% | 1.982% | 1.479%
TSO | - | 8 | 4 | 15 | 2025 | Winter | S, [MVA] | 2 | 2 | 71.6011 | 62.9702 | 59.4175 | 57.022 | 57.1195 | 62.893 | 82.057 | 92.1979 | 100.6183 | 104.7139 | 103.2473 | 102.7652 | 101.403 | 100.635 | 96.506 | 90.6036 | 90.9586 | 108.113 | 108.8529 | 106.7474 | 102.9029 | 97.4863 | 90.8543 | 80.8754
TSO | - | 8 | 4 | 15 | 2025 | Winter | S, [%] | 2 | 2 | 11.93% | 10.5% | 9.903% | 9.504% | 9.52% | 10.48% | 13.68% | 15.37% | 16.77% | 17.45% | 17.21% | 17.13% | 16.9% | 16.77% | 16.08% | 15.1% | 15.16% | 18.02% | 18.14% | 17.79% | 17.15% | 16.25% | 15.14% | 13.48%
TSO | - | 8 | 15 | 4 | 2025 | Winter | S, [MVA] | 2 | 2 | 71.6742 | 63.0432 | 59.4884 | 57.0888 | 57.1827 | 62.9552 | 82.132 | 92.3154 | 100.7819 | 104.926 | 103.4377 | 102.9575 | 101.5891 | 100.8186 | 96.6598 | 90.7237 | 91.0874 | 108.3425 | 109.1022 | 106.9728 | 103.1047 | 97.6559 | 90.9834 | 80.962
TSO | - | 8 | 15 | 4 | 2025 | Winter | S, [%] | 2 | 2 | 11.95% | 10.51% | 9.915% | 9.515% | 9.53% | 10.49% | 13.69% | 15.39% | 16.8% | 17.49% | 17.24% | 17.16% | 16.93% | 16.8% | 16.11% | 15.12% | 15.18% | 18.06% | 18.18% | 17.83% | 17.18% | 16.28% | 15.16% | 13.49%
TSO | - | 10 | 4 | 103 | 2025 | Winter | P, [MW] | 2 | 2 | -0.24039 | -1.8462 | -1.1307 | -2.4145 | -3.031 | -0.32527 | 4.9497 | 12.3381 | 15.9121 | 15.8971 | 14.7733 | 14.9827 | 13.3639 | 12.5274 | 11.3495 | 7.6286 | 6.8955 | 10.0958 | 10.6423 | 9.1304 | 7.4138 | 7.5375 | 3.3387 | 1.1978
TSO | - | 10 | 4 | 103 | 2025 | Winter | P, [%] | 2 | 2 | 0.09772% | 0.7505% | 0.4596% | 0.9815% | 1.232% | 0.1322% | 2.012% | 5.015% | 6.468% | 6.462% | 6.005% | 6.091% | 5.432% | 5.092% | 4.614% | 3.101% | 2.803% | 4.104% | 4.326% | 3.712% | 3.014% | 3.064% | 1.357% | 0.4869%
TSO | - | 10 | 103 | 4 | 2025 | Winter | P, [MW] | 2 | 2 | 0.24113 | 1.8473 | 1.1316 | 2.4154 | 3.032 | 0.32614 | -4.9493 | -12.3354 | -15.9077 | -15.892 | -14.7693 | -14.9786 | -13.3606 | -12.5243 | -11.347 | -7.6276 | -6.8947 | -10.094 | -10.6402 | -9.1289 | -7.4128 | -7.5365 | -3.3385 | -1.1977
TSO | - | 10 | 103 | 4 | 2025 | Winter | P, [%] | 2 | 2 | 0.09802% | 0.751% | 0.46% | 0.9819% | 1.233% | 0.1326% | 2.012% | 5.014% | 6.467% | 6.46% | 6.004% | 6.089% | 5.431% | 5.091% | 4.613% | 3.101% | 2.803% | 4.103% | 4.325% | 3.711% | 3.013% | 3.064% | 1.357% | 0.4869%
TSO | - | 10 | 4 | 103 | 2025 | Winter | Q, [MVAr] | 2 | 2 | -6.7741 | -8.0841 | -7.484 | -7.0784 | -7.2561 | -7.2724 | -0.018447 | 4.2865 | 5.6166 | 8.101 | 6.0097 | 6.0161 | 5.7418 | 6.2912 | 4.7901 | 1.4335 | 1.0477 | 2.8116 | 3.9552 | 2.6013 | 2.2436 | 1.9637 | -1.192 | -1.0189
TSO | - | 10 | 4 | 103 | 2025 | Winter | Q, [%] | 2 | 2 | 2.754% | 3.286% | 3.042% | 2.877% | 2.95% | 2.956% | 0.007499% | 1.742% | 2.283% | 3.293% | 2.443% | 2.446% | 2.334% | 2.557% | 1.947% | 0.5827% | 0.4259% | 1.143% | 1.608% | 1.057% | 0.9121% | 0.7983% | 0.4846% | 0.4142%
TSO | - | 10 | 103 | 4 | 2025 | Winter | Q, [MVAr] | 2 | 2 | 6.55 | 7.8655 | 7.2662 | 6.8603 | 7.0393 | 7.0529 | -0.21653 | -4.517 | -5.8457 | -8.3223 | -6.2376 | -6.2411 | -5.9678 | -6.5171 | -5.0173 | -1.6634 | -1.2744 | -3.0453 | -4.1833 | -2.8328 | -2.4738 | -2.1904 | 0.9647 | 0.79422
TSO | - | 10 | 103 | 4 | 2025 | Winter | Q, [%] | 2 | 2 | 2.663% | 3.197% | 2.954% | 2.789% | 2.861% | 2.867% | 0.08802% | 1.836% | 2.376% | 3.383% | 2.536% | 2.537% | 2.426% | 2.649% | 2.04% | 0.6762% | 0.5181% | 1.238% | 1.701% | 1.152% | 1.006% | 0.8904% | 0.3922% | 0.3229%
TSO | - | 10 | 4 | 103 | 2025 | Winter | S, [MVA] | 2 | 2 | 6.7784 | 8.2922 | 7.5689 | 7.4789 | 7.8637 | 7.2797 | 4.9497 | 13.0615 | 16.8743 | 17.8422 | 15.9489 | 16.1454 | 14.5452 | 14.0184 | 12.3189 | 7.7621 | 6.9747 | 10.48 | 11.3535 | 9.4937 | 7.7458 | 7.7891 | 3.5452 | 1.5725
TSO | - | 10 | 4 | 103 | 2025 | Winter | S, [%] | 2 | 2 | 2.755% | 3.371% | 3.077% | 3.04% | 3.197% | 2.959% | 2.012% | 5.31% | 6.859% | 7.253% | 6.483% | 6.563% | 5.913% | 5.699% | 5.008% | 3.155% | 2.835% | 4.26% | 4.615% | 3.859% | 3.149% | 3.166% | 1.441% | 0.6392%
TSO | - | 10 | 103 | 4 | 2025 | Winter | S, [MVA] | 2 | 2 | 6.5544 | 8.0795 | 7.3538 | 7.2731 | 7.6645 | 7.0604 | 4.954 | 13.1364 | 16.9478 | 17.9393 | 16.0324 | 16.2268 | 14.6328 | 14.1184 | 12.4068 | 7.8069 | 7.0115 | 10.5434 | 11.433 | 9.5584 | 7.8147 | 7.8484 | 3.4751 | 1.4371
TSO | - | 10 | 103 | 4 | 2025 | Winter | S, [%] | 2 | 2 | 2.664% | 3.284% | 2.989% | 2.957% | 3.116% | 2.87% | 2.014% | 5.34% | 6.889% | 7.292% | 6.517% | 6.596% | 5.948% | 5.739% | 5.043% | 3.174% | 2.85% | 4.286% | 4.648% | 3.886% | 3.177% | 3.19% | 1.413% | 0.5842%
TSO | - | 12 | 5 | 42 | 2025 | Winter | P, [MW] | 2 | 2 | 0.20338 | 1.8022 | 3.0968 | 2.9399 | 3.1188 | -3.6947 | -15.5217 | -14.2313 | -11.9368 | -7.6492 | -9.6248 | -12.2854 | -8.6745 | -10.2053 | -7.4454 | -5.0501 | -3.3163 | -9.1114 | -6.48 | -6.0742 | -4.5687 | -2.5257 | -2.2294 | -1.7654
TSO | - | 12 | 5 | 42 | 2025 | Winter | P, [%] | 2 | 2 | 0.226% | 2.002% | 3.441% | 3.267% | 3.465% | 4.105% | 17.25% | 15.81% | 13.26% | 8.499% | 10.69% | 13.65% | 9.638% | 11.34% | 8.273% | 5.611% | 3.685% | 10.12% | 7.2% | 6.749% | 5.076% | 2.806% | 2.477% | 1.962%
TSO | - | 12 | 42 | 5 | 2025 | Winter | P, [MW] | 2 | 2 | -0.075349 | -1.6395 | -2.9184 | -2.7646 | -2.9348 | 3.8713 | 15.7677 | 14.4076 | 12.052 | 7.7479 | 9.7284 | 12.4531 | 8.7931 | 10.3591 | 7.5697 | 5.1634 | 3.4445 | 9.223 | 6.5868 | 6.1708 | 4.6775 | 2.6398 | 2.3617 | 1.9308
TSO | - | 12 | 42 | 5 | 2025 | Winter | P, [%] | 2 | 2 | 0.08372% | 1.822% | 3.243% | 3.072% | 3.261% | 4.301% | 17.52% | 16.01% | 13.39% | 8.609% | 10.81% | 13.84% | 9.77% | 11.51% | 8.411% | 5.737% | 3.827% | 10.25% | 7.319% | 6.856% | 5.197% | 2.933% | 2.624% | 2.145%
TSO | - | 12 | 5 | 42 | 2025 | Winter | Q, [MVAr] | 2 | 2 | 14.7705 | 16.5838 | 17.23 | 17.0941 | 17.4956 | 16.9402 | 14.0982 | 10.6381 | 8.0561 | 10.6427 | 9.5355 | 12.188 | 11.4981 | 12.9214 | 12.6855 | 13.0132 | 14.4351 | 10.6467 | 11.9272 | 11.3827 | 12.8736 | 13.7051 | 14.8552 | 16.7392
TSO | - | 12 | 5 | 42 | 2025 | Winter | Q, [%] | 2 | 2 | 16.41% | 18.43% | 19.14% | 18.99% | 19.44% | 18.82% | 15.66% | 11.82% | 8.951% | 11.83% | 10.6% | 13.54% | 12.78% | 14.36% | 14.1% | 14.46% | 16.04% | 11.83% | 13.25% | 12.65% | 14.3% | 15.23% | 16.51% | 18.6%
TSO | - | 12 | 42 | 5 | 2025 | Winter | Q, [MVAr] | 2 | 2 | -15.7409 | -17.4659 | -18.0745 | -17.9462 | -18.3249 | -17.7819 | -14.8249 | -11.5287 | -9.1013 | -11.7093 | -10.6024 | -13.1018 | -12.516 | -13.8588 | -13.6876 | -14.0345 | -15.4106 | -11.6888 | -12.966 | -12.449 | -13.9034 | -14.713 | -15.8157 | -17.6181
TSO | - | 12 | 42 | 5 | 2025 | Winter | Q, [%] | 2 | 2 | 17.49% | 19.41% | 20.08% | 19.94% | 20.36% | 19.76% | 16.47% | 12.81% | 10.11% | 13.01% | 11.78% | 14.56% | 13.91% | 15.4% | 15.21% | 15.59% | 17.12% | 12.99% | 14.41% | 13.83% | 15.45% | 16.35% | 17.57% | 19.58%
TSO | - | 12 | 5 | 42 | 2025 | Winter | S, [MVA] | 2 | 2 | 14.7719 | 16.6814 | 17.5061 | 17.3451 | 17.7714 | 17.3384 | 20.9686 | 17.7679 | 14.401 | 13.1064 | 13.5485 | 17.3054 | 14.4032 | 16.4654 | 14.7091 | 13.9588 | 14.8112 | 14.0132 | 13.5738 | 12.902 | 13.6602 | 13.9359 | 15.0215 | 16.832
TSO | - | 12 | 5 | 42 | 2025 | Winter | S, [%] | 2 | 2 | 16.41% | 18.53% | 19.45% | 19.27% | 19.75% | 19.26% | 23.3% | 19.74% | 16% | 14.56% | 15.05% | 19.23% | 16% | 18.29% | 16.34% | 15.51% | 16.46% | 15.57% | 15.08% | 14.34% | 15.18% | 15.48% | 16.69% | 18.7%
TSO | - | 12 | 42 | 5 | 2025 | Winter | S, [MVA] | 2 | 2 | 15.7411 | 17.5427 | 18.3086 | 18.1579 | 18.5584 | 18.1984 | 21.6425 | 18.4524 | 15.1025 | 14.0406 | 14.3894 | 18.0759 | 15.296 | 17.3025 | 15.6413 | 14.9541 | 15.7909 | 14.8893 | 14.5432 | 13.8945 | 14.6691 | 14.948 | 15.9911 | 17.7236
TSO | - | 12 | 42 | 5 | 2025 | Winter | S, [%] | 2 | 2 | 17.49% | 19.49% | 20.34% | 20.18% | 20.62% | 20.22% | 24.05% | 20.5% | 16.78% | 15.6% | 15.99% | 20.08% | 17% | 19.23% | 17.38% | 16.62% | 17.55% | 16.54% | 16.16% | 15.44% | 16.3% | 16.61% | 17.77% | 19.69%
TSO | - | 13 | 5 | 68 | 2025 | Winter | P, [MW] | 2 | 2 | 6.4139 | 6.1963 | 5.8965 | 6.396 | 6.0737 | 5.9907 | 6.764 | 6.6281 | 6.4149 | 6.9813 | 7.04 | 6.9076 | 6.846 | 6.9044 | 6.8886 | 6.2554 | 6.5063 | 6.8577 | 6.0935 | 6.6646 | 6.3167 | 5.8189 | 6.2726 | 6.392
TSO | - | 13 | 5 | 68 | 2025 | Winter | P, [%] | 2 | 2 | 5.215% | 5.038% | 4.794% | 5.2% | 4.938% | 4.87% | 5.499% | 5.389% | 5.215% | 5.676% | 5.724% | 5.616% | 5.566% | 5.613% | 5.601% | 5.086% | 5.29% | 5.575% | 4.954% | 5.418% | 5.136% | 4.731% | 5.1% | 5.197%
TSO | - | 13 | 68 | 5 | 2025 | Winter | P, [MW] | 2 | 2 | -6.4119 | -6.1945 | -5.8949 | -6.394 | -6.072 | -5.9889 | -6.7618 | -6.6259 | -6.413 | -6.979 | -7.0377 | -6.9053 | -6.8437 | -6.9021 | -6.8864 | -6.2535 | -6.5043 | -6.8556 | -6.0918 | -6.6626 | -6.3149 | -5.8172 | -6.2707 | -6.3901
TSO | - | 13 | 68 | 5 | 2025 | Winter | P, [%] | 2 | 2 | 5.213% | 5.036% | 4.793% | 5.198% | 4.937% | 4.869% | 5.497% | 5.387% | 5.214% | 5.674% | 5.722% | 5.614% | 5.564% | 5.611% | 5.599% | 5.084% | 5.288% | 5.574% | 4.953% | 5.417% | 5.134% | 4.729% | 5.098% | 5.195%
TSO | - | 13 | 5 | 68 | 2025 | Winter | Q, [MVAr] | 2 | 2 | 1.5018 | 1.4024 | 1.1378 | 1.3568 | 1.3356 | 1.4868 | 1.5978 | 1.8819 | 1.7791 | 1.8854 | 1.8804 | 1.9024 | 2.1118 | 2.1082 | 1.7018 | 1.6089 | 1.3465 | 1.3825 | 1.3824 | 1.601 | 1.383 | 1.5172 | 1.2376 | 1.2346
TSO | - | 13 | 5 | 68 | 2025 | Winter | Q, [%] | 2 | 2 | 1.221% | 1.14% | 0.925% | 1.103% | 1.086% | 1.209% | 1.299% | 1.53% | 1.446% | 1.533% | 1.529% | 1.547% | 1.717% | 1.714% | 1.384% | 1.308% | 1.095% | 1.124% | 1.124% | 1.302% | 1.124% | 1.234% | 1.006% | 1.004%
TSO | - | 13 | 68 | 5 | 2025 | Winter | Q, [MVAr] | 2 | 2 | -1.6619 | -1.5619 | -1.2979 | -1.5159 | -1.4949 | -1.6449 | -1.7579 | -2.0429 | -1.9428 | -2.0469 | -2.0428 | -2.0639 | -2.2729 | -2.2689 | -1.8629 | -1.7709 | -1.5069 | -1.5449 | -1.5449 | -1.7629 | -1.5449 | -1.6789 | -1.3979 | -1.3939
TSO | - | 13 | 68 | 5 | 2025 | Winter | Q, [%] | 2 | 2 | 1.351% | 1.27% | 1.055% | 1.232% | 1.215% | 1.337% | 1.429% | 1.661% | 1.58% | 1.664% | 1.661% | 1.678% | 1.848% | 1.845% | 1.515% | 1.44% | 1.225% | 1.256% | 1.256% | 1.433% | 1.256% | 1.365% | 1.137% | 1.133%
TSO | - | 13 | 5 | 68 | 2025 | Winter | S, [MVA] | 2 | 2 | 6.5874 | 6.353 | 6.0053 | 6.5383 | 6.2189 | 6.1724 | 6.9501 | 6.8901 | 6.6571 | 7.2314 | 7.2868 | 7.1648 | 7.1644 | 7.2191 | 7.0957 | 6.459 | 6.6441 | 6.9957 | 6.2483 | 6.8542 | 6.4664 | 6.0134 | 6.3935 | 6.5102
TSO | - | 13 | 5 | 68 | 2025 | Winter | S, [%] | 2 | 2 | 5.356% | 5.165% | 4.882% | 5.316% | 5.056% | 5.018% | 5.651% | 5.602% | 5.412% | 5.879% | 5.924% | 5.825% | 5.825% | 5.869% | 5.769% | 5.251% | 5.402% | 5.688% | 5.08% | 5.573% | 5.257% | 4.889% | 5.198% | 5.293%
TSO | - | 13 | 68 | 5 | 2025 | Winter | S, [MVA] | 2 | 2 | 6.6238 | 6.3883 | 6.0361 | 6.5713 | 6.2533 | 6.2107 | 6.9866 | 6.9337 | 6.7008 | 7.273 | 7.3282 | 7.2071 | 7.2113 | 7.2654 | 7.1339 | 6.4994 | 6.6765 | 7.0275 | 6.2846 | 6.8918 | 6.5011 | 6.0547 | 6.4247 | 6.5404
TSO | - | 13 | 68 | 5 | 2025 | Winter | S, [%] | 2 | 2 | 5.385% | 5.194% | 4.907% | 5.342% | 5.084% | 5.049% | 5.68% | 5.637% | 5.448% | 5.913% | 5.958% | 5.859% | 5.863% | 5.907% | 5.8% | 5.284% | 5.428% | 5.713% | 5.109% | 5.603% | 5.285% | 4.922% | 5.223% | 5.317%
TSO | - | 14 | 7 | 9 | 2025 | Winter | P, [MW] | 2 | 2 | 94.2667 | 91.3959 | 85.8713 | 89.4419 | 90.4026 | 90.6637 | 95.0028 | 95.0016 | 87.575 | 93.6157 | 95.0024 | 95.0028 | 95.0013 | 95.0027 | 95.0021 | 93.9889 | 91.7684 | 95.002 | 91.8185 | 85.9958 | 84.0299 | 79.829 | 94.2249 | 95.0024
TSO | - | 14 | 7 | 9 | 2025 | Winter | P, [%] | 2 | 2 | 38.32% | 37.15% | 34.91% | 36.36% | 36.75% | 36.86% | 38.62% | 38.62% | 35.6% | 38.06% | 38.62% | 38.62% | 38.62% | 38.62% | 38.62% | 38.21% | 37.3% | 38.62% | 37.32% | 34.96% | 34.16% | 32.45% | 38.3% | 38.62%
TSO | - | 14 | 9 | 7 | 2025 | Winter | P, [MW] | 2 | 2 | -93.9283 | -91.0716 | -85.5754 | -89.1274 | -90.083 | -90.345 | -94.682 | -94.7027 | -87.3233 | -93.3246 | -94.7075 | -94.707 | -94.7021 | -94.6924 | -94.69 | -93.6696 | -91.4497 | -94.6998 | -91.5211 | -85.7323 | -83.7587 | -79.5688 | -93.8901 | -94.6606
TSO | - | 14 | 9 | 7 | 2025 | Winter | P, [%] | 2 | 2 | 38.18% | 37.02% | 34.79% | 36.23% | 36.62% | 36.73% | 38.49% | 38.5% | 35.5% | 37.94% | 38.5% | 38.5% | 38.5% | 38.49% | 38.49% | 38.08% | 37.17% | 38.5% | 37.2% | 34.85% | 34.05% | 32.35% | 38.17% | 38.48%
TSO | - | 14 | 7 | 9 | 2025 | Winter | Q, [MVAr] | 2 | 2 | 49.9997 | 50.0004 | 50.0007 | 50.0012 | 50.001 | 50.001 | 44.4215 | 35.0388 | 30.9958 | 34.9298 | 33.0165 | 33.4559 | 35.2127 | 40.181 | 40.9575 | 45.9819 | 50.0014 | 36.6285 | 42.04 | 40.3217 | 47.2579 | 49.9971 | 49.9993 | 50.0005
TSO | - | 14 | 7 | 9 | 2025 | Winter | Q, [%] | 2 | 2 | 20.33% | 20.33% | 20.33% | 20.33% | 20.33% | 20.33% | 18.06% | 14.24% | 12.6% | 14.2% | 13.42% | 13.6% | 14.31% | 16.33% | 16.65% | 18.69% | 20.33% | 14.89% | 17.09% | 16.39% | 19.21% | 20.32% | 20.32% | 20.33%
TSO | - | 14 | 9 | 7 | 2025 | Winter | Q, [MVAr] | 2 | 2 | -49.3665 | -49.4139 | -49.5123 | -49.4479 | -49.4296 | -49.4368 | -43.8611 | -34.5553 | -30.6782 | -34.4737 | -32.5473 | -32.9836 | -34.728 | -39.6575 | -40.4275 | -45.4264 | -49.4474 | -36.1333 | -41.5614 | -39.9616 | -46.8709 | -49.6458 | -49.3845 | -49.3571
TSO | - | 14 | 9 | 7 | 2025 | Winter | Q, [%] | 2 | 2 | 20.07% | 20.09% | 20.13% | 20.1% | 20.09% | 20.1% | 17.83% | 14.05% | 12.47% | 14.01% | 13.23% | 13.41% | 14.12% | 16.12% | 16.43% | 18.47% | 20.1% | 14.69% | 16.89% | 16.24% | 19.05% | 20.18% | 20.08% | 20.06%
TSO | - | 14 | 7 | 9 | 2025 | Winter | S, [MVA] | 2 | 2 | 106.706 | 104.1789 | 99.3678 | 102.4693 | 103.3089 | 103.5375 | 104.8752 | 101.2572 | 92.8984 | 99.9199 | 100.5761 | 100.7215 | 101.3173 | 103.1505 | 103.4549 | 104.6339 | 104.5064 | 101.8186 | 100.9851 | 94.9795 | 96.4071 | 94.1933 | 106.6689 | 107.3569
TSO | - | 14 | 7 | 9 | 2025 | Winter | S, [%] | 2 | 2 | 43.38% | 42.35% | 40.39% | 41.65% | 42% | 42.09% | 42.63% | 41.16% | 37.76% | 40.62% | 40.88% | 40.94% | 41.19% | 41.93% | 42.05% | 42.53% | 42.48% | 41.39% | 41.05% | 38.61% | 39.19% | 38.29% | 43.36% | 43.64%
TSO | - | 14 | 9 | 7 | 2025 | Winter | S, [MVA] | 2 | 2 | 106.1111 | 103.6136 | 98.8667 | 101.9254 | 102.7532 | 102.9865 | 104.3479 | 100.8101 | 92.5555 | 99.4883 | 100.1441 | 100.2863 | 100.8688 | 102.6614 | 102.9591 | 104.1036 | 103.962 | 101.3591 | 100.5159 | 94.5884 | 95.9812 | 93.7864 | 106.0857 | 106.7556
TSO | - | 14 | 9 | 7 | 2025 | Winter | S, [%] | 2 | 2 | 43.13% | 42.12% | 40.19% | 41.43% | 41.77% | 41.86% | 42.42% | 40.98% | 37.62% | 40.44% | 40.71% | 40.77% | 41% | 41.73% | 41.85% | 42.32% | 42.26% | 41.2% | 40.86% | 38.45% | 39.02% | 38.12% | 43.12% | 43.4%
TSO | - | 16 | 8 | 14 | 2025 | Winter | P, [MW] | 2 | 2 | -1.9031 | -1.9693 | -1.8881 | -1.8017 | -1.6949 | -1.7709 | -2.2222 | -2.02 | -2.1641 | -2.1658 | -2.482 | -2.8004 | -2.5654 | -2.5912 | -2.415 | -2.3171 | -2.4166 | -2.6063 | -2.6363 | -2.5413 | -2.6197 | -2.5237 | -2.4846 | -2.2385
TSO | - | 16 | 8 | 14 | 2025 | Winter | P, [%] | 2 | 2 | 0.6119% | 0.6332% | 0.6071% | 0.5793% | 0.545% | 0.5694% | 0.7145% | 0.6495% | 0.6958% | 0.6964% | 0.7981% | 0.9004% | 0.8249% | 0.8332% | 0.7765% | 0.7451% | 0.777% | 0.838% | 0.8477% | 0.8171% | 0.8424% | 0.8115% | 0.7989% | 0.7198%
TSO | - | 16 | 14 | 8 | 2025 | Winter | P, [MW] | 2 | 2 | 1.9033 | 1.9695 | 1.8883 | 1.8019 | 1.695 | 1.7711 | 2.2224 | 2.0202 | 2.1643 | 2.166 | 2.4823 | 2.8008 | 2.5657 | 2.5916 | 2.4154 | 2.3174 | 2.4169 | 2.6067 | 2.6367 | 2.5416 | 2.6201 | 2.5241 | 2.485 | 2.2388
TSO | - | 16 | 14 | 8 | 2025 | Winter | P, [%] | 2 | 2 | 0.612% | 0.6333% | 0.6072% | 0.5794% | 0.545% | 0.5695% | 0.7146% | 0.6496% | 0.6959% | 0.6965% | 0.7982% | 0.9006% | 0.825% | 0.8333% | 0.7766% | 0.7452% | 0.7771% | 0.8382% | 0.8478% | 0.8172% | 0.8425% | 0.8116% | 0.799% | 0.7199%
TSO | - | 16 | 8 | 14 | 2025 | Winter | Q, [MVAr] | 2 | 2 | -1.055 | -1.0412 | -1.0583 | -1.0764 | -1.0987 | -1.0828 | -0.98783 | -1.0304 | -0.99991 | -0.99962 | -0.93262 | -0.8646 | -0.91491 | -0.90939 | -0.94694 | -0.96773 | -0.94661 | -0.90615 | -0.89978 | -0.92004 | -0.90332 | -0.92379 | -0.93213 | -0.98439
TSO | - | 16 | 8 | 14 | 2025 | Winter | Q, [%] | 2 | 2 | 0.3392% | 0.3348% | 0.3403% | 0.3461% | 0.3533% | 0.3482% | 0.3176% | 0.3313% | 0.3215% | 0.3214% | 0.2999% | 0.278% | 0.2942% | 0.2924% | 0.3045% | 0.3112% | 0.3044% | 0.2914% | 0.2893% | 0.2958% | 0.2905% | 0.297% | 0.2997% | 0.3165%
TSO | - | 16 | 14 | 8 | 2025 | Winter | Q, [MVAr] | 2 | 2 | -1.8228 | -1.8365 | -1.8197 | -1.8019 | -1.78 | -1.7956 | -1.8891 | -1.8469 | -1.8769 | -1.8772 | -1.9436 | -2.011 | -1.9613 | -1.9667 | -1.9296 | -1.909 | -1.9298 | -1.9698 | -1.976 | -1.9559 | -1.9725 | -1.9523 | -1.9441 | -1.8925
TSO | - | 16 | 14 | 8 | 2025 | Winter | Q, [%] | 2 | 2 | 0.5861% | 0.5905% | 0.5851% | 0.5794% | 0.5724% | 0.5774% | 0.6074% | 0.5939% | 0.6035% | 0.6036% | 0.625% | 0.6466% | 0.6306% | 0.6324% | 0.6204% | 0.6138% | 0.6205% | 0.6334% | 0.6354% | 0.6289% | 0.6343% | 0.6278% | 0.6251% | 0.6085%
TSO | - | 16 | 8 | 14 | 2025 | Winter | S, [MVA] | 2 | 2 | 2.1759 | 2.2276 | 2.1644 | 2.0987 | 2.0198 | 2.0757 | 2.4318 | 2.2676 | 2.3839 | 2.3853 | 2.6514 | 2.9308 | 2.7236 | 2.7462 | 2.5941 | 2.5111 | 2.5954 | 2.7593 | 2.7856 | 2.7027 | 2.7711 | 2.6875 | 2.6537 | 2.4454
TSO | - | 16 | 8 | 14 | 2025 | Winter | S, [%] | 2 | 2 | 0.6997% | 0.7163% | 0.696% | 0.6748% | 0.6495% | 0.6674% | 0.7819% | 0.7291% | 0.7665% | 0.767% | 0.8526% | 0.9424% | 0.8758% | 0.883% | 0.8341% | 0.8074% | 0.8345% | 0.8872% | 0.8957% | 0.869% | 0.891% | 0.8641% | 0.8533% | 0.7863%
TSO | - | 16 | 14 | 8 | 2025 | Winter | S, [MVA] | 2 | 2 | 2.6353 | 2.6929 | 2.6224 | 2.5483 | 2.458 | 2.5221 | 2.9169 | 2.7372 | 2.8648 | 2.8663 | 3.1527 | 3.448 | 3.2295 | 3.2534 | 3.0915 | 3.0025 | 3.0929 | 3.2672 | 3.295 | 3.2071 | 3.2796 | 3.191 | 3.1551 | 2.9315
TSO | - | 16 | 14 | 8 | 2025 | Winter | S, [%] | 2 | 2 | 0.8474% | 0.8659% | 0.8432% | 0.8194% | 0.7903% | 0.811% | 0.9379% | 0.8801% | 0.9212% | 0.9216% | 1.014% | 1.109% | 1.038% | 1.046% | 0.994% | 0.9654% | 0.9945% | 1.051% | 1.059% | 1.031% | 1.055% | 1.026% | 1.015% | 0.9426%
TSO | - | 17 | 9 | 10 | 2025 | Winter | P, [MW] | 2 | 2 | 13.1919 | 13.5751 | 13.5757 | 13.2195 | 12.9515 | 13.717 | -0.55157 | 9.4504 | 12.9246 | 15.3699 | 10.3401 | 4.1764 | 13.2725 | 7.3264 | 12.5315 | 15.7134 | 17.6606 | 13.4145 | 14.6322 | 14.4893 | 15.5867 | 15.7432 | 14.8012 | 10.3227
TSO | - | 17 | 9 | 10 | 2025 | Winter | P, [%] | 2 | 2 | 10.73% | 11.04% | 11.04% | 10.75% | 10.53% | 11.15% | 0.4484% | 7.683% | 10.51% | 12.5% | 8.407% | 3.395% | 10.79% | 5.956% | 10.19% | 12.78% | 14.36% | 10.91% | 11.9% | 11.78% | 12.67% | 12.8% | 12.03% | 8.392%
TSO | - | 17 | 10 | 9 | 2025 | Winter | P, [MW] | 2 | 2 | -12.7814 | -13.097 | -13.0848 | -12.7547 | -12.4564 | -13.2322 | 0.86856 | -9.2335 | -12.7497 | -15.0949 | -10.139 | -3.9311 | -13.0021 | -7.0497 | -12.2244 | -15.3378 | -17.2256 | -13.1639 | -14.2947 | -14.1713 | -15.2015 | -15.3193 | -14.3619 | -9.8757
TSO | - | 17 | 10 | 9 | 2025 | Winter | P, [%] | 2 | 2 | 10.39% | 10.65% | 10.64% | 10.37% | 10.13% | 10.76% | 0.7061% | 7.507% | 10.37% | 12.27% | 8.243% | 3.196% | 10.57% | 5.731% | 9.939% | 12.47% | 14% | 10.7% | 11.62% | 11.52% | 12.36% | 12.45% | 11.68% | 8.029%
TSO | - | 17 | 9 | 10 | 2025 | Winter | Q, [MVAr] | 2 | 2 | 33.3395 | 36.181 | 36.6915 | 35.6851 | 37.0968 | 36.5318 | 31.6892 | 24.4012 | 19.6429 | 25.3006 | 22.9694 | 27.5235 | 26.1494 | 28.6767 | 28.6308 | 30.8656 | 32.8609 | 24.8118 | 29.3647 | 28.3375 | 31.4311 | 33.192 | 34.2509 | 36.0167
TSO | - | 17 | 9 | 10 | 2025 | Winter | Q, [%] | 2 | 2 | 27.11% | 29.42% | 29.83% | 29.01% | 30.16% | 29.7% | 25.76% | 19.84% | 15.97% | 20.57% | 18.67% | 22.38% | 21.26% | 23.31% | 23.28% | 25.09% | 26.72% | 20.17% | 23.87% | 23.04% | 25.55% | 26.99% | 27.85% | 29.28%
TSO | - | 17 | 10 | 9 | 2025 | Winter | Q, [MVAr] | 2 | 2 | -33.2874 | -35.8892 | -36.3522 | -35.4358 | -36.743 | -36.2234 | -31.9899 | -25.0492 | -20.4399 | -25.7484 | -23.6731 | -28.0734 | -26.612 | -29.1159 | -28.9647 | -30.9619 | -32.7511 | -25.3432 | -29.5939 | -28.6333 | -31.4947 | -33.1149 | -34.1137 | -35.8418
TSO | - | 17 | 10 | 9 | 2025 | Winter | Q, [%] | 2 | 2 | 27.06% | 29.18% | 29.55% | 28.81% | 29.87% | 29.45% | 26.01% | 20.37% | 16.62% | 20.93% | 19.25% | 22.82% | 21.64% | 23.67% | 23.55% | 25.17% | 26.63% | 20.6% | 24.06% | 23.28% | 25.61% | 26.92% | 27.73% | 29.14%
TSO | - | 17 | 9 | 10 | 2025 | Winter | S, [MVA] | 2 | 2 | 35.8545 | 38.6439 | 39.1224 | 38.055 | 39.2927 | 39.0222 | 31.694 | 26.1674 | 23.5136 | 29.6033 | 25.1895 | 27.8385 | 29.3249 | 29.5978 | 31.2532 | 34.6352 | 37.3059 | 28.2059 | 32.8083 | 31.8269 | 35.0837 | 36.7363 | 37.3122 | 37.4668
TSO | - | 17 | 9 | 10 | 2025 | Winter | S, [%] | 2 | 2 | 29.15% | 31.42% | 31.81% | 30.94% | 31.95% | 31.73% | 25.77% | 21.27% | 19.12% | 24.07% | 20.48% | 22.63% | 23.84% | 24.06% | 25.41% | 28.16% | 30.33% | 22.93% | 26.67% | 25.88% | 28.52% | 29.87% | 30.34% | 30.46%
TSO | - | 17 | 10 | 9 | 2025 | Winter | S, [MVA] | 2 | 2 | 35.6569 | 38.2043 | 38.6354 | 37.6613 | 38.797 | 38.5646 | 32.0017 | 26.6968 | 24.0903 | 29.8469 | 25.753 | 28.3473 | 29.6185 | 29.9572 | 31.4387 | 34.5527 | 37.0048 | 28.5582 | 32.8655 | 31.9482 | 34.9715 | 36.4867 | 37.0136 | 37.1775
TSO | - | 17 | 10 | 9 | 2025 | Winter | S, [%] | 2 | 2 | 28.99% | 31.06% | 31.41% | 30.62% | 31.54% | 31.35% | 26.02% | 21.7% | 19.59% | 24.27% | 20.94% | 23.05% | 24.08% | 24.36% | 25.56% | 28.09% | 30.09% | 23.22% | 26.72% | 25.97% | 28.43% | 29.66% | 30.09% | 30.23%
TSO | - | 18 | 9 | 16 | 2025 | Winter | P, [MW] | 2 | 2 | 32.2474 | 29.8815 | 26.7742 | 26.7852 | 27.0264 | 34.4264 | 51.9295 | 62.3536 | 63.8436 | 60.0079 | 57.1114 | 58.1748 | 58.0954 | 55.863 | 53.189 | 52.4001 | 52.8045 | 60.3907 | 58.5777 | 56.5241 | 54.7933 | 46.3976 | 43.1612 | 35.9556
TSO | - | 18 | 9 | 16 | 2025 | Winter | P, [%] | 2 | 2 | 26.22% | 24.29% | 21.77% | 21.78% | 21.97% | 27.99% | 42.22% | 50.69% | 51.91% | 48.79% | 46.43% | 47.3% | 47.23% | 45.42% | 43.24% | 42.6% | 42.93% | 49.1% | 47.62% | 45.95% | 44.55% | 37.72% | 35.09% | 29.23%
TSO | - | 18 | 16 | 9 | 2025 | Winter | P, [MW] | 2 | 2 | -32.1553 | -29.8022 | -26.7102 | -26.7214 | -26.9614 | -34.3217 | -51.6931 | -62.0127 | -63.487 | -59.6925 | -56.8251 | -57.8767 | -57.7997 | -55.5887 | -52.9415 | -52.1594 | -52.5593 | -60.0723 | -58.2773 | -56.2455 | -54.5309 | -46.209 | -42.9978 | -35.8417
TSO | - | 18 | 16 | 9 | 2025 | Winter | P, [%] | 2 | 2 | 26.14% | 24.23% | 21.72% | 21.72% | 21.92% | 27.9% | 42.03% | 50.42% | 51.62% | 48.53% | 46.2% | 47.05% | 46.99% | 45.19% | 43.04% | 42.41% | 42.73% | 48.84% | 47.38% | 45.73% | 44.33% | 37.57% | 34.96% | 29.14%
TSO | - | 18 | 9 | 16 | 2025 | Winter | Q, [MVAr] | 2 | 2 | 1.6318 | -1.0355 | -1.8249 | -0.78215 | -0.96429 | 0.89384 | 5.8959 | 7.5837 | 7.5592 | 7.0234 | 7.294 | 8.1768 | 6.8801 | 7.1159 | 5.6137 | 5.8259 | 6.3437 | 6.1424 | 6.4148 | 5.0131 | 5.4611 | 4.0019 | 2.4376 | 0.57612
TSO | - | 18 | 9 | 16 | 2025 | Winter | Q, [%] | 2 | 2 | 1.327% | 0.8418% | 1.484% | 0.6359% | 0.784% | 0.7267% | 4.793% | 6.166% | 6.146% | 5.71% | 5.93% | 6.648% | 5.594% | 5.785% | 4.564% | 4.736% | 5.157% | 4.994% | 5.215% | 4.076% | 4.44% | 3.254% | 1.982% | 0.4684%
TSO | - | 18 | 16 | 9 | 2025 | Winter | Q, [MVAr] | 2 | 2 | -1.7174 | 0.90814 | 1.6466 | 0.60332 | 0.78945 | -0.93677 | -5.5 | -6.8347 | -6.7574 | -6.3611 | -6.7301 | -7.5727 | -6.2842 | -6.592 | -5.1809 | -5.4155 | -5.9175 | -5.4696 | -5.8026 | -4.4745 | -4.9772 | -3.766 | -2.2858 | -0.5889
TSO | - | 18 | 16 | 9 | 2025 | Winter | Q, [%] | 2 | 2 | 1.396% | 0.7383% | 1.339% | 0.4905% | 0.6418% | 0.7616% | 4.472% | 5.557% | 5.494% | 5.172% | 5.472% | 6.157% | 5.109% | 5.359% | 4.212% | 4.403% | 4.811% | 4.447% | 4.718% | 3.638% | 4.047% | 3.062% | 1.858% | 0.4788%
TSO | - | 18 | 9 | 16 | 2025 | Winter | S, [MVA] | 2 | 2 | 32.2887 | 29.8994 | 26.8363 | 26.7966 | 27.0436 | 34.438 | 52.2632 | 62.8131 | 64.2896 | 60.4175 | 57.5753 | 58.7467 | 58.5014 | 56.3144 | 53.4844 | 52.723 | 53.1842 | 60.7023 | 58.9279 | 56.746 | 55.0648 | 46.5699 | 43.23 | 35.9602
TSO | - | 18 | 9 | 16 | 2025 | Winter | S, [%] | 2 | 2 | 26.25% | 24.31% | 21.82% | 21.79% | 21.99% | 28% | 42.49% | 51.07% | 52.27% | 49.12% | 46.81% | 47.76% | 47.56% | 45.78% | 43.48% | 42.86% | 43.24% | 49.35% | 47.91% | 46.13% | 44.77% | 37.86% | 35.15% | 29.24%
TSO | - | 18 | 16 | 9 | 2025 | Winter | S, [MVA] | 2 | 2 | 32.2012 | 29.816 | 26.7609 | 26.7282 | 26.973 | 34.3345 | 51.9848 | 62.3882 | 63.8456 | 60.0305 | 57.2222 | 58.37 | 58.1403 | 55.9782 | 53.1944 | 52.4398 | 52.8914 | 60.3208 | 58.5655 | 56.4232 | 54.7576 | 46.3622 | 43.0585 | 35.8465
TSO | - | 18 | 16 | 9 | 2025 | Winter | S, [%] | 2 | 2 | 26.18% | 24.24% | 21.76% | 21.73% | 21.93% | 27.91% | 42.26% | 50.72% | 51.91% | 48.81% | 46.52% | 47.46% | 47.27% | 45.51% | 43.25% | 42.63% | 43% | 49.04% | 47.61% | 45.87% | 44.52% | 37.69% | 35.01% | 29.14%
TSO | - | 19 | 10 | 15 | 2025 | Winter | P, [MW] | 2 | 2 | -7.2049 | -4.885 | -3.1604 | -2.7467 | -1.9046 | -1.9814 | -22.9009 | -13.9141 | -17.1426 | -18.2611 | -22.8953 | -30.0524 | -19.8233 | -25.7208 | -20.2162 | -15.4902 | -12.9048 | -23.037 | -14.7973 | -14.2624 | -13.8247 | -11.2386 | -10.154 | -11.5964
TSO | - | 19 | 10 | 15 | 2025 | Winter | P, [%] | 2 | 2 | 5.858% | 3.972% | 2.569% | 2.233% | 1.548% | 1.611% | 18.62% | 11.31% | 13.94% | 14.85% | 18.61% | 24.43% | 16.12% | 20.91% | 16.44% | 12.59% | 10.49% | 18.73% | 12.03% | 11.6% | 11.24% | 9.137% | 8.255% | 9.428%
TSO | - | 19 | 15 | 10 | 2025 | Winter | P, [MW] | 2 | 2 | 7.564 | 5.3118 | 3.6124 | 3.2134 | 2.38 | 2.4427 | 23.3237 | 14.1753 | 17.3472 | 18.5396 | 23.1984 | 30.5025 | 20.1628 | 26.154 | 20.5931 | 15.8499 | 13.3449 | 23.3607 | 15.0883 | 14.5203 | 14.1336 | 11.5814 | 10.5298 | 12.0502
TSO | - | 19 | 15 | 10 | 2025 | Winter | P, [%] | 2 | 2 | 6.15% | 4.319% | 2.937% | 2.613% | 1.935% | 1.986% | 18.96% | 11.52% | 14.1% | 15.07% | 18.86% | 24.8% | 16.39% | 21.26% | 16.74% | 12.89% | 10.85% | 18.99% | 12.27% | 11.81% | 11.49% | 9.416% | 8.561% | 9.797%
TSO | - | 19 | 10 | 15 | 2025 | Winter | Q, [MVAr] | 2 | 2 | 40.8175 | 44.6837 | 46.0777 | 46.9153 | 47.3286 | 46.8154 | 39.6887 | 33.3262 | 27.1329 | 32.4418 | 31.6169 | 36.8039 | 36.0327 | 38.6794 | 38.1908 | 39.0723 | 44.5296 | 32.9647 | 34.8448 | 32.6816 | 36.368 | 39.226 | 41.359 | 45.1523
TSO | - | 19 | 10 | 15 | 2025 | Winter | Q, [%] | 2 | 2 | 33.18% | 36.33% | 37.46% | 38.14% | 38.48% | 38.06% | 32.27% | 27.09% | 22.06% | 26.38% | 25.7% | 29.92% | 29.29% | 31.45% | 31.05% | 31.77% | 36.2% | 26.8% | 28.33% | 26.57% | 29.57% | 31.89% | 33.63% | 36.71%
TSO | - | 19 | 15 | 10 | 2025 | Winter | Q, [MVAr] | 2 | 2 | -40.3269 | -43.9445 | -45.2462 | -46.034 | -46.4141 | -45.9573 | -39.0058 | -33.2198 | -27.2363 | -32.2715 | -31.3687 | -36.0351 | -35.6466 | -37.963 | -37.6682 | -38.602 | -43.7693 | -32.6383 | -34.6213 | -32.5761 | -36.0759 | -38.8058 | -40.8166 | -44.3275
TSO | - | 19 | 15 | 10 | 2025 | Winter | Q, [%] | 2 | 2 | 32.79% | 35.73% | 36.79% | 37.43% | 37.74% | 37.36% | 31.71% | 27.01% | 22.14% | 26.24% | 25.5% | 29.3% | 28.98% | 30.86% | 30.62% | 31.38% | 35.58% | 26.54% | 28.15% | 26.48% | 29.33% | 31.55% | 33.18% | 36.04%
TSO | - | 19 | 10 | 15 | 2025 | Winter | S, [MVA] | 2 | 2 | 41.4485 | 44.9499 | 46.186 | 46.9957 | 47.3669 | 46.8573 | 45.8219 | 36.1142 | 32.0946 | 37.2282 | 39.0361 | 47.515 | 41.1256 | 46.4505 | 43.2115 | 42.0308 | 46.3619 | 40.2165 | 37.8566 | 35.6582 | 38.907 | 40.8042 | 42.5872 | 46.6177
TSO | - | 19 | 10 | 15 | 2025 | Winter | S, [%] | 2 | 2 | 33.7% | 36.54% | 37.55% | 38.21% | 38.51% | 38.1% | 37.25% | 29.36% | 26.09% | 30.27% | 31.74% | 38.63% | 33.44% | 37.76% | 35.13% | 34.17% | 37.69% | 32.7% | 30.78% | 28.99% | 31.63% | 33.17% | 34.62% | 37.9%
TSO | - | 19 | 15 | 10 | 2025 | Winter | S, [MVA] | 2 | 2 | 41.0301 | 44.2643 | 45.3902 | 46.1461 | 46.4751 | 46.0221 | 45.4472 | 36.1178 | 32.2915 | 37.2179 | 39.0148 | 47.2115 | 40.9539 | 46.1001 | 42.9298 | 41.7293 | 45.7585 | 40.137 | 37.7663 | 35.6657 | 38.7457 | 40.4971 | 42.153 | 45.9363
TSO | - | 19 | 15 | 10 | 2025 | Winter | S, [%] | 2 | 2 | 33.36% | 35.99% | 36.9% | 37.52% | 37.78% | 37.42% | 36.95% | 29.36% | 26.25% | 30.26% | 31.72% | 38.38% | 33.3% | 37.48% | 34.9% | 33.93% | 37.2% | 32.63% | 30.7% | 29% | 31.5% | 32.92% | 34.27% | 37.35%
TSO | - | 20 | 11 | 13 | 2025 | Winter | P, [MW] | 2 | 2 | 20.9815 | 20.6874 | 20.0923 | 19.9093 | 18.024 | 17.9107 | 16.3738 | 21.0611 | 21.9121 | 20.8408 | 23.0771 | 22.8129 | 24.5888 | 23.3558 | 22.5792 | 24.7397 | 27.3054 | 29.0582 | 29.8509 | 30.0088 | 33.0785 | 31.4369 | 29.9444 | 25.8253
TSO | - | 20 | 11 | 13 | 2025 | Winter | P, [%] | 2 | 2 | 1.578% | 1.555% | 1.511% | 1.497% | 1.355% | 1.347% | 1.231% | 1.584% | 1.648% | 1.567% | 1.735% | 1.715% | 1.849% | 1.756% | 1.698% | 1.86% | 2.053% | 2.185% | 2.244% | 2.256% | 2.487% | 2.364% | 2.251% | 1.942%
TSO | - | 20 | 13 | 11 | 2025 | Winter | P, [MW] | 2 | 2 | -20.9753 | -20.6813 | -20.0866 | -19.9037 | -18.0194 | -17.9062 | -16.3699 | -21.0547 | -21.9052 | -20.8346 | -23.0695 | -22.8055 | -24.5802 | -23.3481 | -22.5719 | -24.731 | -27.2947 | -29.0462 | -29.8382 | -29.9959 | -33.0629 | -31.4228 | -29.9317 | -25.8158
TSO | - | 20 | 13 | 11 | 2025 | Winter | P, [%] | 2 | 2 | 1.577% | 1.555% | 1.51% | 1.497% | 1.355% | 1.346% | 1.231% | 1.583% | 1.647% | 1.567% | 1.735% | 1.715% | 1.848% | 1.755% | 1.697% | 1.859% | 2.052% | 2.184% | 2.243% | 2.255% | 2.486% | 2.363% | 2.251% | 1.941%
TSO | - | 20 | 11 | 13 | 2025 | Winter | Q, [MVAr] | 2 | 2 | -15.6678 | -15.6409 | -15.5862 | -15.5695 | -15.3953 | -15.3847 | -15.2419 | -15.6745 | -15.7528 | -15.6534 | -15.8608 | -15.8367 | -16.0006 | -15.887 | -15.8155 | -16.0146 | -16.2502 | -16.4106 | -16.483 | -16.4973 | -16.7777 | -16.6282 | -16.492 | -16.1144
TSO | - | 20 | 11 | 13 | 2025 | Winter | Q, [%] | 2 | 2 | 1.178% | 1.176% | 1.172% | 1.171% | 1.158% | 1.157% | 1.146% | 1.179% | 1.184% | 1.177% | 1.193% | 1.191% | 1.203% | 1.195% | 1.189% | 1.204% | 1.222% | 1.234% | 1.239% | 1.24% | 1.261% | 1.25% | 1.24% | 1.212%
TSO | - | 20 | 13 | 11 | 2025 | Winter | Q, [MVAr] | 2 | 2 | -11.6335 | -11.6631 | -11.7229 | -11.7413 | -11.9296 | -11.9408 | -12.0934 | -11.6249 | -11.5388 | -11.6461 | -11.4236 | -11.4503 | -11.2728 | -11.3963 | -11.474 | -11.2578 | -11.0002 | -10.8237 | -10.7437 | -10.7276 | -10.4179 | -10.584 | -10.7347 | -11.1489
TSO | - | 20 | 13 | 11 | 2025 | Winter | Q, [%] | 2 | 2 | 0.8747% | 0.8769% | 0.8814% | 0.8828% | 0.897% | 0.8978% | 0.9093% | 0.874% | 0.8676% | 0.8756% | 0.8589% | 0.8609% | 0.8476% | 0.8569% | 0.8627% | 0.8465% | 0.8271% | 0.8138% | 0.8078% | 0.8066% | 0.7833% | 0.7958% | 0.8071% | 0.8383%
TSO | - | 20 | 11 | 13 | 2025 | Winter | S, [MVA] | 2 | 2 | 26.186 | 25.9347 | 25.429 | 25.2743 | 23.704 | 23.6111 | 22.3699 | 26.2537 | 26.9868 | 26.0647 | 28.0021 | 27.771 | 29.3364 | 28.247 | 27.5672 | 29.4707 | 31.775 | 33.3719 | 34.0993 | 34.2445 | 37.0901 | 35.5637 | 34.1856 | 30.4405
TSO | - | 20 | 11 | 13 | 2025 | Winter | S, [%] | 2 | 2 | 1.969% | 1.95% | 1.912% | 1.9% | 1.782% | 1.775% | 1.682% | 1.974% | 2.029% | 1.96% | 2.105% | 2.088% | 2.206% | 2.124% | 2.073% | 2.216% | 2.389% | 2.509% | 2.564% | 2.575% | 2.789% | 2.674% | 2.57% | 2.289%
TSO | - | 20 | 13 | 11 | 2025 | Winter | S, [MVA] | 2 | 2 | 23.9854 | 23.7433 | 23.2572 | 23.1087 | 21.6105 | 21.5224 | 20.3525 | 24.0508 | 24.7585 | 23.8686 | 25.743 | 25.5186 | 27.0418 | 25.9809 | 25.3209 | 27.1728 | 29.428 | 30.9973 | 31.7135 | 31.8565 | 34.6654 | 33.1574 | 31.7984 | 28.1204
TSO | - | 20 | 13 | 11 | 2025 | Winter | S, [%] | 2 | 2 | 1.803% | 1.785% | 1.749% | 1.737% | 1.625% | 1.618% | 1.53% | 1.808% | 1.862% | 1.795% | 1.936% | 1.919% | 2.033% | 1.953% | 1.904% | 2.043% | 2.213% | 2.331% | 2.384% | 2.395% | 2.606% | 2.493% | 2.391% | 2.114%
TSO | - | 21 | 12 | 72 | 2025 | Winter | P, [MW] | 2 | 2 | -14.3127 | -14.5614 | -14.1661 | -13.9332 | -12.6352 | -12.5337 | -11.9522 | -13.9904 | -14.6392 | -13.9039 | -15.9295 | -16.3973 | -17.0161 | -16.279 | -15.6282 | -16.7857 | -18.4435 | -19.3627 | -19.929 | -19.8623 | -21.796 | -20.8181 | -20.0538 | -17.4103
TSO | - | 21 | 12 | 72 | 2025 | Winter | P, [%] | 2 | 2 | 5.818% | 5.919% | 5.759% | 5.664% | 5.136% | 5.095% | 4.859% | 5.687% | 5.951% | 5.652% | 6.475% | 6.666% | 6.917% | 6.617% | 6.353% | 6.823% | 7.497% | 7.871% | 8.101% | 8.074% | 8.86% | 8.463% | 8.152% | 7.077%
TSO | - | 21 | 72 | 12 | 2025 | Winter | P, [MW] | 2 | 2 | 14.3342 | 14.5839 | 14.1875 | 13.9539 | 12.6522 | 12.5504 | 11.9664 | 14.0097 | 14.66 | 13.923 | 15.9543 | 16.4238 | 17.0448 | 16.3054 | 15.6526 | 16.8143 | 18.4786 | 19.3998 | 19.969 | 19.9018 | 21.8445 | 20.8631 | 20.0959 | 17.4422
TSO | - | 21 | 72 | 12 | 2025 | Winter | P, [%] | 2 | 2 | 5.827% | 5.928% | 5.767% | 5.672% | 5.143% | 5.102% | 4.864% | 5.695% | 5.959% | 5.66% | 6.486% | 6.676% | 6.929% | 6.628% | 6.363% | 6.835% | 7.512% | 7.886% | 8.117% | 8.09% | 8.88% | 8.481% | 8.169% | 7.09%
TSO | - | 21 | 12 | 72 | 2025 | Winter | Q, [MVAr] | 2 | 2 | 1.2747 | 0.81567 | 0.48351 | 0.40919 | 0.10773 | 0.29339 | 0.36834 | 1.1301 | 1.6358 | 1.0858 | 1.6805 | 1.4179 | 1.3986 | 1.3705 | 1.1963 | 1.5914 | 1.7139 | 2.2336 | 2.2545 | 2.2712 | 2.861 | 2.7158 | 2.4759 | 1.3836
TSO | - | 21 | 12 | 72 | 2025 | Winter | Q, [%] | 2 | 2 | 0.5182% | 0.3316% | 0.1966% | 0.1663% | 0.04379% | 0.1193% | 0.1497% | 0.4594% | 0.665% | 0.4414% | 0.6831% | 0.5764% | 0.5685% | 0.5571% | 0.4863% | 0.6469% | 0.6967% | 0.908% | 0.9165% | 0.9233% | 1.163% | 1.104% | 1.006% | 0.5624%
TSO | - | 21 | 72 | 12 | 2025 | Winter | Q, [MVAr] | 2 | 2 | -2.5679 | -2.0772 | -1.7389 | -1.6684 | -1.3736 | -1.5743 | -1.7494 | -2.5207 | -3.053 | -2.4732 | -3.0659 | -2.7803 | -2.744 | -2.7165 | -2.5419 | -2.9061 | -2.9807 | -3.5643 | -3.5479 | -3.5742 | -4.1127 | -3.9567 | -3.7104 | -2.6302
TSO | - | 21 | 72 | 12 | 2025 | Winter | Q, [%] | 2 | 2 | 1.044% | 0.8444% | 0.7069% | 0.6782% | 0.5584% | 0.64% | 0.7111% | 1.025% | 1.241% | 1.005% | 1.246% | 1.13% | 1.115% | 1.104% | 1.033% | 1.181% | 1.212% | 1.449% | 1.442% | 1.453% | 1.672% | 1.608% | 1.508% | 1.069%
TSO | - | 21 | 12 | 72 | 2025 | Winter | S, [MVA] | 2 | 2 | 14.3693 | 14.5842 | 14.1744 | 13.9392 | 12.6356 | 12.5372 | 11.9578 | 14.036 | 14.7303 | 13.9463 | 16.0179 | 16.4585 | 17.0735 | 16.3366 | 15.6739 | 16.861 | 18.523 | 19.4911 | 20.0561 | 19.9918 | 21.983 | 20.9945 | 20.206 | 17.4652
TSO | - | 21 | 12 | 72 | 2025 | Winter | S, [%] | 2 | 2 | 5.841% | 5.929% | 5.762% | 5.666% | 5.136% | 5.096% | 4.861% | 5.706% | 5.988% | 5.669% | 6.511% | 6.69% | 6.94% | 6.641% | 6.371% | 6.854% | 7.53% | 7.923% | 8.153% | 8.127% | 8.936% | 8.534% | 8.214% | 7.1%
TSO | - | 21 | 72 | 12 | 2025 | Winter | S, [MVA] | 2 | 2 | 14.5624 | 14.7311 | 14.2937 | 14.0533 | 12.7265 | 12.6487 | 12.0936 | 14.2346 | 14.9745 | 14.141 | 16.2462 | 16.6574 | 17.2643 | 16.5302 | 15.8576 | 17.0636 | 18.7175 | 19.7245 | 20.2817 | 20.2202 | 22.2283 | 21.2349 | 20.4355 | 17.6394
TSO | - | 21 | 72 | 12 | 2025 | Winter | S, [%] | 2 | 2 | 5.92% | 5.988% | 5.81% | 5.713% | 5.173% | 5.142% | 4.916% | 5.786% | 6.087% | 5.748% | 6.604% | 6.771% | 7.018% | 6.72% | 6.446% | 6.936% | 7.609% | 8.018% | 8.245% | 8.22% | 9.036% | 8.632% | 8.307% | 7.171%
TSO | - | 23 | 15 | 18 | 2025 | Winter | P, [MW] | 2 | 2 | 17.3985 | 15.018 | 14.2451 | 13.5129 | 13.4884 | 15.2321 | 20.9094 | 24.2828 | 26.7589 | 27.7737 | 27.4552 | 27.3048 | 26.8477 | 26.5578 | 25.4013 | 23.5072 | 23.5338 | 28.0906 | 28.3105 | 27.622 | 26.4908 | 24.952 | 22.7507 | 19.9898
TSO | - | 23 | 15 | 18 | 2025 | Winter | P, [%] | 2 | 2 | 14.15% | 12.21% | 11.58% | 10.99% | 10.97% | 12.38% | 17% | 19.74% | 21.76% | 22.58% | 22.32% | 22.2% | 21.83% | 21.59% | 20.65% | 19.11% | 19.13% | 22.84% | 23.02% | 22.46% | 21.54% | 20.29% | 18.5% | 16.25%
TSO | - | 23 | 18 | 15 | 2025 | Winter | P, [MW] | 2 | 2 | -17.3784 | -15.0022 | -14.2307 | -13.5 | -13.4755 | -15.2162 | -20.8829 | -24.2476 | -26.7168 | -27.7271 | -27.4104 | -27.26 | -26.8042 | -26.5149 | -25.3621 | -23.4734 | -23.4993 | -28.0434 | -28.2617 | -27.5759 | -26.4479 | -24.9133 | -22.7182 | -19.9642
TSO | - | 23 | 18 | 15 | 2025 | Winter | P, [%] | 2 | 2 | 14.13% | 12.2% | 11.57% | 10.98% | 10.96% | 12.37% | 16.98% | 19.71% | 21.72% | 22.54% | 22.28% | 22.16% | 21.79% | 21.56% | 20.62% | 19.08% | 19.11% | 22.8% | 22.98% | 22.42% | 21.5% | 20.25% | 18.47% | 16.23%
TSO | - | 23 | 15 | 18 | 2025 | Winter | Q, [MVAr] | 2 | 2 | -3.8957 | -4.5124 | -4.3752 | -4.1755 | -4.0559 | -3.9429 | -0.90573 | 0.98767 | 1.722 | 2.8787 | 2.1984 | 2.1593 | 2.1145 | 2.2807 | 1.459 | 0.20041 | 0.14969 | 1.5629 | 1.9767 | 1.3906 | 1.0289 | 0.57394 | -1.1189 | -1.4695
TSO | - | 23 | 15 | 18 | 2025 | Winter | Q, [%] | 2 | 2 | 3.167% | 3.669% | 3.557% | 3.395% | 3.297% | 3.206% | 0.7364% | 0.803% | 1.4% | 2.34% | 1.787% | 1.756% | 1.719% | 1.854% | 1.186% | 0.1629% | 0.1217% | 1.271% | 1.607% | 1.131% | 0.8365% | 0.4666% | 0.9097% | 1.195%
TSO | - | 23 | 18 | 15 | 2025 | Winter | Q, [MVAr] | 2 | 2 | 3.7444 | 4.3507 | 4.21 | 4.0051 | 3.8862 | 3.7814 | 0.7666 | -1.1009 | -1.8164 | -2.9522 | -2.2808 | -2.2395 | -2.1972 | -2.3649 | -1.5545 | -0.31171 | -0.25526 | -1.6354 | -2.0392 | -1.4634 | -1.1095 | -0.6659 | 1.0083 | 1.3384
TSO | - | 23 | 18 | 15 | 2025 | Winter | Q, [%] | 2 | 2 | 3.044% | 3.537% | 3.423% | 3.256% | 3.159% | 3.074% | 0.6233% | 0.895% | 1.477% | 2.4% | 1.854% | 1.821% | 1.786% | 1.923% | 1.264% | 0.2534% | 0.2075% | 1.33% | 1.658% | 1.19% | 0.902% | 0.5414% | 0.8197% | 1.088%
TSO | - | 23 | 15 | 18 | 2025 | Winter | S, [MVA] | 2 | 2 | 17.8293 | 15.6813 | 14.9019 | 14.1433 | 14.085 | 15.7342 | 20.929 | 24.3029 | 26.8142 | 27.9224 | 27.543 | 27.39 | 26.9308 | 26.6555 | 25.4432 | 23.5081 | 23.5343 | 28.134 | 28.3795 | 27.657 | 26.5108 | 24.9586 | 22.7782 | 20.0437
TSO | - | 23 | 15 | 18 | 2025 | Winter | S, [%] | 2 | 2 | 14.5% | 12.75% | 12.12% | 11.5% | 11.45% | 12.79% | 17.02% | 19.76% | 21.8% | 22.7% | 22.39% | 22.27% | 21.89% | 21.67% | 20.69% | 19.11% | 19.13% | 22.87% | 23.07% | 22.49% | 21.55% | 20.29% | 18.52% | 16.3%
TSO | - | 23 | 18 | 15 | 2025 | Winter | S, [MVA] | 2 | 2 | 17.7772 | 15.6203 | 14.8404 | 14.0816 | 14.0247 | 15.679 | 20.8969 | 24.2726 | 26.7785 | 27.8838 | 27.5051 | 27.3519 | 26.8941 | 26.6202 | 25.4097 | 23.4754 | 23.5007 | 28.0911 | 28.3352 | 27.6147 | 26.4711 | 24.9222 | 22.7406 | 20.009
TSO | - | 23 | 18 | 15 | 2025 | Winter | S, [%] | 2 | 2 | 14.45% | 12.7% | 12.07% | 11.45% | 11.4% | 12.75% | 16.99% | 19.73% | 21.77% | 22.67% | 22.36% | 22.24% | 21.87% | 21.64% | 20.66% | 19.09% | 19.11% | 22.84% | 23.04% | 22.45% | 21.52% | 20.26% | 18.49% | 16.27%
TSO | - | 24 | 15 | 26 | 2025 | Winter | P, [MW] | 2 | 2 | 25.1074 | 22.025 | 20.2847 | 19.7466 | 19.3937 | 22.0732 | 35.4805 | 36.7919 | 39.0114 | 38.6136 | 39.6286 | 41.9013 | 38.9156 | 39.9722 | 36.8922 | 34.3123 | 32.7878 | 40.1385 | 39.1614 | 38.2516 | 37.0503 | 34.1197 | 32.3538 | 29.5351
TSO | - | 24 | 15 | 26 | 2025 | Winter | P, [%] | 2 | 2 | 20.41% | 17.91% | 16.49% | 16.05% | 15.77% | 17.95% | 28.85% | 29.91% | 31.72% | 31.39% | 32.22% | 34.07% | 31.64% | 32.5% | 29.99% | 27.9% | 26.66% | 32.63% | 31.84% | 31.1% | 30.12% | 27.74% | 26.3% | 24.01%
TSO | - | 24 | 26 | 15 | 2025 | Winter | P, [MW] | 2 | 2 | -25.0061 | -21.9368 | -20.2048 | -19.6706 | -19.3177 | -21.9849 | -35.3097 | -36.6164 | -38.8197 | -38.4214 | -39.4287 | -41.6749 | -38.7188 | -39.7633 | -36.7123 | -34.1525 | -32.6374 | -39.9307 | -38.9593 | -38.0594 | -36.866 | -33.9585 | -32.203 | -29.402
TSO | - | 24 | 26 | 15 | 2025 | Winter | P, [%] | 2 | 2 | 20.33% | 17.83% | 16.43% | 15.99% | 15.71% | 17.87% | 28.71% | 29.77% | 31.56% | 31.24% | 32.06% | 33.88% | 31.48% | 32.33% | 29.85% | 27.77% | 26.53% | 32.46% | 31.67% | 30.94% | 29.97% | 27.61% | 26.18% | 23.9%
TSO | - | 24 | 15 | 26 | 2025 | Winter | Q, [MVAr] | 2 | 2 | -10.8596 | -12.4601 | -12.8487 | -12.636 | -13.0795 | -12.3856 | -7.3708 | -4.0375 | -1.5044 | -2.2202 | -1.7664 | -2.959 | -3.103 | -3.7203 | -4.4713 | -6.056 | -7.0922 | -3.3576 | -4.1159 | -4.2702 | -5.5199 | -6.7214 | -8.5679 | -10.1486
TSO | - | 24 | 15 | 26 | 2025 | Winter | Q, [%] | 2 | 2 | 8.829% | 10.13% | 10.45% | 10.27% | 10.63% | 10.07% | 5.993% | 3.282% | 1.223% | 1.805% | 1.436% | 2.406% | 2.523% | 3.025% | 3.635% | 4.924% | 5.766% | 2.73% | 3.346% | 3.472% | 4.488% | 5.465% | 6.966% | 8.251%
TSO | - | 24 | 26 | 15 | 2025 | Winter | Q, [MVAr] | 2 | 2 | 10.7356 | 12.2997 | 12.6628 | 12.4362 | 12.8814 | 12.225 | 7.4642 | 4.1394 | 1.6525 | 2.3812 | 1.9478 | 3.2358 | 3.2818 | 3.9425 | 4.5965 | 6.1177 | 7.1292 | 3.5699 | 4.3176 | 4.4356 | 5.6646 | 6.7939 | 8.6095 | 10.1363
TSO | - | 24 | 26 | 15 | 2025 | Winter | Q, [%] | 2 | 2 | 8.728% | 10% | 10.29% | 10.11% | 10.47% | 9.939% | 6.068% | 3.365% | 1.344% | 1.936% | 1.584% | 2.631% | 2.668% | 3.205% | 3.737% | 4.974% | 5.796% | 2.902% | 3.51% | 3.606% | 4.605% | 5.523% | 7% | 8.241%
TSO | - | 24 | 15 | 26 | 2025 | Winter | S, [MVA] | 2 | 2 | 27.3553 | 25.3052 | 24.0116 | 23.4434 | 23.392 | 25.3106 | 36.238 | 37.0128 | 39.0404 | 38.6774 | 39.668 | 42.0056 | 39.0391 | 40.145 | 37.1621 | 34.8427 | 33.5461 | 40.2786 | 39.3771 | 38.4892 | 37.4593 | 34.7754 | 33.4691 | 31.2301
TSO | - | 24 | 15 | 26 | 2025 | Winter | S, [%] | 2 | 2 | 22.24% | 20.57% | 19.52% | 19.06% | 19.02% | 20.58% | 29.46% | 30.09% | 31.74% | 31.45% | 32.25% | 34.15% | 31.74% | 32.64% | 30.21% | 28.33% | 27.27% | 32.75% | 32.01% | 31.29% | 30.45% | 28.27% | 27.21% | 25.39%
TSO | - | 24 | 26 | 15 | 2025 | Winter | S, [MVA] | 2 | 2 | 27.2132 | 25.1496 | 23.8449 | 23.2721 | 23.2186 | 25.1553 | 36.09 | 36.8496 | 38.8549 | 38.4951 | 39.4768 | 41.8004 | 38.8576 | 39.9583 | 36.9989 | 34.6961 | 33.4069 | 40.09 | 39.1978 | 38.317 | 37.2986 | 34.6314 | 33.3341 | 31.1002
TSO | - | 24 | 26 | 15 | 2025 | Winter | S, [%] | 2 | 2 | 22.12% | 20.45% | 19.39% | 18.92% | 18.88% | 20.45% | 29.34% | 29.96% | 31.59% | 31.3% | 32.09% | 33.98% | 31.59% | 32.49% | 30.08% | 28.21% | 27.16% | 32.59% | 31.87% | 31.15% | 30.32% | 28.16% | 27.1% | 25.28%
TSO | - | 25 | 16 | 17 | 2025 | Winter | P, [MW] | 2 | 2 | 0.2122 | -1.5208 | -3.7949 | -3.6924 | -3.8691 | 0.24977 | 6.1617 | 12.8311 | 12.7582 | 11.9383 | 8.9452 | 9.7308 | 12.0758 | 8.7144 | 8.8266 | 8.6907 | 9.1596 | 13.1109 | 13.0641 | 12.3685 | 11.2032 | 7.8977 | 5.931 | 2.1814
TSO | - | 25 | 16 | 17 | 2025 | Winter | P, [%] | 2 | 2 | 0.1725% | 1.236% | 3.085% | 3.002% | 3.146% | 0.2031% | 5.01% | 10.43% | 10.37% | 9.706% | 7.273% | 7.911% | 9.818% | 7.085% | 7.176% | 7.066% | 7.447% | 10.66% | 10.62% | 10.06% | 9.108% | 6.421% | 4.822% | 1.773%
TSO | - | 25 | 17 | 16 | 2025 | Winter | P, [MW] | 2 | 2 | -0.2122 | 1.521 | 3.7956 | 3.6931 | 3.8699 | -0.24968 | -6.1598 | -12.8233 | -12.7503 | -11.9315 | -8.9414 | -9.7262 | -12.0688 | -8.7108 | -8.8229 | -8.687 | -9.1553 | -13.1027 | -13.0559 | -12.3612 | -11.1971 | -7.8945 | -5.9292 | -2.181
TSO | - | 25 | 17 | 16 | 2025 | Winter | P, [%] | 2 | 2 | 0.1725% | 1.237% | 3.086% | 3.003% | 3.146% | 0.203% | 5.008% | 10.43% | 10.37% | 9.7% | 7.269% | 7.908% | 9.812% | 7.082% | 7.173% | 7.063% | 7.443% | 10.65% | 10.61% | 10.05% | 9.103% | 6.418% | 4.82% | 1.773%
TSO | - | 25 | 16 | 17 | 2025 | Winter | Q, [MVAr] | 2 | 2 | -0.40624 | 0.39221 | 0.43378 | 0.31112 | 0.70296 | 1.1822 | 1.4445 | -0.46067 | -1.502 | -0.50038 | -0.24137 | 0.52928 | 0.21976 | 0.65458 | 1.0035 | 1.433 | 2.436 | 0.54812 | 1.257 | 0.62178 | 1.5735 | 1.8553 | 1.6751 | 1.4983
TSO | - | 25 | 16 | 17 | 2025 | Winter | Q, [%] | 2 | 2 | 0.3303% | 0.3189% | 0.3527% | 0.2529% | 0.5715% | 0.9611% | 1.174% | 0.3745% | 1.221% | 0.4068% | 0.1962% | 0.4303% | 0.1787% | 0.5322% | 0.8159% | 1.165% | 1.981% | 0.4456% | 1.022% | 0.5055% | 1.279% | 1.508% | 1.362% | 1.218%
TSO | - | 25 | 17 | 16 | 2025 | Winter | Q, [MVAr] | 2 | 2 | 0.19036 | -0.60701 | -0.64625 | -0.52364 | -0.91517 | -1.3978 | -1.6567 | 0.26934 | 1.3104 | 0.30517 | 0.035562 | -0.73237 | -0.41446 | -0.86067 | -1.2094 | -1.6389 | -2.6394 | -0.73835 | -1.447 | -0.81512 | -1.771 | -2.0625 | -1.8862 | -1.7134
TSO | - | 25 | 17 | 16 | 2025 | Winter | Q, [%] | 2 | 2 | 0.1548% | 0.4935% | 0.5254% | 0.4257% | 0.744% | 1.136% | 1.347% | 0.219% | 1.065% | 0.2481% | 0.02891% | 0.5954% | 0.337% | 0.6997% | 0.9833% | 1.332% | 2.146% | 0.6003% | 1.176% | 0.6627% | 1.44% | 1.677% | 1.533% | 1.393%
TSO | - | 25 | 16 | 17 | 2025 | Winter | S, [MVA] | 2 | 2 | 0.45832 | 1.5706 | 3.8196 | 3.7055 | 3.9324 | 1.2083 | 6.3287 | 12.8394 | 12.8463 | 11.9488 | 8.9485 | 9.7451 | 12.0778 | 8.7389 | 8.8835 | 8.808 | 9.478 | 13.1224 | 13.1244 | 12.3841 | 11.3132 | 8.1127 | 6.163 | 2.6464
TSO | - | 25 | 16 | 17 | 2025 | Winter | S, [%] | 2 | 2 | 0.3726% | 1.277% | 3.105% | 3.013% | 3.197% | 0.9824% | 5.145% | 10.44% | 10.44% | 9.714% | 7.275% | 7.923% | 9.819% | 7.105% | 7.222% | 7.161% | 7.706% | 10.67% | 10.67% | 10.07% | 9.198% | 6.596% | 5.011% | 2.152%
TSO | - | 25 | 17 | 16 | 2025 | Winter | S, [MVA] | 2 | 2 | 0.28507 | 1.6376 | 3.8502 | 3.73 | 3.9766 | 1.4199 | 6.3787 | 12.8261 | 12.8175 | 11.9354 | 8.9415 | 9.7538 | 12.0759 | 8.7532 | 8.9054 | 8.8402 | 9.5281 | 13.1235 | 13.1358 | 12.388 | 11.3363 | 8.1595 | 6.222 | 2.7735
TSO | - | 25 | 17 | 16 | 2025 | Winter | S, [%] | 2 | 2 | 0.2318% | 1.331% | 3.13% | 3.033% | 3.233% | 1.154% | 5.186% | 10.43% | 10.42% | 9.704% | 7.27% | 7.93% | 9.818% | 7.116% | 7.24% | 7.187% | 7.746% | 10.67% | 10.68% | 10.07% | 9.216% | 6.634% | 5.059% | 2.255%
TSO | - | 26 | 17 | 34 | 2025 | Winter | P, [MW] | 2 | 2 | -7.6926 | -9.264 | -10.6469 | -10.7759 | -10.942 | -7.528 | -2.8343 | 2.9215 | 2.8659 | 1.6568 | -0.037096 | 0.31811 | 3.1326 | -0.028666 | -0.19263 | -0.67104 | -1.0361 | 2.0667 | 2.7592 | 1.4782 | 0.1983 | -1.5967 | -2.8777 | -6.6799
TSO | - | 26 | 17 | 34 | 2025 | Winter | P, [%] | 2 | 2 | 6.254% | 7.532% | 8.656% | 8.761% | 8.896% | 6.12% | 2.304% | 2.375% | 2.33% | 1.347% | 0.03016% | 0.2586% | 2.547% | 0.02331% | 0.1566% | 0.5456% | 0.8424% | 1.68% | 2.243% | 1.202% | 0.1612% | 1.298% | 2.34% | 5.431%
TSO | - | 26 | 34 | 17 | 2025 | Winter | P, [MW] | 2 | 2 | 7.6995 | 9.2742 | 10.6603 | 10.7894 | 10.9562 | 7.5353 | 2.8361 | -2.9205 | -2.8649 | -1.6565 | 0.037184 | -0.31786 | -3.1314 | 0.028978 | 0.19316 | 0.67184 | 1.0375 | -2.066 | -2.7578 | -1.4776 | -0.19754 | 1.598 | 2.8797 | 6.686
TSO | - | 26 | 34 | 17 | 2025 | Winter | P, [%] | 2 | 2 | 6.26% | 7.54% | 8.667% | 8.772% | 8.907% | 6.126% | 2.306% | 2.374% | 2.329% | 1.347% | 0.03023% | 0.2584% | 2.546% | 0.02356% | 0.157% | 0.5462% | 0.8435% | 1.68% | 2.242% | 1.201% | 0.1606% | 1.299% | 2.341% | 5.436%
TSO | - | 26 | 17 | 34 | 2025 | Winter | Q, [MVAr] | 2 | 2 | 1.2611 | 2.0675 | 2.2417 | 1.9872 | 2.3837 | 2.7203 | 2.5593 | 0.23934 | -0.93873 | 0.16247 | 0.64109 | 1.24 | 0.99515 | 1.4283 | 1.9271 | 2.3615 | 3.221 | 1.241 | 2.0525 | 1.4865 | 2.3725 | 2.843 | 2.9077 | 2.8519
TSO | - | 26 | 17 | 34 | 2025 | Winter | Q, [%] | 2 | 2 | 1.025% | 1.681% | 1.823% | 1.616% | 1.938% | 2.212% | 2.081% | 0.1946% | 0.7632% | 0.1321% | 0.5212% | 1.008% | 0.8091% | 1.161% | 1.567% | 1.92% | 2.619% | 1.009% | 1.669% | 1.209% | 1.929% | 2.311% | 2.364% | 2.319%
TSO | - | 26 | 34 | 17 | 2025 | Winter | Q, [MVAr] | 2 | 2 | -1.7364 | -2.5294 | -2.692 | -2.4366 | -2.8309 | -3.1936 | -3.0586 | -0.74121 | 0.43589 | -0.66714 | -1.147 | -1.7446 | -1.4963 | -1.9326 | -2.431 | -2.8638 | -3.72 | -1.7438 | -2.5521 | -1.9898 | -2.8748 | -3.3419 | -3.4027 | -3.3305
TSO | - | 26 | 34 | 17 | 2025 | Winter | Q, [%] | 2 | 2 | 1.412% | 2.056% | 2.189% | 1.981% | 2.302% | 2.596% | 2.487% | 0.6026% | 0.3544% | 0.5424% | 0.9325% | 1.418% | 1.217% | 1.571% | 1.976% | 2.328% | 3.024% | 1.418% | 2.075% | 1.618% | 2.337% | 2.717% | 2.766% | 2.708%
TSO | - | 26 | 17 | 34 | 2025 | Winter | S, [MVA] | 2 | 2 | 7.7953 | 9.4919 | 10.8804 | 10.9576 | 11.1986 | 8.0044 | 3.8188 | 2.9313 | 3.0157 | 1.6647 | 0.64216 | 1.2802 | 3.2869 | 1.4286 | 1.9367 | 2.455 | 3.3836 | 2.4107 | 3.4389 | 2.0964 | 2.3807 | 3.2606 | 4.0909 | 7.2632
TSO | - | 26 | 17 | 34 | 2025 | Winter | S, [%] | 2 | 2 | 6.338% | 7.717% | 8.846% | 8.909% | 9.105% | 6.508% | 3.105% | 2.383% | 2.452% | 1.353% | 0.5221% | 1.041% | 2.672% | 1.161% | 1.575% | 1.996% | 2.751% | 1.96% | 2.796% | 1.704% | 1.936% | 2.651% | 3.326% | 5.905%
TSO | - | 26 | 34 | 17 | 2025 | Winter | S, [MVA] | 2 | 2 | 7.8929 | 9.6129 | 10.995 | 11.0612 | 11.316 | 8.1841 | 4.1712 | 3.0131 | 2.8979 | 1.7858 | 1.1476 | 1.7734 | 3.4705 | 1.9328 | 2.4386 | 2.9416 | 3.862 | 2.7036 | 3.7575 | 2.4785 | 2.8816 | 3.7043 | 4.4577 | 7.4696
TSO | - | 26 | 34 | 17 | 2025 | Winter | S, [%] | 2 | 2 | 6.417% | 7.815% | 8.939% | 8.993% | 9.2% | 6.654% | 3.391% | 2.45% | 2.356% | 1.452% | 0.933% | 1.442% | 2.822% | 1.571% | 1.983% | 2.392% | 3.14% | 2.198% | 3.055% | 2.015% | 2.343% | 3.012% | 3.624% | 6.073%
TSO | - | 27 | 18 | 103 | 2025 | Winter | P, [MW] | 2 | 2 | 16.6135 | 14.2317 | 13.4786 | 12.756 | 12.7075 | 14.5326 | 19.8032 | 23.2226 | 25.6945 | 26.5237 | 25.9098 | 25.8923 | 25.2641 | 24.942 | 23.8821 | 22.0195 | 21.9725 | 26.4254 | 26.6739 | 26.0007 | 24.8571 | 23.85 | 21.7771 | 19.1466
TSO | - | 27 | 18 | 103 | 2025 | Winter | P, [%] | 2 | 2 | 13.51% | 11.57% | 10.96% | 10.37% | 10.33% | 11.82% | 16.1% | 18.88% | 20.89% | 21.56% | 21.06% | 21.05% | 20.54% | 20.28% | 19.42% | 17.9% | 17.86% | 21.48% | 21.69% | 21.14% | 20.21% | 19.39% | 17.7% | 15.57%
TSO | - | 27 | 103 | 18 | 2025 | Winter | P, [MW] | 2 | 2 | -16.5956 | -14.218 | -13.4662 | -12.7449 | -12.6964 | -14.5185 | -19.7794 | -23.1902 | -25.6553 | -26.4805 | -25.8693 | -25.8515 | -25.225 | -24.9037 | -23.847 | -21.9896 | -21.9422 | -26.3832 | -26.63 | -25.9594 | -24.8189 | -23.8144 | -21.7473 | -19.1232
TSO | - | 27 | 103 | 18 | 2025 | Winter | P, [%] | 2 | 2 | 13.49% | 11.56% | 10.95% | 10.36% | 10.32% | 11.8% | 16.08% | 18.85% | 20.86% | 21.53% | 21.03% | 21.02% | 20.51% | 20.25% | 19.39% | 17.88% | 17.84% | 21.45% | 21.65% | 21.11% | 20.18% | 19.36% | 17.68% | 15.55%
TSO | - | 27 | 18 | 103 | 2025 | Winter | Q, [MVAr] | 2 | 2 | -2.7115 | -3.3179 | -3.1772 | -2.9723 | -2.9074 | -2.7726 | 0.15265 | 1.9904 | 2.7062 | 3.94 | 3.1936 | 3.1272 | 3.0919 | 3.3096 | 2.4721 | 1.2271 | 1.1965 | 2.5771 | 2.9808 | 2.376 | 2.019 | 1.6543 | -0.020126 | -0.3503
TSO | - | 27 | 18 | 103 | 2025 | Winter | Q, [%] | 2 | 2 | 2.204% | 2.698% | 2.583% | 2.416% | 2.364% | 2.254% | 0.1241% | 1.618% | 2.2% | 3.203% | 2.596% | 2.542% | 2.514% | 2.691% | 2.01% | 0.9977% | 0.9728% | 2.095% | 2.423% | 1.932% | 1.641% | 1.345% | 0.01636% | 0.2848%
TSO | - | 27 | 103 | 18 | 2025 | Winter | Q, [MVAr] | 2 | 2 | 2.5529 | 3.1492 | 3.0054 | 2.7956 | 2.7314 | 2.605 | -0.3005 | -2.112 | -2.8094 | -4.0241 | -3.29 | -3.22 | -3.189 | -3.4082 | -2.5809 | -1.3512 | -1.3158 | -2.6656 | -3.0592 | -2.4643 | -2.1151 | -1.7559 | -0.099158 | 0.2122
TSO | - | 27 | 103 | 18 | 2025 | Winter | Q, [%] | 2 | 2 | 2.076% | 2.56% | 2.443% | 2.273% | 2.221% | 2.118% | 0.2443% | 1.717% | 2.284% | 3.272% | 2.675% | 2.618% | 2.593% | 2.771% | 2.098% | 1.099% | 1.07% | 2.167% | 2.487% | 2.004% | 1.72% | 1.428% | 0.08062% | 0.1725%
TSO | - | 27 | 18 | 103 | 2025 | Winter | S, [MVA] | 2 | 2 | 16.8334 | 14.6134 | 13.848 | 13.0977 | 13.0358 | 14.7947 | 19.8038 | 23.3078 | 25.8366 | 26.8147 | 26.1059 | 26.0805 | 25.4526 | 25.1606 | 24.0097 | 22.0536 | 22.005 | 26.5508 | 26.8399 | 26.1091 | 24.939 | 23.9073 | 21.7771 | 19.1498
TSO | - | 27 | 18 | 103 | 2025 | Winter | S, [%] | 2 | 2 | 13.69% | 11.88% | 11.26% | 10.65% | 10.6% | 12.03% | 16.1% | 18.95% | 21.01% | 21.8% | 21.22% | 21.2% | 20.69% | 20.46% | 19.52% | 17.93% | 17.89% | 21.59% | 21.82% | 21.23% | 20.28% | 19.44% | 17.7% | 15.57%
TSO | - | 27 | 103 | 18 | 2025 | Winter | S, [MVA] | 2 | 2 | 16.7908 | 14.5625 | 13.7974 | 13.048 | 12.9869 | 14.7504 | 19.7817 | 23.2861 | 25.8087 | 26.7845 | 26.0777 | 26.0513 | 25.4258 | 25.1358 | 23.9862 | 22.031 | 21.9817 | 26.5176 | 26.8051 | 26.0761 | 24.9089 | 23.8791 | 21.7475 | 19.1244
TSO | - | 27 | 103 | 18 | 2025 | Winter | S, [%] | 2 | 2 | 13.65% | 11.84% | 11.22% | 10.61% | 10.56% | 11.99% | 16.08% | 18.93% | 20.98% | 21.78% | 21.2% | 21.18% | 20.67% | 20.44% | 19.5% | 17.91% | 17.87% | 21.56% | 21.79% | 21.2% | 20.25% | 19.41% | 17.68% | 15.55%
TSO | - | 28 | 26 | 55 | 2025 | Winter | P, [MW] | 2 | 2 | 9.7464 | 8.0101 | 6.4812 | 6.4796 | 6.3298 | 9.3701 | 26.095 | 24.2252 | 23.2664 | 20.6613 | 23.5012 | 28.0447 | 22.8898 | 25.2984 | 20.9033 | 18.0665 | 16.1744 | 24.0341 | 20.914 | 20.009 | 18.352 | 15.478 | 14.3217 | 13.5661
TSO | - | 28 | 26 | 55 | 2025 | Winter | P, [%] | 2 | 2 | 7.924% | 6.512% | 5.269% | 5.268% | 5.146% | 7.618% | 21.22% | 19.7% | 18.92% | 16.8% | 19.11% | 22.8% | 18.61% | 20.57% | 16.99% | 14.69% | 13.15% | 19.54% | 17% | 16.27% | 14.92% | 12.58% | 11.64% | 11.03%
TSO | - | 28 | 55 | 26 | 2025 | Winter | P, [MW] | 2 | 2 | -9.5886 | -7.8263 | -6.294 | -6.2965 | -6.1389 | -9.1793 | -25.78 | -23.9795 | -23.0615 | -20.4662 | -23.2791 | -27.7217 | -22.6539 | -25.0102 | -20.681 | -17.8694 | -15.9755 | -23.7918 | -20.6964 | -19.81 | -18.1535 | -15.2933 | -14.1315 | -13.3522
TSO | - | 28 | 55 | 26 | 2025 | Winter | P, [%] | 2 | 2 | 7.796% | 6.363% | 5.117% | 5.119% | 4.991% | 7.463% | 20.96% | 19.5% | 18.75% | 16.64% | 18.93% | 22.54% | 18.42% | 20.33% | 16.81% | 14.53% | 12.99% | 19.34% | 16.83% | 16.11% | 14.76% | 12.43% | 11.49% | 10.86%
TSO | - | 28 | 26 | 55 | 2025 | Winter | Q, [MVAr] | 2 | 2 | -19.3934 | -21.7807 | -22.4401 | -22.1978 | -22.6881 | -21.6902 | -16.3761 | -12.7842 | -9.6912 | -13.0392 | -11.419 | -13.9024 | -13.8616 | -15.1456 | -15.3521 | -16.3673 | -18.2044 | -12.7301 | -14.8174 | -14.3063 | -16.178 | -17.7066 | -18.9853 | -21.0622
TSO | - | 28 | 26 | 55 | 2025 | Winter | Q, [%] | 2 | 2 | 15.77% | 17.71% | 18.24% | 18.05% | 18.45% | 17.63% | 13.31% | 10.39% | 7.879% | 10.6% | 9.284% | 11.3% | 11.27% | 12.31% | 12.48% | 13.31% | 14.8% | 10.35% | 12.05% | 11.63% | 13.15% | 14.4% | 15.44% | 17.12%
TSO | - | 28 | 55 | 26 | 2025 | Winter | Q, [MVAr] | 2 | 2 | 18.6881 | 21.1795 | 21.8558 | 21.5986 | 22.1186 | 21.1128 | 16.1654 | 12.3269 | 9.0786 | 12.4151 | 10.8754 | 13.7105 | 13.3806 | 14.8452 | 14.8316 | 15.7708 | 17.6287 | 12.2625 | 14.2835 | 13.7038 | 15.5849 | 17.0802 | 18.386 | 20.5552
TSO | - | 28 | 55 | 26 | 2025 | Winter | Q, [%] | 2 | 2 | 15.19% | 17.22% | 17.77% | 17.56% | 17.98% | 17.16% | 13.14% | 10.02% | 7.381% | 10.09% | 8.842% | 11.15% | 10.88% | 12.07% | 12.06% | 12.82% | 14.33% | 9.97% | 11.61% | 11.14% | 12.67% | 13.89% | 14.95% | 16.71%
TSO | - | 28 | 26 | 55 | 2025 | Winter | S, [MVA] | 2 | 2 | 21.7048 | 23.2069 | 23.3573 | 23.1242 | 23.5545 | 23.6276 | 30.8078 | 27.3915 | 25.2041 | 24.4318 | 26.1286 | 31.3014 | 26.7598 | 29.4855 | 25.9353 | 24.378 | 24.3518 | 27.1973 | 25.631 | 24.5974 | 24.4647 | 23.5179 | 23.7814 | 25.0531
TSO | - | 28 | 26 | 55 | 2025 | Winter | S, [%] | 2 | 2 | 17.65% | 18.87% | 18.99% | 18.8% | 19.15% | 19.21% | 25.05% | 22.27% | 20.49% | 19.86% | 21.24% | 25.45% | 21.76% | 23.97% | 21.09% | 19.82% | 19.8% | 22.11% | 20.84% | 20% | 19.89% | 19.12% | 19.33% | 20.37%
TSO | - | 28 | 55 | 26 | 2025 | Winter | S, [MVA] | 2 | 2 | 21.0044 | 22.5792 | 22.744 | 22.4977 | 22.9547 | 23.022 | 30.4291 | 26.9624 | 24.7841 | 23.9374 | 25.6942 | 30.9268 | 26.3104 | 29.0842 | 25.4496 | 23.8334 | 23.7905 | 26.766 | 25.1468 | 24.088 | 23.9257 | 22.9264 | 23.1893 | 24.5111
TSO | - | 28 | 55 | 26 | 2025 | Winter | S, [%] | 2 | 2 | 17.08% | 18.36% | 18.49% | 18.29% | 18.66% | 18.72% | 24.74% | 21.92% | 20.15% | 19.46% | 20.89% | 25.14% | 21.39% | 23.65% | 20.69% | 19.38% | 19.34% | 21.76% | 20.44% | 19.58% | 19.45% | 18.64% | 18.85% | 19.93%
TSO | - | 29 | 26 | 103 | 2025 | Winter | P, [MW] | 2 | 2 | -9.4606 | -8.5632 | -7.4987 | -7.6443 | -7.3083 | -8.3576 | -16.8892 | -15.0023 | -14.9401 | -13.6129 | -15.12 | -17.5003 | -14.9653 | -16.3213 | -14.2358 | -13.3891 | -11.8191 | -15.0763 | -13.828 | -13.5592 | -13.4005 | -11.6041 | -11.8413 | -11.5131
TSO | - | 29 | 26 | 103 | 2025 | Winter | P, [%] | 2 | 2 | 7.692% | 6.962% | 6.097% | 6.215% | 5.942% | 6.795% | 13.73% | 12.2% | 12.15% | 11.07% | 12.29% | 14.23% | 12.17% | 13.27% | 11.57% | 10.89% | 9.609% | 12.26% | 11.24% | 11.02% | 10.89% | 9.434% | 9.627% | 9.36%
TSO | - | 29 | 103 | 26 | 2025 | Winter | P, [MW] | 2 | 2 | 9.4815 | 8.5847 | 7.5193 | 7.6651 | 7.33 | 8.3798 | 16.9333 | 15.0353 | 14.97 | 13.6408 | 15.1517 | 17.5439 | 14.9986 | 16.3616 | 14.2679 | 13.4192 | 11.8464 | 15.1094 | 13.8589 | 13.5883 | 13.4311 | 11.6307 | 11.8695 | 11.5438
TSO | - | 29 | 103 | 26 | 2025 | Winter | P, [%] | 2 | 2 | 7.709% | 6.979% | 6.113% | 6.232% | 5.959% | 6.813% | 13.77% | 12.22% | 12.17% | 11.09% | 12.32% | 14.26% | 12.19% | 13.3% | 11.6% | 10.91% | 9.631% | 12.28% | 11.27% | 11.05% | 10.92% | 9.456% | 9.65% | 9.385%
TSO | - | 29 | 26 | 103 | 2025 | Winter | Q, [MVAr] | 2 | 2 | 7.8826 | 8.9336 | 9.449 | 9.4203 | 9.9654 | 9.3879 | 7.2588 | 5.5679 | 3.66 | 5.5251 | 4.4066 | 5.6628 | 5.696 | 6.5552 | 6.4698 | 6.8766 | 7.8779 | 5.4603 | 6.6117 | 6.1845 | 7.1242 | 7.9235 | 8.2176 | 9.5076
TSO | - | 29 | 26 | 103 | 2025 | Winter | Q, [%] | 2 | 2 | 6.409% | 7.263% | 7.682% | 7.659% | 8.102% | 7.632% | 5.901% | 4.527% | 2.976% | 4.492% | 3.583% | 4.604% | 4.631% | 5.329% | 5.26% | 5.591% | 6.405% | 4.439% | 5.375% | 5.028% | 5.792% | 6.442% | 6.681% | 7.73%
TSO | - | 29 | 103 | 26 | 2025 | Winter | Q, [MVAr] | 2 | 2 | -8.2673 | -9.3083 | -9.8239 | -9.7951 | -10.3356 | -9.7604 | -7.5841 | -5.937 | -4.048 | -5.9087 | -4.7835 | -5.9949 | -6.0596 | -6.8935 | -6.8338 | -7.2429 | -8.2465 | -5.8286 | -6.979 | -6.5604 | -7.4894 | -8.2953 | -8.5799 | -9.8555
TSO | - | 29 | 103 | 26 | 2025 | Winter | Q, [%] | 2 | 2 | 6.721% | 7.568% | 7.987% | 7.963% | 8.403% | 7.935% | 6.166% | 4.827% | 3.291% | 4.804% | 3.889% | 4.874% | 4.927% | 5.604% | 5.556% | 5.889% | 6.704% | 4.739% | 5.674% | 5.334% | 6.089% | 6.744% | 6.976% | 8.013%
TSO | - | 29 | 26 | 103 | 2025 | Winter | S, [MVA] | 2 | 2 | 12.3142 | 12.3749 | 12.0629 | 12.1317 | 12.358 | 12.5691 | 18.383 | 16.0022 | 15.3819 | 14.6914 | 15.7491 | 18.3936 | 16.0126 | 17.5885 | 15.637 | 15.0518 | 14.204 | 16.0346 | 15.3274 | 14.903 | 15.1766 | 14.0512 | 14.4134 | 14.9314
TSO | - | 29 | 26 | 103 | 2025 | Winter | S, [%] | 2 | 2 | 10.01% | 10.06% | 9.807% | 9.863% | 10.05% | 10.22% | 14.95% | 13.01% | 12.51% | 11.94% | 12.8% | 14.95% | 13.02% | 14.3% | 12.71% | 12.24% | 11.55% | 13.04% | 12.46% | 12.12% | 12.34% | 11.42% | 11.72% | 12.14%
TSO | - | 29 | 103 | 26 | 2025 | Winter | S, [MVA] | 2 | 2 | 12.5796 | 12.6626 | 12.3713 | 12.4377 | 12.6709 | 12.8641 | 18.5541 | 16.165 | 15.5076 | 14.8656 | 15.8889 | 18.5399 | 16.1764 | 17.7545 | 15.8201 | 15.2491 | 14.434 | 16.1947 | 15.517 | 15.0891 | 15.3781 | 14.2859 | 14.6459 | 15.1786
TSO | - | 29 | 103 | 26 | 2025 | Winter | S, [%] | 2 | 2 | 10.23% | 10.29% | 10.06% | 10.11% | 10.3% | 10.46% | 15.08% | 13.14% | 12.61% | 12.09% | 12.92% | 15.07% | 13.15% | 14.43% | 12.86% | 12.4% | 11.73% | 13.17% | 12.62% | 12.27% | 12.5% | 11.61% | 11.91% | 12.34%
TSO | - | 30 | 29 | 34 | 2025 | Winter | P, [MW] | 2 | 2 | -44.9348 | -42.9737 | -41.8397 | -41.4834 | -41.3923 | -46.1388 | -49.1848 | -55.7395 | -54.7169 | -52.2806 | -51.8376 | -50.9995 | -54.356 | -51.8665 | -52.2809 | -52.394 | -52.2241 | -54.647 | -55.9008 | -53.8159 | -52.6427 | -50.4943 | -49.7661 | -45.4356
TSO | - | 30 | 29 | 34 | 2025 | Winter | P, [%] | 2 | 2 | 36.53% | 34.94% | 34.02% | 33.73% | 33.65% | 37.51% | 39.99% | 45.32% | 44.49% | 42.5% | 42.14% | 41.46% | 44.19% | 42.17% | 42.5% | 42.6% | 42.46% | 44.43% | 45.45% | 43.75% | 42.8% | 41.05% | 40.46% | 36.94%
TSO | - | 30 | 34 | 29 | 2025 | Winter | P, [MW] | 2 | 2 | 45.1898 | 43.2101 | 42.0659 | 41.7061 | 41.616 | 46.4097 | 49.492 | 56.1169 | 55.0776 | 52.6203 | 52.1729 | 51.3328 | 54.7244 | 52.2105 | 52.6265 | 52.7407 | 52.5724 | 55.0115 | 56.2841 | 54.169 | 52.9863 | 50.8157 | 50.0756 | 45.7011
TSO | - | 30 | 34 | 29 | 2025 | Winter | P, [%] | 2 | 2 | 36.74% | 35.13% | 34.2% | 33.91% | 33.83% | 37.73% | 40.24% | 45.62% | 44.78% | 42.78% | 42.42% | 41.73% | 44.49% | 42.45% | 42.79% | 42.88% | 42.74% | 44.72% | 45.76% | 44.04% | 43.08% | 41.31% | 40.71% | 37.16%
TSO | - | 30 | 29 | 34 | 2025 | Winter | Q, [MVAr] | 2 | 2 | -18.9764 | -18.7751 | -18.7887 | -18.7383 | -19.1131 | -19.8125 | -21.7266 | -20.9147 | -20.1156 | -21.5198 | -21.7023 | -23.0389 | -22.4628 | -23.216 | -22.6823 | -22.5543 | -23.0816 | -20.9123 | -21.5794 | -20.5491 | -21.3383 | -21.4939 | -20.4288 | -20.261
TSO | - | 30 | 29 | 34 | 2025 | Winter | Q, [%] | 2 | 2 | 15.43% | 15.26% | 15.28% | 15.23% | 15.54% | 16.11% | 17.66% | 17% | 16.35% | 17.5% | 17.64% | 18.73% | 18.26% | 18.87% | 18.44% | 18.34% | 18.77% | 17% | 17.54% | 16.71% | 17.35% | 17.47% | 16.61% | 16.47%
TSO | - | 30 | 34 | 29 | 2025 | Winter | Q, [MVAr] | 2 | 2 | 19.4063 | 19.1412 | 19.1196 | 19.0575 | 19.4354 | 20.2991 | 22.3349 | 21.7687 | 20.91 | 22.2411 | 22.4079 | 23.7383 | 23.2855 | 23.953 | 23.4248 | 23.3012 | 23.8357 | 21.721 | 22.455 | 21.3181 | 22.0746 | 22.1537 | 21.0481 | 20.7278
TSO | - | 30 | 34 | 29 | 2025 | Winter | Q, [%] | 2 | 2 | 15.78% | 15.56% | 15.54% | 15.49% | 15.8% | 16.5% | 18.16% | 17.7% | 17% | 18.08% | 18.22% | 19.3% | 18.93% | 19.47% | 19.04% | 18.94% | 19.38% | 17.66% | 18.26% | 17.33% | 17.95% | 18.01% | 17.11% | 16.85%
TSO | - | 30 | 29 | 34 | 2025 | Winter | S, [MVA] | 2 | 2 | 48.7774 | 46.8961 | 45.8648 | 45.5192 | 45.5921 | 50.2128 | 53.7698 | 59.5342 | 58.2973 | 56.5364 | 56.1972 | 55.9619 | 58.8146 | 56.8253 | 56.9893 | 57.0423 | 57.0974 | 58.5117 | 59.9214 | 57.6057 | 56.8029 | 54.8786 | 53.7959 | 49.7484
TSO | - | 30 | 29 | 34 | 2025 | Winter | S, [%] | 2 | 2 | 39.66% | 38.13% | 37.29% | 37.01% | 37.07% | 40.82% | 43.72% | 48.4% | 47.4% | 45.96% | 45.69% | 45.5% | 47.82% | 46.2% | 46.33% | 46.38% | 46.42% | 47.57% | 48.72% | 46.83% | 46.18% | 44.62% | 43.74% | 40.45%
TSO | - | 30 | 34 | 29 | 2025 | Winter | S, [MVA] | 2 | 2 | 49.1805 | 47.2599 | 46.2072 | 45.854 | 45.9307 | 50.6548 | 54.2983 | 60.1913 | 58.9132 | 57.1276 | 56.7814 | 56.5558 | 59.4725 | 57.4428 | 57.6044 | 57.6587 | 57.7235 | 59.1445 | 60.598 | 58.2129 | 57.4007 | 55.4349 | 54.3194 | 50.182
TSO | - | 30 | 34 | 29 | 2025 | Winter | S, [%] | 2 | 2 | 39.98% | 38.42% | 37.57% | 37.28% | 37.34% | 41.18% | 44.14% | 48.94% | 47.9% | 46.45% | 46.16% | 45.98% | 48.35% | 46.7% | 46.83% | 46.88% | 46.93% | 48.08% | 49.27% | 47.33% | 46.67% | 45.07% | 44.16% | 40.8%
TSO | - | 31 | 34 | 35 | 2025 | Winter | P, [MW] | 2 | 2 | 23.0096 | 22.0842 | 20.6775 | 20.3089 | 20.5812 | 24.3634 | 30.9339 | 37.6141 | 37.443 | 36.4286 | 33.8622 | 34.1385 | 36.2612 | 33.3757 | 32.2054 | 32.1833 | 32.4552 | 36.8424 | 36.3249 | 35.4756 | 34.1719 | 31.602 | 29.7825 | 25.0348
TSO | - | 31 | 34 | 35 | 2025 | Winter | P, [%] | 2 | 2 | 18.71% | 17.95% | 16.81% | 16.51% | 16.73% | 19.81% | 25.15% | 30.58% | 30.44% | 29.62% | 27.53% | 27.75% | 29.48% | 27.13% | 26.18% | 26.17% | 26.39% | 29.95% | 29.53% | 28.84% | 27.78% | 25.69% | 24.21% | 20.35%
TSO | - | 31 | 35 | 34 | 2025 | Winter | P, [MW] | 2 | 2 | -22.9078 | -21.9845 | -20.5825 | -20.2153 | -20.4853 | -24.249 | -30.7886 | -37.4365 | -37.2691 | -36.2595 | -33.7087 | -33.9809 | -36.0916 | -33.2238 | -32.0591 | -32.0343 | -32.2997 | -36.6666 | -36.1491 | -35.3068 | -34.0069 | -31.4524 | -29.6422 | -24.9192
TSO | - | 31 | 35 | 34 | 2025 | Winter | P, [%] | 2 | 2 | 18.62% | 17.87% | 16.73% | 16.44% | 16.65% | 19.71% | 25.03% | 30.44% | 30.3% | 29.48% | 27.41% | 27.63% | 29.34% | 27.01% | 26.06% | 26.04% | 26.26% | 29.81% | 29.39% | 28.7% | 27.65% | 25.57% | 24.1% | 20.26%
TSO | - | 31 | 34 | 35 | 2025 | Winter | Q, [MVAr] | 2 | 2 | 22.7156 | 23.0701 | 23.3144 | 23.3242 | 23.5768 | 24.0749 | 23.5959 | 20.9123 | 20.4113 | 20.9441 | 21.3606 | 21.8638 | 21.2929 | 21.6437 | 22.0863 | 22.6783 | 23.6817 | 21.7885 | 22.5734 | 22.356 | 23.4483 | 23.5247 | 23.7412 | 23.68
TSO | - | 31 | 34 | 35 | 2025 | Winter | Q, [%] | 2 | 2 | 18.47% | 18.76% | 18.95% | 18.96% | 19.17% | 19.57% | 19.18% | 17% | 16.59% | 17.03% | 17.37% | 17.78% | 17.31% | 17.6% | 17.96% | 18.44% | 19.25% | 17.71% | 18.35% | 18.18% | 19.06% | 19.13% | 19.3% | 19.25%
TSO | - | 31 | 35 | 34 | 2025 | Winter | Q, [MVAr] | 2 | 2 | -22.7978 | -23.158 | -23.4175 | -23.432 | -23.6767 | -24.1138 | -23.5352 | -20.7426 | -20.255 | -20.8036 | -21.2734 | -21.7618 | -21.1505 | -21.5611 | -22.0227 | -22.6052 | -23.5852 | -21.6249 | -22.4087 | -22.216 | -23.3205 | -23.4479 | -23.6947 | -23.7156
TSO | - | 31 | 35 | 34 | 2025 | Winter | Q, [%] | 2 | 2 | 18.53% | 18.83% | 19.04% | 19.05% | 19.25% | 19.6% | 19.13% | 16.86% | 16.47% | 16.91% | 17.3% | 17.69% | 17.2% | 17.53% | 17.9% | 18.38% | 19.17% | 17.58% | 18.22% | 18.06% | 18.96% | 19.06% | 19.26% | 19.28%
TSO | - | 31 | 34 | 35 | 2025 | Winter | S, [MVA] | 2 | 2 | 32.3333 | 31.9365 | 31.1628 | 30.9269 | 31.2962 | 34.2517 | 38.906 | 43.0366 | 42.6451 | 42.0203 | 40.0366 | 40.5397 | 42.0507 | 39.7793 | 39.0512 | 39.3709 | 40.1766 | 42.803 | 42.7675 | 41.9322 | 41.4432 | 39.3967 | 38.0873 | 34.4599
TSO | - | 31 | 34 | 35 | 2025 | Winter | S, [%] | 2 | 2 | 26.29% | 25.96% | 25.34% | 25.14% | 25.44% | 27.85% | 31.63% | 34.99% | 34.67% | 34.16% | 32.55% | 32.96% | 34.19% | 32.34% | 31.75% | 32.01% | 32.66% | 34.8% | 34.77% | 34.09% | 33.69% | 32.03% | 30.97% | 28.02%
TSO | - | 31 | 35 | 34 | 2025 | Winter | S, [MVA] | 2 | 2 | 32.3188 | 31.9313 | 31.1772 | 30.947 | 31.3087 | 34.1978 | 38.7536 | 42.7989 | 42.4175 | 41.8036 | 39.8602 | 40.3519 | 41.8324 | 39.6068 | 38.8946 | 39.2071 | 39.9941 | 42.5685 | 42.5313 | 41.7148 | 41.2348 | 39.2308 | 37.9486 | 34.4006
TSO | - | 31 | 35 | 34 | 2025 | Winter | S, [%] | 2 | 2 | 26.28% | 25.96% | 25.35% | 25.16% | 25.45% | 27.8% | 31.51% | 34.8% | 34.49% | 33.99% | 32.41% | 32.81% | 34.01% | 32.2% | 31.62% | 31.88% | 32.52% | 34.61% | 34.58% | 33.91% | 33.52% | 31.89% | 30.85% | 27.97%
TSO | - | 32 | 35 | 36 | 2025 | Winter | P, [MW] | 2 | 2 | 3.3685 | 3.3179 | 3.1233 | 3.0623 | 3.5537 | 4.978 | 3.934 | 8.1365 | 7.2325 | 5.6549 | 6.1864 | 4.6561 | 7.3955 | 5.3108 | 6.1871 | 6.5274 | 6.1076 | 7.5514 | 8.5601 | 8.1247 | 6.9343 | 6.5211 | 6.2695 | 3.4054
TSO | - | 32 | 35 | 36 | 2025 | Winter | P, [%] | 2 | 2 | 2.739% | 2.698% | 2.539% | 2.49% | 2.889% | 4.047% | 3.198% | 6.615% | 5.88% | 4.597% | 5.03% | 3.785% | 6.013% | 4.318% | 5.03% | 5.307% | 4.966% | 6.139% | 6.959% | 6.605% | 5.638% | 5.302% | 5.097% | 2.769%
TSO | - | 32 | 36 | 35 | 2025 | Winter | P, [MW] | 2 | 2 | -3.3339 | -3.2848 | -3.0894 | -3.0283 | -3.5186 | -4.9403 | -3.892 | -8.0934 | -7.1915 | -5.6096 | -6.1419 | -4.609 | -7.3469 | -5.2628 | -6.1407 | -6.4814 | -6.0592 | -7.5088 | -8.5132 | -8.0802 | -6.8902 | -6.4769 | -6.2285 | -3.3667
TSO | - | 32 | 36 | 35 | 2025 | Winter | P, [%] | 2 | 2 | 2.711% | 2.671% | 2.512% | 2.462% | 2.861% | 4.017% | 3.164% | 6.58% | 5.847% | 4.561% | 4.993% | 3.747% | 5.973% | 4.279% | 4.992% | 5.269% | 4.926% | 6.105% | 6.921% | 6.569% | 5.602% | 5.266% | 5.064% | 2.737%
TSO | - | 32 | 35 | 36 | 2025 | Winter | Q, [MVAr] | 2 | 2 | 19.3487 | 18.9048 | 19.1643 | 19.179 | 19.4236 | 19.8608 | 21.4293 | 20.5164 | 20.2974 | 21.9158 | 21.5841 | 22.608 | 22.2654 | 22.6755 | 22.0652 | 21.8298 | 22.5344 | 20.5786 | 21.3578 | 20.8967 | 21.1962 | 21.3236 | 20.4984 | 20.5194
TSO | - | 32 | 35 | 36 | 2025 | Winter | Q, [%] | 2 | 2 | 15.73% | 15.37% | 15.58% | 15.59% | 15.79% | 16.15% | 17.42% | 16.68% | 16.5% | 17.82% | 17.55% | 18.38% | 18.1% | 18.44% | 17.94% | 17.75% | 18.32% | 16.73% | 17.36% | 16.99% | 17.23% | 17.34% | 16.67% | 16.68%
TSO | - | 32 | 36 | 35 | 2025 | Winter | Q, [MVAr] | 2 | 2 | -19.6035 | -19.1633 | -19.4197 | -19.4342 | -19.6745 | -20.1037 | -21.6612 | -20.7447 | -20.5342 | -22.137 | -21.8084 | -22.8222 | -22.4742 | -22.8867 | -22.2821 | -22.0477 | -22.7425 | -20.8087 | -21.5714 | -21.1198 | -21.4201 | -21.5464 | -20.7315 | -20.7591
TSO | - | 32 | 36 | 35 | 2025 | Winter | Q, [%] | 2 | 2 | 15.94% | 15.58% | 15.79% | 15.8% | 16% | 16.34% | 17.61% | 16.87% | 16.69% | 18% | 17.73% | 18.55% | 18.27% | 18.61% | 18.12% | 17.92% | 18.49% | 16.92% | 17.54% | 17.17% | 17.41% | 17.52% | 16.85% | 16.88%
TSO | - | 32 | 35 | 36 | 2025 | Winter | S, [MVA] | 2 | 2 | 19.6397 | 19.1937 | 19.4172 | 19.4219 | 19.746 | 20.4751 | 21.7874 | 22.0709 | 21.5475 | 22.6336 | 22.4532 | 23.0824 | 23.4615 | 23.2891 | 22.9162 | 22.7848 | 23.3475 | 21.9204 | 23.0094 | 22.4206 | 22.3016 | 22.2985 | 21.4358 | 20.8001
TSO | - | 32 | 35 | 36 | 2025 | Winter | S, [%] | 2 | 2 | 15.97% | 15.6% | 15.79% | 15.79% | 16.05% | 16.65% | 17.71% | 17.94% | 17.52% | 18.4% | 18.25% | 18.77% | 19.07% | 18.93% | 18.63% | 18.52% | 18.98% | 17.82% | 18.71% | 18.23% | 18.13% | 18.13% | 17.43% | 16.91%
TSO | - | 32 | 36 | 35 | 2025 | Winter | S, [MVA] | 2 | 2 | 19.885 | 19.4427 | 19.6639 | 19.6687 | 19.9867 | 20.7018 | 22.008 | 22.2676 | 21.7571 | 22.8367 | 22.6567 | 23.283 | 23.6446 | 23.484 | 23.1128 | 22.9807 | 23.5358 | 22.122 | 23.1906 | 22.6127 | 22.5011 | 22.4989 | 21.6469 | 21.0303
TSO | - | 32 | 36 | 35 | 2025 | Winter | S, [%] | 2 | 2 | 16.17% | 15.81% | 15.99% | 15.99% | 16.25% | 16.83% | 17.89% | 18.1% | 17.69% | 18.57% | 18.42% | 18.93% | 19.22% | 19.09% | 18.79% | 18.68% | 19.13% | 17.99% | 18.85% | 18.38% | 18.29% | 18.29% | 17.6% | 17.1%
TSO | - | 33 | 42 | 72 | 2025 | Winter | P, [MW] | 2 | 2 | -16.5552 | -13.8961 | -11.7181 | -11.688 | -11.5744 | -19.1377 | -35.4781 | -35.2807 | -33.8576 | -29.9882 | -31.3743 | -34.7362 | -30.9608 | -31.7318 | -28.3255 | -24.6715 | -22.7856 | -32.3624 | -29.4856 | -29.0699 | -27.1383 | -23.9311 | -22.9353 | -20.2412
TSO | - | 33 | 42 | 72 | 2025 | Winter | P, [%] | 2 | 2 | 18.39% | 15.44% | 13.02% | 12.99% | 12.86% | 21.26% | 39.42% | 39.2% | 37.62% | 33.32% | 34.86% | 38.6% | 34.4% | 35.26% | 31.47% | 27.41% | 25.32% | 35.96% | 32.76% | 32.3% | 30.15% | 26.59% | 25.48% | 22.49%
TSO | - | 33 | 72 | 42 | 2025 | Winter | P, [MW] | 2 | 2 | 16.8307 | 14.1823 | 11.994 | 11.9609 | 11.8545 | 19.5097 | 36.154 | 35.8909 | 34.3841 | 30.4347 | 31.8532 | 35.343 | 31.4511 | 32.2616 | 28.7675 | 25.0472 | 23.1518 | 32.8857 | 29.9524 | 29.5144 | 27.5556 | 24.2998 | 23.3103 | 20.603
TSO | - | 33 | 72 | 42 | 2025 | Winter | P, [%] | 2 | 2 | 18.7% | 15.76% | 13.33% | 13.29% | 13.17% | 21.68% | 40.17% | 39.88% | 38.2% | 33.82% | 35.39% | 39.27% | 34.95% | 35.85% | 31.96% | 27.83% | 25.72% | 36.54% | 33.28% | 32.79% | 30.62% | 27% | 25.9% | 22.89%
TSO | - | 33 | 42 | 72 | 2025 | Winter | Q, [MVAr] | 2 | 2 | 17.9282 | 20.3881 | 21.1228 | 20.9944 | 21.3731 | 20.6611 | 16.2812 | 12.2 | 8.8417 | 10.8766 | 10.9418 | 13.3591 | 12.3973 | 13.8171 | 13.8799 | 15.1257 | 16.8668 | 12.2571 | 13.4792 | 12.6572 | 13.9866 | 15.4723 | 17.0979 | 19.2274
TSO | - | 33 | 42 | 72 | 2025 | Winter | Q, [%] | 2 | 2 | 19.92% | 22.65% | 23.47% | 23.33% | 23.75% | 22.96% | 18.09% | 13.56% | 9.824% | 12.09% | 12.16% | 14.84% | 13.77% | 15.35% | 15.42% | 16.81% | 18.74% | 13.62% | 14.98% | 14.06% | 15.54% | 17.19% | 19% | 21.36%
TSO | - | 33 | 72 | 42 | 2025 | Winter | Q, [MVAr] | 2 | 2 | -18.2931 | -20.7135 | -21.4655 | -21.3447 | -21.7038 | -20.7941 | -15.795 | -11.874 | -8.7206 | -10.911 | -10.9167 | -13.0398 | -12.3297 | -13.6579 | -13.9116 | -15.2953 | -17.042 | -12.1256 | -13.4558 | -12.6882 | -14.0653 | -15.645 | -17.2477 | -19.3938
TSO | - | 33 | 72 | 42 | 2025 | Winter | Q, [%] | 2 | 2 | 20.33% | 23.02% | 23.85% | 23.72% | 24.12% | 23.1% | 17.55% | 13.19% | 9.69% | 12.12% | 12.13% | 14.49% | 13.7% | 15.18% | 15.46% | 16.99% | 18.94% | 13.47% | 14.95% | 14.1% | 15.63% | 17.38% | 19.16% | 21.55%
TSO | - | 33 | 42 | 72 | 2025 | Winter | S, [MVA] | 2 | 2 | 24.4027 | 24.6734 | 24.1554 | 24.0287 | 24.3059 | 28.1626 | 39.0355 | 37.3305 | 34.993 | 31.8997 | 33.2276 | 37.2165 | 33.3506 | 34.6095 | 31.5434 | 28.9391 | 28.3492 | 34.6058 | 32.4205 | 31.7059 | 30.5305 | 28.4972 | 28.6071 | 27.9177
TSO | - | 33 | 42 | 72 | 2025 | Winter | S, [%] | 2 | 2 | 27.11% | 27.41% | 26.84% | 26.7% | 27.01% | 31.29% | 43.37% | 41.48% | 38.88% | 35.44% | 36.92% | 41.35% | 37.06% | 38.45% | 35.05% | 32.15% | 31.5% | 38.45% | 36.02% | 35.23% | 33.92% | 31.66% | 31.79% | 31.02%
TSO | - | 33 | 72 | 42 | 2025 | Winter | S, [MVA] | 2 | 2 | 24.8578 | 25.1035 | 24.5891 | 24.4675 | 24.7302 | 28.5135 | 39.4537 | 37.8041 | 35.4727 | 32.3314 | 33.6719 | 37.6718 | 33.7815 | 35.0336 | 31.9547 | 29.348 | 28.7478 | 35.05 | 32.836 | 32.1262 | 30.9378 | 28.9007 | 28.9975 | 28.2949
TSO | - | 33 | 72 | 42 | 2025 | Winter | S, [%] | 2 | 2 | 27.62% | 27.89% | 27.32% | 27.19% | 27.48% | 31.68% | 43.84% | 42% | 39.41% | 35.92% | 37.41% | 41.86% | 37.54% | 38.93% | 35.51% | 32.61% | 31.94% | 38.94% | 36.48% | 35.7% | 34.38% | 32.11% | 32.22% | 31.44%
TSO | - | 34 | 72 | 103 | 2025 | Winter | P, [MW] | 2 | 2 | -1.0754 | -2.1046 | -2.1492 | -3.0354 | -2.2722 | -2.9052 | 0.72159 | 1.1018 | 4.1459 | 6.0346 | 5.0839 | 5.0469 | 3.9261 | 3.7445 | 3.6717 | 1.1945 | -0.31612 | 1.769 | 2.0776 | 1.2565 | -1.1627 | -1.0007 | -2.0341 | -2.308
TSO | - | 34 | 72 | 103 | 2025 | Winter | P, [%] | 2 | 2 | 0.4372% | 0.8555% | 0.8737% | 1.234% | 0.9237% | 1.181% | 0.2933% | 0.4479% | 1.685% | 2.453% | 2.067% | 2.052% | 1.596% | 1.522% | 1.493% | 0.4856% | 0.1285% | 0.7191% | 0.8446% | 0.5108% | 0.4726% | 0.4068% | 0.8269% | 0.9382%
TSO | - | 34 | 103 | 72 | 2025 | Winter | P, [MW] | 2 | 2 | 1.1124 | 2.1532 | 2.2012 | 3.0892 | 2.3274 | 2.9568 | -0.69975 | -1.0937 | -4.1415 | -6.0261 | -5.0761 | -5.0352 | -3.9162 | -3.7321 | -3.6571 | -1.1773 | 0.3401 | -1.7638 | -2.0717 | -1.2514 | 1.1705 | 1.0135 | 2.0557 | 2.3394
TSO | - | 34 | 103 | 72 | 2025 | Winter | P, [%] | 2 | 2 | 0.4522% | 0.8753% | 0.8948% | 1.256% | 0.9461% | 1.202% | 0.2845% | 0.4446% | 1.684% | 2.45% | 2.063% | 2.047% | 1.592% | 1.517% | 1.487% | 0.4786% | 0.1383% | 0.717% | 0.8421% | 0.5087% | 0.4758% | 0.412% | 0.8356% | 0.951%
TSO | - | 34 | 72 | 103 | 2025 | Winter | Q, [MVAr] | 2 | 2 | -19.4159 | -21.8432 | -22.4853 | -22.7803 | -23.1032 | -22.3873 | -15.4436 | -9.7089 | -6.1312 | -7.7473 | -8.1259 | -10.4173 | -9.9106 | -11.1856 | -12.186 | -13.673 | -15.9096 | -7.7556 | -8.1589 | -7.7452 | -9.442 | -11.8064 | -14.9285 | -17.7419
TSO | - | 34 | 72 | 103 | 2025 | Winter | Q, [%] | 2 | 2 | 7.893% | 8.879% | 9.14% | 9.26% | 9.392% | 9.101% | 6.278% | 3.947% | 2.492% | 3.149% | 3.303% | 4.235% | 4.029% | 4.547% | 4.954% | 5.558% | 6.467% | 3.153% | 3.317% | 3.148% | 3.838% | 4.799% | 6.068% | 7.212%
TSO | - | 34 | 103 | 72 | 2025 | Winter | Q, [MVAr] | 2 | 2 | 18.1296 | 20.6248 | 21.2885 | 21.5884 | 21.922 | 21.1797 | 14.0419 | 8.2345 | 4.6139 | 6.28 | 6.6378 | 8.9596 | 8.456 | 9.7463 | 10.7614 | 12.2736 | 14.5585 | 6.271 | 6.705 | 6.28 | 8.0065 | 10.4106 | 13.5781 | 16.4476
TSO | - | 34 | 103 | 72 | 2025 | Winter | Q, [%] | 2 | 2 | 7.37% | 8.384% | 8.654% | 8.776% | 8.911% | 8.61% | 5.708% | 3.347% | 1.876% | 2.553% | 2.698% | 3.642% | 3.437% | 3.962% | 4.375% | 4.989% | 5.918% | 2.549% | 2.726% | 2.553% | 3.255% | 4.232% | 5.52% | 6.686%
TSO | - | 34 | 72 | 103 | 2025 | Winter | S, [MVA] | 2 | 2 | 19.4456 | 21.9444 | 22.5878 | 22.9817 | 23.2147 | 22.5751 | 15.4604 | 9.7712 | 7.4014 | 9.8202 | 9.5852 | 11.5755 | 10.6599 | 11.7957 | 12.7271 | 13.7251 | 15.9127 | 7.9548 | 8.4193 | 7.8465 | 9.5133 | 11.8487 | 15.0664 | 17.8914
TSO | - | 34 | 72 | 103 | 2025 | Winter | S, [%] | 2 | 2 | 7.905% | 8.92% | 9.182% | 9.342% | 9.437% | 9.177% | 6.285% | 3.972% | 3.009% | 3.992% | 3.896% | 4.705% | 4.333% | 4.795% | 5.174% | 5.579% | 6.469% | 3.234% | 3.422% | 3.19% | 3.867% | 4.817% | 6.125% | 7.273%
TSO | - | 34 | 103 | 72 | 2025 | Winter | S, [MVA] | 2 | 2 | 18.1637 | 20.7369 | 21.402 | 21.8083 | 22.0452 | 21.3851 | 14.0593 | 8.3068 | 6.2 | 8.7036 | 8.3563 | 10.2775 | 9.3188 | 10.4364 | 11.3658 | 12.33 | 14.5625 | 6.5143 | 7.0177 | 6.4035 | 8.0916 | 10.4599 | 13.7328 | 16.6131
TSO | - | 34 | 103 | 72 | 2025 | Winter | S, [%] | 2 | 2 | 7.384% | 8.43% | 8.7% | 8.865% | 8.961% | 8.693% | 5.715% | 3.377% | 2.52% | 3.538% | 3.397% | 4.178% | 3.788% | 4.242% | 4.62% | 5.012% | 5.92% | 2.648% | 2.853% | 2.603% | 3.289% | 4.252% | 5.582% | 6.753%
TSO | - | 36 | 1 | 2 | 2025 | Winter | P, [MW] | 2 | 2 | 21.6275 | 20.4904 | 19.2414 | 18.9722 | 18.6636 | 19.9458 | 23.8685 | 26.2936 | 28.5486 | 29.0573 | 28.0774 | 28.2982 | 28.5066 | 28.5732 | 27.0822 | 26.3187 | 26.8356 | 30.3833 | 29.7112 | 28.8713 | 28.677 | 26.5981 | 25.2191 | 23.597
TSO | - | 36 | 1 | 2 | 2025 | Winter | P, [%] | 2 | 2 | 54.07% | 51.23% | 48.1% | 47.43% | 46.66% | 49.86% | 59.67% | 65.73% | 71.37% | 72.64% | 70.19% | 70.75% | 71.27% | 71.43% | 67.71% | 65.8% | 67.09% | 75.96% | 74.28% | 72.18% | 71.69% | 66.5% | 63.05% | 58.99%
TSO | - | 36 | 2 | 1 | 2025 | Winter | P, [MW] | 2 | 2 | -21.5742 | -20.4422 | -19.1985 | -18.9304 | -18.6229 | -19.9001 | -23.8044 | -26.2167 | -28.4582 | -28.9637 | -27.99 | -28.2094 | -28.4165 | -28.4827 | -27.0007 | -26.2415 | -26.7555 | -30.281 | -29.6132 | -28.7787 | -28.5856 | -26.5192 | -25.1477 | -23.5342
TSO | - | 36 | 2 | 1 | 2025 | Winter | P, [%] | 2 | 2 | 53.94% | 51.11% | 48% | 47.33% | 46.56% | 49.75% | 59.51% | 65.54% | 71.15% | 72.41% | 69.98% | 70.52% | 71.04% | 71.21% | 67.5% | 65.6% | 66.89% | 75.7% | 74.03% | 71.95% | 71.46% | 66.3% | 62.87% | 58.84%
TSO | - | 36 | 1 | 2 | 2025 | Winter | Q, [MVAr] | 2 | 2 | -1.8878 | -2.3399 | -2.7866 | -2.7912 | -2.9676 | -2.3577 | -0.86431 | 1.143 | 2.3486 | 2.7285 | 2.1266 | 2.2911 | 2.1973 | 2.2058 | 1.1988 | 0.53131 | 0.81435 | 2.5047 | 2.1304 | 1.7703 | 1.1802 | 0.35071 | -0.55432 | -1.144
TSO | - | 36 | 1 | 2 | 2025 | Winter | Q, [%] | 2 | 2 | 4.719% | 5.85% | 6.966% | 6.978% | 7.419% | 5.894% | 2.161% | 2.858% | 5.872% | 6.821% | 5.316% | 5.728% | 5.493% | 5.514% | 2.997% | 1.328% | 2.036% | 6.262% | 5.326% | 4.426% | 2.951% | 0.8768% | 1.386% | 2.86%
TSO | - | 36 | 2 | 1 | 2025 | Winter | Q, [MVAr] | 2 | 2 | 3.4681 | 3.7701 | 4.0611 | 4.0311 | 4.1731 | 3.7141 | 2.7651 | 1.1361 | 0.33211 | 0.048087 | 0.46711 | 0.34309 | 0.4761 | 0.48009 | 1.2191 | 1.7581 | 1.5631 | 0.53109 | 0.77408 | 0.97408 | 1.5321 | 1.9901 | 2.6711 | 3.0071
TSO | - | 36 | 2 | 1 | 2025 | Winter | Q, [%] | 2 | 2 | 8.67% | 9.425% | 10.15% | 10.08% | 10.43% | 9.285% | 6.913% | 2.84% | 0.8303% | 0.1202% | 1.168% | 0.8577% | 1.19% | 1.2% | 3.048% | 4.395% | 3.908% | 1.328% | 1.935% | 2.435% | 3.83% | 4.975% | 6.678% | 7.518%
TSO | - | 36 | 1 | 2 | 2025 | Winter | S, [MVA] | 2 | 2 | 21.7098 | 20.6236 | 19.4422 | 19.1764 | 18.898 | 20.0847 | 23.8841 | 26.3184 | 28.645 | 29.1851 | 28.1579 | 28.3908 | 28.5912 | 28.6583 | 27.1088 | 26.3241 | 26.848 | 30.4864 | 29.7874 | 28.9255 | 28.7013 | 26.6004 | 25.2252 | 23.6247
TSO | - | 36 | 1 | 2 | 2025 | Winter | S, [%] | 2 | 2 | 54.27% | 51.56% | 48.61% | 47.94% | 47.25% | 50.21% | 59.71% | 65.8% | 71.61% | 72.96% | 70.39% | 70.98% | 71.48% | 71.65% | 67.77% | 65.81% | 67.12% | 76.22% | 74.47% | 72.31% | 71.75% | 66.5% | 63.06% | 59.06%
TSO | - | 36 | 2 | 1 | 2025 | Winter | S, [MVA] | 2 | 2 | 21.8512 | 20.7869 | 19.6233 | 19.3548 | 19.0848 | 20.2437 | 23.9644 | 26.2414 | 28.4601 | 28.9637 | 27.9939 | 28.2115 | 28.4205 | 28.4867 | 27.0282 | 26.3004 | 26.8011 | 30.2856 | 29.6234 | 28.7952 | 28.6266 | 26.5938 | 25.2892 | 23.7255
TSO | - | 36 | 2 | 1 | 2025 | Winter | S, [%] | 2 | 2 | 54.63% | 51.97% | 49.06% | 48.39% | 47.71% | 50.61% | 59.91% | 65.6% | 71.15% | 72.41% | 69.98% | 70.53% | 71.05% | 71.22% | 67.57% | 65.75% | 67% | 75.71% | 74.06% | 71.99% | 71.57% | 66.48% | 63.22% | 59.31%
TSO | - | 38 | 8 | 72 | 2025 | Winter | P, [MW] | 2 | 2 | 52.1857 | 39.7116 | 35.7728 | 34.8947 | 35.4063 | 42.6011 | 68.9939 | 80.214 | 86.3906 | 88.3579 | 84.0946 | 82.1882 | 79.4968 | 81.7765 | 76.8165 | 71.2847 | 68.575 | 89.9647 | 85.0192 | 85.0654 | 81.1237 | 74.5175 | 67.8057 | 61.3801
TSO | - | 38 | 8 | 72 | 2025 | Winter | P, [%] | 2 | 2 | 17.4% | 13.24% | 11.92% | 11.63% | 11.8% | 14.2% | 23% | 26.74% | 28.8% | 29.45% | 28.03% | 27.4% | 26.5% | 27.26% | 25.61% | 23.76% | 22.86% | 29.99% | 28.34% | 28.36% | 27.04% | 24.84% | 22.6% | 20.46%
TSO | - | 38 | 72 | 8 | 2025 | Winter | P, [MW] | 2 | 2 | -52.1557 | -39.6872 | -35.7497 | -34.8717 | -35.3827 | -42.5741 | -68.9495 | -80.1603 | -86.3321 | -88.2945 | -84.0387 | -82.1326 | -79.444 | -81.7203 | -76.7665 | -71.2399 | -68.5304 | -89.8986 | -84.9585 | -85.0053 | -81.0668 | -74.4673 | -67.762 | -61.3401
TSO | - | 38 | 72 | 8 | 2025 | Winter | P, [%] | 2 | 2 | 17.39% | 13.23% | 11.92% | 11.62% | 11.79% | 14.19% | 22.98% | 26.72% | 28.78% | 29.43% | 28.01% | 27.38% | 26.48% | 27.24% | 25.59% | 23.75% | 22.84% | 29.97% | 28.32% | 28.34% | 27.02% | 24.82% | 22.59% | 20.45%
TSO | - | 38 | 8 | 72 | 2025 | Winter | Q, [MVAr] | 2 | 2 | -29.3433 | -35.6432 | -37.2007 | -37.9034 | -38.1614 | -36.3145 | -28.1449 | -21.2312 | -15.006 | -17.5255 | -13.9401 | -18.9176 | -19.6578 | -20.2671 | -19.5649 | -21.8622 | -26.7973 | -19.5288 | -20.2665 | -19.1491 | -22.5638 | -24.1443 | -25.973 | -31.061
TSO | - | 38 | 8 | 72 | 2025 | Winter | Q, [%] | 2 | 2 | 9.781% | 11.88% | 12.4% | 12.63% | 12.72% | 12.1% | 9.382% | 7.077% | 5.002% | 5.842% | 4.647% | 6.306% | 6.553% | 6.756% | 6.522% | 7.287% | 8.932% | 6.51% | 6.756% | 6.383% | 7.521% | 8.048% | 8.658% | 10.35%
TSO | - | 38 | 72 | 8 | 2025 | Winter | Q, [MVAr] | 2 | 2 | 30.6196 | 36.6836 | 38.1825 | 38.8813 | 39.1645 | 37.4606 | 30.0317 | 23.5164 | 17.4926 | 20.2192 | 16.3172 | 21.2802 | 21.901 | 22.6547 | 21.6882 | 23.7662 | 28.6949 | 22.3363 | 22.8472 | 21.7012 | 24.9847 | 26.2767 | 27.8293 | 32.7616
TSO | - | 38 | 72 | 8 | 2025 | Winter | Q, [%] | 2 | 2 | 10.21% | 12.23% | 12.73% | 12.96% | 13.05% | 12.49% | 10.01% | 7.839% | 5.831% | 6.74% | 5.439% | 7.093% | 7.3% | 7.552% | 7.229% | 7.922% | 9.565% | 7.445% | 7.616% | 7.234% | 8.328% | 8.759% | 9.276% | 10.92%
TSO | - | 38 | 8 | 72 | 2025 | Winter | S, [MVA] | 2 | 2 | 59.8697 | 53.3615 | 51.6099 | 51.52 | 52.0567 | 55.9785 | 74.5137 | 82.9762 | 87.6841 | 90.0792 | 85.2422 | 84.3373 | 81.8912 | 84.2506 | 79.2689 | 74.5618 | 73.6249 | 92.0598 | 87.4014 | 87.1941 | 84.2032 | 78.3313 | 72.6099 | 68.7917
TSO | - | 38 | 8 | 72 | 2025 | Winter | S, [%] | 2 | 2 | 19.96% | 17.79% | 17.2% | 17.17% | 17.35% | 18.66% | 24.84% | 27.66% | 29.23% | 30.03% | 28.41% | 28.11% | 27.3% | 28.08% | 26.42% | 24.85% | 24.54% | 30.69% | 29.13% | 29.06% | 28.07% | 26.11% | 24.2% | 22.93%
TSO | - | 38 | 72 | 8 | 2025 | Winter | S, [MVA] | 2 | 2 | 60.4796 | 54.044 | 52.3062 | 52.2283 | 52.7806 | 56.7085 | 75.2059 | 83.5385 | 88.0864 | 90.58 | 85.6081 | 84.8446 | 82.4076 | 84.8024 | 79.7714 | 75.0996 | 74.2954 | 92.6319 | 87.9769 | 87.7317 | 84.8295 | 78.9673 | 73.254 | 69.5408
TSO | - | 38 | 72 | 8 | 2025 | Winter | S, [%] | 2 | 2 | 20.16% | 18.01% | 17.44% | 17.41% | 17.59% | 18.9% | 25.07% | 27.85% | 29.36% | 30.19% | 28.54% | 28.28% | 27.47% | 28.27% | 26.59% | 25.03% | 24.77% | 30.88% | 29.33% | 29.24% | 28.28% | 26.32% | 24.42% | 23.18%
TSO | - | 41 | 11 | 12 | 2025 | Winter | P, [MW] | 2 | 2 | 190.0733 | 169.7855 | 158.9287 | 154.1785 | 147.7162 | 162.7104 | 225.9371 | 247.1127 | 266.6078 | 266.0481 | 276.751 | 284.3828 | 273.4353 | 275.1789 | 258.2142 | 247.6352 | 249.6114 | 301.6148 | 293.8651 | 291.2255 | 291.1217 | 271.2285 | 254.4806 | 225.9492
TSO | - | 41 | 11 | 12 | 2025 | Winter | P, [%] | 2 | 2 | 31.68% | 28.3% | 26.49% | 25.7% | 24.62% | 27.12% | 37.66% | 41.19% | 44.43% | 44.34% | 46.13% | 47.4% | 45.57% | 45.86% | 43.04% | 41.27% | 41.6% | 50.27% | 48.98% | 48.54% | 48.52% | 45.2% | 42.41% | 37.66%
TSO | - | 41 | 12 | 11 | 2025 | Winter | P, [MW] | 2 | 2 | -189.9432 | -169.6774 | -158.8331 | -154.088 | -147.6324 | -162.611 | -225.7651 | -246.9117 | -266.3788 | -265.8139 | -276.5003 | -284.1151 | -273.1856 | -274.9254 | -257.9899 | -247.4269 | -249.3959 | -301.3139 | -293.5738 | -290.9407 | -290.8343 | -270.9756 | -254.2552 | -225.7683
TSO | - | 41 | 12 | 11 | 2025 | Winter | P, [%] | 2 | 2 | 31.66% | 28.28% | 26.47% | 25.68% | 24.61% | 27.1% | 37.63% | 41.15% | 44.4% | 44.3% | 46.08% | 47.35% | 45.53% | 45.82% | 43% | 41.24% | 41.57% | 50.22% | 48.93% | 48.49% | 48.47% | 45.16% | 42.38% | 37.63%
TSO | - | 41 | 11 | 12 | 2025 | Winter | Q, [MVAr] | 2 | 2 | -23.1182 | -29.8245 | -28.9418 | -30.5652 | -31.2816 | -29.4778 | -5.2549 | 12.5011 | 20.8896 | 28.0212 | 32.8118 | 32.4697 | 35.1332 | 30.0597 | 27.4788 | 16.9969 | 15.4652 | 40.6691 | 41.0133 | 41.9237 | 32.3576 | 18.7626 | 9.4032 | 1.7314
TSO | - | 41 | 11 | 12 | 2025 | Winter | Q, [%] | 2 | 2 | 3.853% | 4.971% | 4.824% | 5.094% | 5.214% | 4.913% | 0.8758% | 2.084% | 3.482% | 4.67% | 5.469% | 5.412% | 5.856% | 5.01% | 4.58% | 2.833% | 2.578% | 6.778% | 6.836% | 6.987% | 5.393% | 3.127% | 1.567% | 0.2886%
TSO | - | 41 | 12 | 11 | 2025 | Winter | Q, [MVAr] | 2 | 2 | 30.8963 | 36.2823 | 34.6536 | 35.9709 | 36.2935 | 35.4219 | 15.5382 | -0.48594 | -7.1967 | -14.0206 | -17.8253 | -16.4667 | -20.2084 | -14.9073 | -14.0681 | -4.5503 | -2.5869 | -22.6835 | -23.5984 | -24.9001 | -15.177 | -3.6419 | 4.065 | 9.0814
TSO | - | 41 | 12 | 11 | 2025 | Winter | Q, [%] | 2 | 2 | 5.149% | 6.047% | 5.776% | 5.995% | 6.049% | 5.904% | 2.59% | 0.08099% | 1.199% | 2.337% | 2.971% | 2.744% | 3.368% | 2.485% | 2.345% | 0.7584% | 0.4311% | 3.781% | 3.933% | 4.15% | 2.53% | 0.607% | 0.6775% | 1.514%
TSO | - | 41 | 11 | 12 | 2025 | Winter | S, [MVA] | 2 | 2 | 191.4741 | 172.3851 | 161.5424 | 157.179 | 150.9921 | 165.3591 | 225.9982 | 247.4287 | 267.425 | 267.5197 | 278.6893 | 286.2305 | 275.6832 | 276.8159 | 259.6722 | 248.2178 | 250.09 | 304.3443 | 296.7133 | 294.2276 | 292.9144 | 271.8767 | 254.6542 | 225.9558
TSO | - | 41 | 11 | 12 | 2025 | Winter | S, [%] | 2 | 2 | 31.91% | 28.73% | 26.92% | 26.2% | 25.17% | 27.56% | 37.67% | 41.24% | 44.57% | 44.59% | 46.45% | 47.71% | 45.95% | 46.14% | 43.28% | 41.37% | 41.68% | 50.72% | 49.45% | 49.04% | 48.82% | 45.31% | 42.44% | 37.66%
TSO | - | 41 | 12 | 11 | 2025 | Winter | S, [MVA] | 2 | 2 | 192.4396 | 173.5132 | 162.5695 | 158.2309 | 152.0281 | 166.4243 | 226.2991 | 246.9122 | 266.476 | 266.1834 | 277.0742 | 284.5919 | 273.9321 | 275.3293 | 258.3732 | 247.4688 | 249.4093 | 302.1665 | 294.5207 | 292.0043 | 291.23 | 271 | 254.2877 | 225.9509
TSO | - | 41 | 12 | 11 | 2025 | Winter | S, [%] | 2 | 2 | 32.07% | 28.92% | 27.09% | 26.37% | 25.34% | 27.74% | 37.72% | 41.15% | 44.41% | 44.36% | 46.18% | 47.43% | 45.66% | 45.89% | 43.06% | 41.24% | 41.57% | 50.36% | 49.09% | 48.67% | 48.54% | 45.17% | 42.38% | 37.66%
TSO | - | 44 | 13 | 14 | 2025 | Winter | P, [MW] | 2 | 2 | 32.3791 | 33.5081 | 32.1234 | 30.652 | 28.833 | 30.128 | 37.8165 | 34.3715 | 36.8267 | 36.8556 | 42.2456 | 47.6744 | 43.6668 | 44.1077 | 41.1039 | 39.4353 | 41.1304 | 44.3647 | 44.8757 | 43.2556 | 44.5931 | 42.9568 | 42.2905 | 38.0951
TSO | - | 44 | 13 | 14 | 2025 | Winter | P, [%] | 2 | 2 | 8.095% | 8.377% | 8.031% | 7.663% | 7.208% | 7.532% | 9.454% | 8.593% | 9.207% | 9.214% | 10.56% | 11.92% | 10.92% | 11.03% | 10.28% | 9.859% | 10.28% | 11.09% | 11.22% | 10.81% | 11.15% | 10.74% | 10.57% | 9.524%
TSO | - | 44 | 14 | 13 | 2025 | Winter | P, [MW] | 2 | 2 | -32.3744 | -33.5031 | -32.1188 | -30.6478 | -28.8292 | -30.124 | -37.8101 | -34.3662 | -36.8206 | -36.8495 | -42.2375 | -47.6641 | -43.6583 | -44.099 | -41.0963 | -39.4283 | -41.1228 | -44.3558 | -44.8666 | -43.2472 | -44.5841 | -42.9485 | -42.2824 | -38.0886
TSO | - | 44 | 14 | 13 | 2025 | Winter | P, [%] | 2 | 2 | 8.094% | 8.376% | 8.03% | 7.662% | 7.207% | 7.531% | 9.453% | 8.592% | 9.205% | 9.212% | 10.56% | 11.92% | 10.91% | 11.02% | 10.27% | 9.857% | 10.28% | 11.09% | 11.22% | 10.81% | 11.15% | 10.74% | 10.57% | 9.522%
TSO | - | 44 | 13 | 14 | 2025 | Winter | Q, [MVAr] | 2 | 2 | -0.37177 | -0.38475 | -0.36884 | -0.35192 | -0.33103 | -0.34594 | -0.43438 | -0.39467 | -0.42287 | -0.42321 | -0.48511 | -0.54747 | -0.50143 | -0.5065 | -0.472 | -0.45282 | -0.47229 | -0.50943 | -0.5153 | -0.4967 | -0.51205 | -0.49326 | -0.48561 | -0.43742
TSO | - | 44 | 13 | 14 | 2025 | Winter | Q, [%] | 2 | 2 | 0.09294% | 0.09619% | 0.09221% | 0.08798% | 0.08276% | 0.08648% | 0.1086% | 0.09867% | 0.1057% | 0.1058% | 0.1213% | 0.1369% | 0.1254% | 0.1266% | 0.118% | 0.1132% | 0.1181% | 0.1274% | 0.1288% | 0.1242% | 0.128% | 0.1233% | 0.1214% | 0.1094%
TSO | - | 44 | 14 | 13 | 2025 | Winter | Q, [MVAr] | 2 | 2 | 0.78257 | 0.82471 | 0.77315 | 0.72001 | 0.65669 | 0.70154 | 0.99485 | 0.85765 | 0.95443 | 0.9556 | 1.1847 | 1.4385 | 1.2489 | 1.2691 | 1.1342 | 1.0623 | 1.1354 | 1.281 | 1.3048 | 1.2302 | 1.2916 | 1.2166 | 1.1867 | 1.0062
TSO | - | 44 | 14 | 13 | 2025 | Winter | Q, [%] | 2 | 2 | 0.1956% | 0.2062% | 0.1933% | 0.18% | 0.1642% | 0.1754% | 0.2487% | 0.2144% | 0.2386% | 0.2389% | 0.2962% | 0.3596% | 0.3122% | 0.3173% | 0.2836% | 0.2656% | 0.2838% | 0.3203% | 0.3262% | 0.3075% | 0.3229% | 0.3042% | 0.2967% | 0.2515%
TSO | - | 44 | 13 | 14 | 2025 | Winter | S, [MVA] | 2 | 2 | 32.3813 | 33.5103 | 32.1255 | 30.654 | 28.8349 | 30.13 | 37.819 | 34.3738 | 36.8291 | 36.858 | 42.2484 | 47.6775 | 43.6697 | 44.1106 | 41.1066 | 39.4379 | 41.1331 | 44.3676 | 44.8786 | 43.2585 | 44.596 | 42.9596 | 42.2932 | 38.0976
TSO | - | 44 | 13 | 14 | 2025 | Winter | S, [%] | 2 | 2 | 8.095% | 8.378% | 8.031% | 7.664% | 7.209% | 7.533% | 9.455% | 8.593% | 9.207% | 9.215% | 10.56% | 11.92% | 10.92% | 11.03% | 10.28% | 9.859% | 10.28% | 11.09% | 11.22% | 10.81% | 11.15% | 10.74% | 10.57% | 9.524%
TSO | - | 44 | 14 | 13 | 2025 | Winter | S, [MVA] | 2 | 2 | 32.3839 | 33.5132 | 32.1281 | 30.6562 | 28.8367 | 30.1321 | 37.8232 | 34.3769 | 36.833 | 36.8619 | 42.2541 | 47.6858 | 43.6761 | 44.1172 | 41.112 | 39.4426 | 41.1385 | 44.3743 | 44.8856 | 43.2647 | 44.6028 | 42.9657 | 42.2991 | 38.1018
TSO | - | 44 | 14 | 13 | 2025 | Winter | S, [%] | 2 | 2 | 8.096% | 8.378% | 8.032% | 7.664% | 7.209% | 7.533% | 9.456% | 8.594% | 9.208% | 9.215% | 10.56% | 11.92% | 10.92% | 11.03% | 10.28% | 9.861% | 10.28% | 11.09% | 11.22% | 10.82% | 11.15% | 10.74% | 10.57% | 9.525%
TSO | - | 45 | 13 | 15 | 2025 | Winter | P, [MW] | 2 | 2 | 126.1469 | 109.6862 | 101.6723 | 97.6221 | 96.4033 | 106.848 | 166.4121 | 171.3803 | 187.5631 | 192.9365 | 196.8033 | 206.013 | 190.8332 | 196.6137 | 182.9949 | 168.2009 | 164.4662 | 203.3283 | 194.7176 | 190.8902 | 184.4858 | 172.1305 | 161.0734 | 146.8424
TSO | - | 45 | 13 | 15 | 2025 | Winter | P, [%] | 2 | 2 | 21.02% | 18.28% | 16.95% | 16.27% | 16.07% | 17.81% | 27.74% | 28.56% | 31.26% | 32.16% | 32.8% | 34.34% | 31.81% | 32.77% | 30.5% | 28.03% | 27.41% | 33.89% | 32.45% | 31.82% | 30.75% | 28.69% | 26.85% | 24.47%
TSO | - | 45 | 15 | 13 | 2025 | Winter | P, [MW] | 2 | 2 | -126.0964 | -109.6421 | -101.6318 | -97.5838 | -96.3654 | -106.8057 | -166.3387 | -171.3067 | -187.4778 | -192.8443 | -196.7084 | -205.9076 | -190.742 | -196.5163 | -182.9095 | -168.1266 | -164.3927 | -203.226 | -194.6218 | -190.7985 | -184.3983 | -172.0521 | -161.0014 | -146.7788
TSO | - | 45 | 15 | 13 | 2025 | Winter | P, [%] | 2 | 2 | 21.02% | 18.27% | 16.94% | 16.26% | 16.06% | 17.8% | 27.72% | 28.55% | 31.25% | 32.14% | 32.78% | 34.32% | 31.79% | 32.75% | 30.48% | 28.02% | 27.4% | 33.87% | 32.44% | 31.8% | 30.73% | 28.68% | 26.83% | 24.46%
TSO | - | 45 | 13 | 15 | 2025 | Winter | Q, [MVAr] | 2 | 2 | -53.99 | -63.4779 | -65.5969 | -65.8746 | -66.1032 | -63.0992 | -34.2795 | -16.1119 | -2.3365 | -2.0659 | -3.2453 | -8.5734 | -9.7368 | -11.8338 | -17.2267 | -26.0471 | -32.435 | -6.6349 | -8.3011 | -9.3279 | -16.6154 | -24.108 | -36.5549 | -45.6553
TSO | - | 45 | 13 | 15 | 2025 | Winter | Q, [%] | 2 | 2 | 8.998% | 10.58% | 10.93% | 10.98% | 11.02% | 10.52% | 5.713% | 2.685% | 0.3894% | 0.3443% | 0.5409% | 1.429% | 1.623% | 1.972% | 2.871% | 4.341% | 5.406% | 1.106% | 1.384% | 1.555% | 2.769% | 4.018% | 6.092% | 7.609%
TSO | - | 45 | 15 | 13 | 2025 | Winter | Q, [MVAr] | 2 | 2 | 57.8417 | 66.8426 | 68.6882 | 68.7994 | 68.9972 | 66.3227 | 39.8809 | 21.7265 | 8.8417 | 9.1017 | 10.4849 | 16.616 | 16.6923 | 19.2606 | 23.7405 | 31.7164 | 38.0382 | 14.446 | 15.605 | 16.321 | 23.2905 | 30.0926 | 42.046 | 50.5058
TSO | - | 45 | 15 | 13 | 2025 | Winter | Q, [%] | 2 | 2 | 9.64% | 11.14% | 11.45% | 11.47% | 11.5% | 11.05% | 6.647% | 3.621% | 1.474% | 1.517% | 1.747% | 2.769% | 2.782% | 3.21% | 3.957% | 5.286% | 6.34% | 2.408% | 2.601% | 2.72% | 3.882% | 5.015% | 7.008% | 8.418%
TSO | - | 45 | 13 | 15 | 2025 | Winter | S, [MVA] | 2 | 2 | 137.215 | 126.73 | 120.9967 | 117.769 | 116.8899 | 124.0887 | 169.9061 | 172.136 | 187.5777 | 192.9475 | 196.83 | 206.1913 | 191.0814 | 196.9695 | 183.804 | 170.2058 | 167.634 | 203.4366 | 194.8944 | 191.118 | 185.2325 | 173.8105 | 165.1693 | 153.7761
TSO | - | 45 | 13 | 15 | 2025 | Winter | S, [%] | 2 | 2 | 22.87% | 21.12% | 20.17% | 19.63% | 19.48% | 20.68% | 28.32% | 28.69% | 31.26% | 32.16% | 32.81% | 34.37% | 31.85% | 32.83% | 30.63% | 28.37% | 27.94% | 33.91% | 32.48% | 31.85% | 30.87% | 28.97% | 27.53% | 25.63%
TSO | - | 45 | 15 | 13 | 2025 | Winter | S, [MVA] | 2 | 2 | 138.7299 | 128.4107 | 122.6666 | 119.3983 | 118.5196 | 125.7225 | 171.0528 | 172.6789 | 187.6862 | 193.0589 | 196.9876 | 206.5769 | 191.471 | 197.4579 | 184.4438 | 171.0921 | 168.7361 | 203.7387 | 195.2465 | 191.4953 | 185.8633 | 174.6639 | 166.4011 | 155.2252
TSO | - | 45 | 15 | 13 | 2025 | Winter | S, [%] | 2 | 2 | 23.12% | 21.4% | 20.44% | 19.9% | 19.75% | 20.95% | 28.51% | 28.78% | 31.28% | 32.18% | 32.83% | 34.43% | 31.91% | 32.91% | 30.74% | 28.52% | 28.12% | 33.96% | 32.54% | 31.92% | 30.98% | 29.11% | 27.73% | 25.87%
TSO | - | 47 | 19 | 20 | 2025 | Winter | P, [MW] | 2 | 2 | 4.282 | 4.2978 | 4.2467 | 4.1687 | 4.5338 | 4.2127 | 4.3382 | 3.3753 | 2.89 | 2.5474 | 3.0307 | 3.4381 | 3.8021 | 4.2105 | 4.1113 | 3.6132 | 3.5903 | 3.9686 | 3.9396 | 3.794 | 3.9034 | 4.383 | 4.4432 | 4.1322
TSO | - | 47 | 19 | 20 | 2025 | Winter | P, [%] | 2 | 2 | 21.41% | 21.49% | 21.23% | 20.84% | 22.67% | 21.06% | 21.69% | 16.88% | 14.45% | 12.74% | 15.15% | 17.19% | 19.01% | 21.05% | 20.56% | 18.07% | 17.95% | 19.84% | 19.7% | 18.97% | 19.52% | 21.91% | 22.22% | 20.66%
TSO | - | 47 | 20 | 19 | 2025 | Winter | P, [MW] | 2 | 2 | -4.2768 | -4.2926 | -4.2416 | -4.1638 | -4.5281 | -4.2078 | -4.3329 | -3.3721 | -2.8877 | -2.5456 | -3.0281 | -3.4346 | -3.7979 | -4.2053 | -4.1066 | -3.6096 | -3.5866 | -3.9639 | -3.9351 | -3.7897 | -3.8991 | -4.3776 | -4.4377 | -4.1274
TSO | - | 47 | 20 | 19 | 2025 | Winter | P, [%] | 2 | 2 | 21.38% | 21.46% | 21.21% | 20.82% | 22.64% | 21.04% | 21.66% | 16.86% | 14.44% | 12.73% | 15.14% | 17.17% | 18.99% | 21.03% | 20.53% | 18.05% | 17.93% | 19.82% | 19.68% | 18.95% | 19.5% | 21.89% | 22.19% | 20.64%
TSO | - | 47 | 19 | 20 | 2025 | Winter | Q, [MVAr] | 2 | 2 | -0.073087 | -0.072067 | -0.073665 | -0.076326 | -0.055848 | -0.068344 | -0.070895 | -0.10479 | -0.11869 | -0.12719 | -0.1149 | -0.66856 | -0.84511 | -0.83018 | -0.079674 | -0.097228 | -0.29251 | -0.86103 | -0.86206 | -0.86721 | -0.10921 | -0.091087 | -0.088662 | -0.10069
TSO | - | 47 | 19 | 20 | 2025 | Winter | Q, [%] | 2 | 2 | 0.3654% | 0.3603% | 0.3683% | 0.3816% | 0.2792% | 0.3417% | 0.3545% | 0.524% | 0.5934% | 0.6359% | 0.5745% | 3.343% | 4.226% | 4.151% | 0.3984% | 0.4861% | 1.463% | 4.305% | 4.31% | 4.336% | 0.5461% | 0.4554% | 0.4433% | 0.5034%
TSO | - | 47 | 20 | 19 | 2025 | Winter | Q, [MVAr] | 2 | 2 | 0.15695 | 0.15656 | 0.15617 | 0.15584 | 0.14985 | 0.14954 | 0.15697 | 0.15697 | 0.15698 | 0.15697 | 0.15699 | 0.72498 | 0.91498 | 0.91498 | 0.157 | 0.15699 | 0.35197 | 0.93698 | 0.93698 | 0.93698 | 0.17897 | 0.17897 | 0.17897 | 0.17884
TSO | - | 47 | 20 | 19 | 2025 | Winter | Q, [%] | 2 | 2 | 0.7847% | 0.7828% | 0.7808% | 0.7792% | 0.7492% | 0.7477% | 0.7848% | 0.7848% | 0.7849% | 0.7849% | 0.785% | 3.625% | 4.575% | 4.575% | 0.785% | 0.785% | 1.76% | 4.685% | 4.685% | 4.685% | 0.8948% | 0.8949% | 0.8949% | 0.8942%
TSO | - | 47 | 19 | 20 | 2025 | Winter | S, [MVA] | 2 | 2 | 4.2826 | 4.2984 | 4.2473 | 4.1694 | 4.5342 | 4.2133 | 4.3388 | 3.3769 | 2.8925 | 2.5506 | 3.0329 | 3.5025 | 3.8949 | 4.2915 | 4.1121 | 3.6145 | 3.6021 | 4.0609 | 4.0329 | 3.8918 | 3.9049 | 4.3839 | 4.4441 | 4.1334
TSO | - | 47 | 19 | 20 | 2025 | Winter | S, [%] | 2 | 2 | 21.41% | 21.49% | 21.24% | 20.85% | 22.67% | 21.07% | 21.69% | 16.88% | 14.46% | 12.75% | 15.16% | 17.51% | 19.47% | 21.46% | 20.56% | 18.07% | 18.01% | 20.3% | 20.16% | 19.46% | 19.52% | 21.92% | 22.22% | 20.67%
TSO | - | 47 | 20 | 19 | 2025 | Winter | S, [MVA] | 2 | 2 | 4.2797 | 4.2954 | 4.2445 | 4.1668 | 4.5305 | 4.2104 | 4.3358 | 3.3758 | 2.8919 | 2.5504 | 3.0322 | 3.5103 | 3.9065 | 4.3037 | 4.1096 | 3.613 | 3.6038 | 4.0731 | 4.0451 | 3.9038 | 3.9032 | 4.3812 | 4.4413 | 4.1313
TSO | - | 47 | 20 | 19 | 2025 | Winter | S, [%] | 2 | 2 | 21.4% | 21.48% | 21.22% | 20.83% | 22.65% | 21.05% | 21.68% | 16.88% | 14.46% | 12.75% | 15.16% | 17.55% | 19.53% | 21.52% | 20.55% | 18.06% | 18.02% | 20.37% | 20.23% | 19.52% | 19.52% | 21.91% | 22.21% | 20.66%
TSO | - | 48 | 19 | 21 | 2025 | Winter | P, [MW] | 2 | 2 | 7.3101 | 6.9018 | 6.4311 | 6.3293 | 6.1295 | 6.6165 | 9.852 | 11.0477 | 11.7509 | 11.8584 | 11.2659 | 11.7949 | 11.9499 | 11.9865 | 10.7537 | 10.0828 | 10.4198 | 12.4008 | 11.6104 | 11.3589 | 11.202 | 10.3286 | 9.3582 | 8.4469
TSO | - | 48 | 19 | 21 | 2025 | Winter | P, [%] | 2 | 2 | 36.55% | 34.51% | 32.16% | 31.65% | 30.65% | 33.08% | 49.26% | 55.24% | 58.75% | 59.29% | 56.33% | 58.97% | 59.75% | 59.93% | 53.77% | 50.41% | 52.1% | 62% | 58.05% | 56.79% | 56.01% | 51.64% | 46.79% | 42.23%
TSO | - | 48 | 21 | 19 | 2025 | Winter | P, [MW] | 2 | 2 | -7.2944 | -6.8877 | -6.4188 | -6.3173 | -6.1182 | -6.6035 | -9.8245 | -11.0137 | -11.7124 | -11.8192 | -11.2305 | -11.7561 | -11.91 | -11.9464 | -10.7214 | -10.0542 | -10.3893 | -12.3577 | -11.5726 | -11.3227 | -11.1668 | -10.2986 | -9.333 | -8.4263
TSO | - | 48 | 21 | 19 | 2025 | Winter | P, [%] | 2 | 2 | 36.47% | 34.44% | 32.09% | 31.59% | 30.59% | 33.02% | 49.12% | 55.07% | 58.56% | 59.1% | 56.15% | 58.78% | 59.55% | 59.73% | 53.61% | 50.27% | 51.95% | 61.79% | 57.86% | 56.61% | 55.83% | 51.49% | 46.67% | 42.13%
TSO | - | 48 | 19 | 21 | 2025 | Winter | Q, [MVAr] | 2 | 2 | -1.3761 | -1.4028 | -1.4317 | -1.4373 | -1.4432 | -1.4139 | -0.77688 | 0.30078 | 0.56512 | 0.57695 | 0.51312 | 0.56995 | 0.58708 | 0.59116 | 0.26589 | -0.38117 | -0.34893 | -0.13839 | -0.22673 | -0.25364 | -0.27011 | -0.35775 | -1.1951 | -1.2706
TSO | - | 48 | 19 | 21 | 2025 | Winter | Q, [%] | 2 | 2 | 6.881% | 7.014% | 7.158% | 7.187% | 7.216% | 7.07% | 3.884% | 1.504% | 2.826% | 2.885% | 2.566% | 2.85% | 2.935% | 2.956% | 1.329% | 1.906% | 1.745% | 0.6919% | 1.134% | 1.268% | 1.351% | 1.789% | 5.975% | 6.353%
TSO | - | 48 | 21 | 19 | 2025 | Winter | Q, [MVAr] | 2 | 2 | 1.6389 | 1.6385 | 1.638 | 1.6376 | 1.6318 | 1.6315 | 1.238 | 0.26997 | 0.079982 | 0.079973 | 0.079994 | 0.079983 | 0.079985 | 0.079983 | 0.275 | 0.85999 | 0.85997 | 0.85998 | 0.85998 | 0.85998 | 0.85997 | 0.85997 | 1.617 | 1.6168
TSO | - | 48 | 21 | 19 | 2025 | Winter | Q, [%] | 2 | 2 | 8.195% | 8.193% | 8.19% | 8.188% | 8.159% | 8.158% | 6.19% | 1.35% | 0.3999% | 0.3999% | 0.4% | 0.3999% | 0.3999% | 0.3999% | 1.375% | 4.3% | 4.3% | 4.3% | 4.3% | 4.3% | 4.3% | 4.3% | 8.085% | 8.084%
TSO | - | 48 | 19 | 21 | 2025 | Winter | S, [MVA] | 2 | 2 | 7.4385 | 7.0429 | 6.5885 | 6.4904 | 6.2971 | 6.7658 | 9.8826 | 11.0518 | 11.7645 | 11.8724 | 11.2776 | 11.8087 | 11.9643 | 12.001 | 10.757 | 10.09 | 10.4256 | 12.4016 | 11.6126 | 11.3617 | 11.2053 | 10.3348 | 9.4342 | 8.542
TSO | - | 48 | 19 | 21 | 2025 | Winter | S, [%] | 2 | 2 | 37.19% | 35.21% | 32.94% | 32.45% | 31.49% | 33.83% | 49.41% | 55.26% | 58.82% | 59.36% | 56.39% | 59.04% | 59.82% | 60.01% | 53.78% | 50.45% | 52.13% | 62.01% | 58.06% | 56.81% | 56.03% | 51.67% | 47.17% | 42.71%
TSO | - | 48 | 21 | 19 | 2025 | Winter | S, [MVA] | 2 | 2 | 7.4763 | 7.0799 | 6.6245 | 6.5261 | 6.3321 | 6.802 | 9.9022 | 11.017 | 11.7126 | 11.8194 | 11.2308 | 11.7564 | 11.9103 | 11.9467 | 10.7249 | 10.0909 | 10.4248 | 12.3876 | 11.6045 | 11.3553 | 11.1999 | 10.3345 | 9.4721 | 8.58
TSO | - | 48 | 21 | 19 | 2025 | Winter | S, [%] | 2 | 2 | 37.38% | 35.4% | 33.12% | 32.63% | 31.66% | 34.01% | 49.51% | 55.08% | 58.56% | 59.1% | 56.15% | 58.78% | 59.55% | 59.73% | 53.62% | 50.45% | 52.12% | 61.94% | 58.02% | 56.78% | 56% | 51.67% | 47.36% | 42.9%
TSO | - | 50 | 29 | 30 | 2025 | Winter | P, [MW] | 2 | 2 | 11.838 | 11.2495 | 11.0985 | 11.0371 | 10.9424 | 11.3959 | 14.6794 | 15.3515 | 15.8889 | 15.4389 | 15.3491 | 16.1582 | 16.063 | 16.3388 | 15.7242 | 15.4432 | 15.1463 | 15.8908 | 15.3032 | 14.6858 | 14.9206 | 13.8689 | 12.8542 | 12.5077
TSO | - | 50 | 29 | 30 | 2025 | Winter | P, [%] | 2 | 2 | 53.81% | 51.13% | 50.45% | 50.17% | 49.74% | 51.8% | 66.72% | 69.78% | 72.22% | 70.18% | 69.77% | 73.45% | 73.01% | 74.27% | 71.47% | 70.2% | 68.85% | 72.23% | 69.56% | 66.75% | 67.82% | 63.04% | 58.43% | 56.85%
TSO | - | 50 | 30 | 29 | 2025 | Winter | P, [MW] | 2 | 2 | -11.8078 | -11.222 | -11.0717 | -11.0106 | -10.9164 | -11.3679 | -14.6339 | -15.3017 | -15.8355 | -15.3885 | -15.2994 | -16.1029 | -16.0083 | -16.2822 | -15.672 | -15.3929 | -15.0979 | -15.8376 | -15.2538 | -14.6403 | -14.8737 | -13.8283 | -12.8189 | -12.4741
TSO | - | 50 | 30 | 29 | 2025 | Winter | P, [%] | 2 | 2 | 53.67% | 51.01% | 50.33% | 50.05% | 49.62% | 51.67% | 66.52% | 69.55% | 71.98% | 69.95% | 69.54% | 73.2% | 72.77% | 74.01% | 71.24% | 69.97% | 68.63% | 71.99% | 69.34% | 66.55% | 67.61% | 62.86% | 58.27% | 56.7%
TSO | - | 50 | 29 | 30 | 2025 | Winter | Q, [MVAr] | 2 | 2 | -1.0259 | -1.3243 | -1.3823 | -1.3705 | -1.2822 | -1.0115 | 0.69949 | 1.6125 | 2.0993 | 1.6161 | 1.7006 | 2.1882 | 2.3183 | 2.348 | 1.6086 | 1.3196 | 1.2851 | 1.4247 | 0.94659 | 0.4312 | 0.83337 | 0.28991 | -0.7252 | -0.82467
TSO | - | 50 | 29 | 30 | 2025 | Winter | Q, [%] | 2 | 2 | 4.663% | 6.02% | 6.283% | 6.23% | 5.828% | 4.598% | 3.179% | 7.329% | 9.542% | 7.346% | 7.73% | 9.947% | 10.54% | 10.67% | 7.312% | 5.998% | 5.842% | 6.476% | 4.303% | 1.96% | 3.788% | 1.318% | 3.296% | 3.749%
TSO | - | 50 | 30 | 29 | 2025 | Winter | Q, [MVAr] | 2 | 2 | 1.6499 | 1.8929 | 1.9369 | 1.9189 | 1.8199 | 1.5899 | 0.24092 | -0.58306 | -0.99407 | -0.57507 | -0.67107 | -1.0451 | -1.1871 | -1.1781 | -0.52907 | -0.27907 | -0.28408 | -0.32307 | 0.074919 | 0.51091 | 0.13792 | 0.55091 | 1.4559 | 1.5179
TSO | - | 50 | 30 | 29 | 2025 | Winter | Q, [%] | 2 | 2 | 7.5% | 8.604% | 8.804% | 8.722% | 8.272% | 7.227% | 1.095% | 2.65% | 4.519% | 2.614% | 3.05% | 4.75% | 5.396% | 5.355% | 2.405% | 1.269% | 1.291% | 1.468% | 0.3405% | 2.322% | 0.6269% | 2.504% | 6.618% | 6.9%
TSO | - | 50 | 29 | 30 | 2025 | Winter | S, [MVA] | 2 | 2 | 11.8823 | 11.3272 | 11.1842 | 11.1219 | 11.0173 | 11.4407 | 14.6961 | 15.436 | 16.027 | 15.5232 | 15.4431 | 16.3057 | 16.2295 | 16.5066 | 15.8063 | 15.4995 | 15.2007 | 15.9546 | 15.3324 | 14.6921 | 14.9439 | 13.872 | 12.8746 | 12.5348
TSO | - | 50 | 29 | 30 | 2025 | Winter | S, [%] | 2 | 2 | 54.01% | 51.49% | 50.84% | 50.55% | 50.08% | 52% | 66.8% | 70.16% | 72.85% | 70.56% | 70.2% | 74.12% | 73.77% | 75.03% | 71.85% | 70.45% | 69.09% | 72.52% | 69.69% | 66.78% | 67.93% | 63.05% | 58.52% | 56.98%
TSO | - | 50 | 30 | 29 | 2025 | Winter | S, [MVA] | 2 | 2 | 11.9225 | 11.3806 | 11.2398 | 11.1765 | 11.0671 | 11.4786 | 14.6359 | 15.3128 | 15.8667 | 15.3993 | 15.3141 | 16.1368 | 16.0523 | 16.3248 | 15.681 | 15.3955 | 15.1006 | 15.8409 | 15.254 | 14.6492 | 14.8743 | 13.8393 | 12.9013 | 12.5662
TSO | - | 50 | 30 | 29 | 2025 | Winter | S, [%] | 2 | 2 | 54.19% | 51.73% | 51.09% | 50.8% | 50.3% | 52.18% | 66.53% | 69.6% | 72.12% | 70% | 69.61% | 73.35% | 72.96% | 74.2% | 71.28% | 69.98% | 68.64% | 72% | 69.34% | 66.59% | 67.61% | 62.91% | 58.64% | 57.12%
TSO | - | 1 | 1 | 5 | 2025 | Winter | P, [MW] | Expected | - | 1.0599 | 1.6864 | 1.7496 | 2.1044 | 2.013 | 11.4463 | 2.2479 | 4.4812 | 0.27112 | -2.353 | -5.3519 | -8.181 | -4.3344 | -6.6119 | -3.644 | -2.9785 | -1.2777 | -4.3729 | -3.157 | -1.7821 | -0.41809 | 0.86436 | 1.9286 | 0.70301
TSO | - | 1 | 1 | 5 | 2025 | Winter | P, [%] | Expected | - | 0.8617% | 1.371% | 1.422% | 1.711% | 1.637% | 9.306% | 1.828% | 3.643% | 0.2204% | 1.913% | 4.351% | 6.651% | 3.524% | 5.376% | 2.963% | 2.422% | 1.039% | 3.555% | 2.567% | 1.449% | 0.3399% | 0.7027% | 1.568% | 0.5716%
TSO | - | 1 | 5 | 1 | 2025 | Winter | P, [MW] | Expected | - | -0.98164 | -1.5935 | -1.6584 | -2.0143 | -1.9174 | -11.3043 | -2.1594 | -4.416 | -0.23217 | 2.4085 | 5.397 | 8.2583 | 4.3948 | 6.6891 | 3.7076 | 3.041 | 1.3489 | 4.4193 | 3.2068 | 1.8334 | 0.48083 | -0.7939 | -1.8502 | -0.61389
TSO | - | 1 | 5 | 1 | 2025 | Winter | Expected |  | - | 0.7981% | 1.295% | 1.348% | 1.638% | 1.559% | 9.191% | 1.756% | 3.59% | 0.1888% | 1.958% | 4.388% | 6.714% | 3.573% | 5.438% | 3.014% | 2.472% | 1.097% | 3.593% | 2.607% | 1.491% | 0.3909% | 0.6454% | 1.504% | 0.4991%
TSO | - | 1 | 1 | 5 | 2025 | Winter | Q, [MVAr] | Expected | - | 15.8263 | 17.2268 | 17.0444 | 16.9008 | 17.4444 | 18.3166 | 16.8006 | 13.7795 | 11.0329 | 13.0581 | 10.734 | 13.5917 | 13.2261 | 14.3664 | 13.8179 | 13.8433 | 15.0563 | 11.3327 | 12.162 | 12.6427 | 14.1371 | 14.9935 | 15.7578 | 16.9269
TSO | - | 1 | 1 | 5 | 2025 | Winter | Q, [%] | Expected | - | 12.87% | 14.01% | 13.86% | 13.74% | 14.18% | 14.89% | 13.66% | 11.2% | 8.97% | 10.62% | 8.727% | 11.05% | 10.75% | 11.68% | 11.23% | 11.25% | 12.24% | 9.214% | 9.888% | 10.28% | 11.49% | 12.19% | 12.81% | 13.76%
TSO | - | 1 | 5 | 1 | 2025 | Winter | Q, [MVAr] | Expected | - | -16.6968 | -18.0422 | -17.8655 | -17.7257 | -18.2486 | -18.9585 | -17.6416 | -14.7026 | -12.0516 | -14.0147 | -11.7345 | -14.4761 | -14.1663 | -15.2494 | -14.7488 | -14.7763 | -15.9529 | -12.326 | -13.1411 | -13.6148 | -15.065 | -15.892 | -16.6262 | -17.7566
TSO | - | 1 | 5 | 1 | 2025 | Winter | Q, [%] | Expected | - | 0.13575 | 0.14668 | 0.14525 | 0.14411 | 0.14836 | 0.15413 | 0.14343 | 0.11953 | 0.097981 | 0.11394 | 0.095402 | 0.11769 | 0.11517 | 0.12398 | 0.11991 | 0.12013 | 0.1297 | 0.10021 | 0.10684 | 0.11069 | 0.12248 | 0.1292 | 0.13517 | 0.14436
TSO | - | 1 | 1 | 5 | 2025 | Winter | S, [MVA] | Expected | - | 15.8618 | 17.3092 | 17.134 | 17.0314 | 17.5602 | 21.599 | 16.9503 | 14.4899 | 11.0375 | 13.2706 | 11.9944 | 15.8648 | 13.9186 | 15.8154 | 14.2904 | 14.1603 | 15.1106 | 12.1473 | 12.5693 | 12.7679 | 14.144 | 15.0185 | 15.8754 | 16.9415
TSO | - | 1 | 1 | 5 | 2025 | Winter | S, [%] | Expected | - | 12.9% | 14.07% | 13.93% | 13.85% | 14.28% | 17.56% | 13.78% | 11.78% | 8.974% | 10.79% | 9.752% | 12.9% | 11.32% | 12.86% | 11.62% | 11.51% | 12.29% | 9.876% | 10.22% | 10.38% | 11.5% | 12.21% | 12.91% | 13.77%
TSO | - | 1 | 5 | 1 | 2025 | Winter | S, [MVA] | Expected | - | 16.7256 | 18.1125 | 17.9423 | 17.8397 | 18.3491 | 22.0729 | 17.7733 | 15.3514 | 12.055 | 14.222 | 12.9163 | 16.6668 | 14.8327 | 16.6523 | 15.2077 | 15.0861 | 16.01 | 13.0945 | 13.5303 | 13.7379 | 15.0733 | 15.9119 | 16.7288 | 17.7672
TSO | - | 1 | 5 | 1 | 2025 | Winter | S, [%] | Expected | - | 13.6% | 14.73% | 14.59% | 14.5% | 14.92% | 17.95% | 14.45% | 12.48% | 9.801% | 11.56% | 10.5% | 13.55% | 12.06% | 13.54% | 12.36% | 12.27% | 13.02% | 10.65% | 11% | 11.17% | 12.25% | 12.94% | 13.6% | 14.44%
TSO | - | 2 | 1 | 19 | 2025 | Winter | P, [MW] | Expected | - | 24.5919 | 23.3812 | 22.6455 | 22.2314 | 22.1615 | 22.4055 | 34.8554 | 35.3554 | 34.6653 | 27.2145 | 34.1238 | 36.4474 | 37.0761 | 36.9777 | 33.753 | 32.4547 | 26.7618 | 35.723 | 33.8576 | 32.7269 | 28.5796 | 27.5324 | 27.6256 | 26.0304
TSO | - | 2 | 1 | 19 | 2025 | Winter | P, [%] | Expected | - | 19.99% | 19.01% | 18.41% | 18.07% | 18.02% | 18.22% | 28.34% | 28.74% | 28.18% | 22.13% | 27.74% | 29.63% | 30.14% | 30.06% | 27.44% | 26.39% | 21.76% | 29.04% | 27.53% | 26.61% | 23.24% | 22.38% | 22.46% | 21.16%
TSO | - | 2 | 19 | 1 | 2025 | Winter | P, [MW] | Expected | - | -24.4702 | -23.2702 | -22.541 | -22.1306 | -22.0609 | -22.3027 | -34.6114 | -35.1032 | -34.4167 | -27.0626 | -33.878 | -36.1784 | -36.7981 | -36.7018 | -33.5203 | -32.2403 | -26.617 | -35.4644 | -33.6261 | -32.5103 | -28.4145 | -27.3791 | -27.4716 | -25.8932
TSO | - | 2 | 19 | 1 | 2025 | Winter | Expected |  | - | 19.89% | 18.92% | 18.33% | 17.99% | 17.94% | 18.13% | 28.14% | 28.54% | 27.98% | 22% | 27.54% | 29.41% | 29.92% | 29.84% | 27.25% | 26.21% | 21.64% | 28.83% | 27.34% | 26.43% | 23.1% | 22.26% | 22.33% | 21.05%
TSO | - | 2 | 1 | 19 | 2025 | Winter | Q, [MVAr] | Expected | - | -0.33928 | -2.2289 | -2.6156 | -2.6851 | -3.0502 | -3.0211 | 1.7782 | 2.7785 | 6.0966 | 3.6454 | 7.7159 | 3.2729 | 2.9763 | 2.5699 | 4.4489 | 3.6745 | 1.3252 | 3.5994 | 2.7052 | 2.7683 | 1.792 | 1.5612 | 0.63121 | -1.9947
TSO | - | 2 | 1 | 19 | 2025 | Winter | Q, [%] | Expected | - | 0.2758% | 1.812% | 2.127% | 2.183% | 2.48% | 2.456% | 1.446% | 2.259% | 4.957% | 2.964% | 6.273% | 2.661% | 2.42% | 2.089% | 3.617% | 2.987% | 1.077% | 2.926% | 2.199% | 2.251% | 1.457% | 1.269% | 0.5132% | 1.622%
TSO | - | 2 | 19 | 1 | 2025 | Winter | Q, [MVAr] | Expected | - | -0.044107 | 1.8101 | 2.1747 | 2.2314 | 2.5964 | 2.5748 | -1.7459 | -2.7174 | -6.047 | -3.9258 | -7.6754 | -3.1528 | -2.8249 | -2.4258 | -4.4533 | -3.7415 | -1.6291 | -3.5165 | -2.7143 | -2.8279 | -2.0266 | -1.8353 | -0.90251 | 1.6653
TSO | - | 2 | 19 | 1 | 2025 | Winter | Q, [%] | Expected | - | 0.00035859 | 0.014716 | 0.01768 | 0.018142 | 0.021109 | 0.020933 | 0.014194 | 0.022093 | 0.049163 | 0.031917 | 0.062402 | 0.025632 | 0.022967 | 0.019722 | 0.036206 | 0.030418 | 0.013245 | 0.028589 | 0.022067 | 0.022991 | 0.016476 | 0.014921 | 0.0073375 | 0.013539
TSO | - | 2 | 1 | 19 | 2025 | Winter | S, [MVA] | Expected | - | 24.5943 | 23.4872 | 22.7961 | 22.393 | 22.3705 | 22.6083 | 34.9007 | 35.4644 | 35.1973 | 27.4576 | 34.9853 | 36.5941 | 37.1953 | 37.0669 | 34.045 | 32.6621 | 26.7945 | 35.9039 | 33.9655 | 32.8438 | 28.6357 | 27.5766 | 27.6328 | 26.1068
TSO | - | 2 | 1 | 19 | 2025 | Winter | S, [%] | Expected | - | 20% | 19.1% | 18.53% | 18.21% | 18.19% | 18.38% | 28.37% | 28.83% | 28.62% | 22.32% | 28.44% | 29.75% | 30.24% | 30.14% | 27.68% | 26.55% | 21.78% | 29.19% | 27.61% | 26.7% | 23.28% | 22.42% | 22.47% | 21.23%
TSO | - | 2 | 19 | 1 | 2025 | Winter | S, [MVA] | Expected | - | 24.4703 | 23.3405 | 22.6457 | 22.2428 | 22.2131 | 22.4508 | 34.6554 | 35.2082 | 34.9438 | 27.3459 | 34.7366 | 36.3156 | 36.9063 | 36.7818 | 33.8148 | 32.4567 | 26.6669 | 35.6384 | 33.7355 | 32.633 | 28.4867 | 27.4405 | 27.4864 | 25.9467
TSO | - | 2 | 19 | 1 | 2025 | Winter | S, [%] | Expected | - | 19.89% | 18.98% | 18.41% | 18.08% | 18.06% | 18.25% | 28.18% | 28.62% | 28.41% | 22.23% | 28.24% | 29.52% | 30.01% | 29.9% | 27.49% | 26.39% | 21.68% | 28.97% | 27.43% | 26.53% | 23.16% | 22.31% | 22.35% | 21.09%
TSO | - | 3 | 1 | 29 | 2025 | Winter | P, [MW] | Expected | - | -24.2825 | -23.2807 | -22.4234 | -22.1897 | -22.181 | -26.5603 | -26.7397 | -32.4216 | -32.0602 | -30.477 | -29.9838 | -28.178 | -31.6237 | -28.9825 | -28.7846 | -29.1658 | -28.3937 | -31.6298 | -31.945 | -32.0313 | -30.901 | -30.0124 | -29.1128 | -25.2456
TSO | - | 3 | 1 | 29 | 2025 | Winter | P, [%] | Expected | - | 19.74% | 18.93% | 18.23% | 18.04% | 18.03% | 21.59% | 21.74% | 26.36% | 26.07% | 24.78% | 24.38% | 22.91% | 25.71% | 23.56% | 23.4% | 23.71% | 23.08% | 25.72% | 25.97% | 26.04% | 25.12% | 24.4% | 23.67% | 20.52%
TSO | - | 3 | 29 | 1 | 2025 | Winter | P, [MW] | Expected | - | 24.4481 | 23.4401 | 22.5766 | 22.3407 | 22.3337 | 26.7526 | 26.9353 | 32.6601 | 32.2946 | 30.7087 | 30.2052 | 28.3888 | 31.8644 | 29.2001 | 28.9973 | 29.3822 | 28.6094 | 31.863 | 32.1851 | 32.2765 | 31.1392 | 30.243 | 29.3333 | 25.4284
TSO | - | 3 | 29 | 1 | 2025 | Winter | Expected |  | - | 19.88% | 19.06% | 18.35% | 18.16% | 18.16% | 21.75% | 21.9% | 26.55% | 26.26% | 24.97% | 24.56% | 23.08% | 25.91% | 23.74% | 23.58% | 23.89% | 23.26% | 25.9% | 26.17% | 26.24% | 25.32% | 24.59% | 23.85% | 20.67%
TSO | - | 3 | 1 | 29 | 2025 | Winter | Q, [MVAr] | Expected | - | -19.0965 | -19.3513 | -19.4433 | -19.411 | -19.628 | -19.9209 | -20.4363 | -18.0182 | -18.0542 | -20.1285 | -19.553 | -20.5622 | -19.6513 | -20.3912 | -20.0162 | -19.9586 | -20.8468 | -18.5922 | -19.0579 | -19.672 | -20.3578 | -20.6021 | -20.4566 | -20.3299
TSO | - | 3 | 1 | 29 | 2025 | Winter | Q, [%] | Expected | - | 15.53% | 15.73% | 15.81% | 15.78% | 15.96% | 16.2% | 16.61% | 14.65% | 14.68% | 16.36% | 15.9% | 16.72% | 15.98% | 16.58% | 16.27% | 16.23% | 16.95% | 15.12% | 15.49% | 15.99% | 16.55% | 16.75% | 16.63% | 16.53%
TSO | - | 3 | 29 | 1 | 2025 | Winter | Q, [MVAr] | Expected | - | 18.9516 | 19.1866 | 19.2572 | 19.2178 | 19.4406 | 19.8719 | 20.3913 | 18.1238 | 18.1448 | 20.2111 | 19.5972 | 20.5711 | 19.7655 | 20.4248 | 20.0312 | 19.9871 | 20.8757 | 18.6788 | 19.1691 | 19.8012 | 20.4641 | 20.6833 | 20.5034 | 20.2462
TSO | - | 3 | 29 | 1 | 2025 | Winter | Q, [%] | Expected | - | 0.15408 | 0.15599 | 0.15656 | 0.15624 | 0.15805 | 0.16156 | 0.16578 | 0.14735 | 0.14752 | 0.16432 | 0.15933 | 0.16725 | 0.1607 | 0.16606 | 0.16286 | 0.1625 | 0.16972 | 0.15186 | 0.15585 | 0.16099 | 0.16638 | 0.16816 | 0.16669 | 0.1646
TSO | - | 3 | 1 | 29 | 2025 | Winter | S, [MVA] | Expected | - | 30.892 | 30.2732 | 29.6791 | 29.4817 | 29.6185 | 33.2007 | 33.6556 | 37.0921 | 36.797 | 36.5276 | 35.7961 | 34.8838 | 37.2331 | 35.4378 | 35.0603 | 35.3412 | 35.2249 | 36.6898 | 37.2006 | 37.5899 | 37.0047 | 36.4032 | 35.5812 | 32.4138
TSO | - | 3 | 1 | 29 | 2025 | Winter | S, [%] | Expected | - | 25.12% | 24.61% | 24.13% | 23.97% | 24.08% | 26.99% | 27.36% | 30.16% | 29.92% | 29.7% | 29.1% | 28.36% | 30.27% | 28.81% | 28.5% | 28.73% | 28.64% | 29.83% | 30.24% | 30.56% | 30.09% | 29.6% | 28.93% | 26.35%
TSO | - | 3 | 29 | 1 | 2025 | Winter | S, [MVA] | Expected | - | 30.9333 | 30.2913 | 29.6739 | 29.4692 | 29.6096 | 33.3256 | 33.7841 | 37.3519 | 37.0461 | 36.7668 | 36.0059 | 35.0595 | 37.4978 | 35.6353 | 35.2437 | 35.5361 | 35.4161 | 36.9347 | 37.464 | 37.8664 | 37.2622 | 36.6393 | 35.7887 | 32.5042
TSO | - | 3 | 29 | 1 | 2025 | Winter | S, [%] | Expected | - | 25.15% | 24.63% | 24.13% | 23.96% | 24.07% | 27.09% | 27.47% | 30.37% | 30.12% | 29.89% | 29.27% | 28.5% | 30.49% | 28.97% | 28.65% | 28.89% | 28.79% | 30.03% | 30.46% | 30.79% | 30.29% | 29.79% | 29.1% | 26.43%
TSO | - | 4 | 1 | 36 | 2025 | Winter | P, [MW] | Expected | - | -42.8747 | -40.9754 | -40.2721 | -39.9871 | -39.5093 | -44.5365 | -43.4234 | -47.9353 | -47.3748 | -45.4291 | -45.8799 | -43.9629 | -47.3273 | -45.5816 | -45.8495 | -46.1847 | -45.2567 | -47.0731 | -48.0856 | -47.3995 | -46.7642 | -46.0994 | -45.8404 | -43.0332
TSO | - | 4 | 1 | 36 | 2025 | Winter | P, [%] | Expected | - | 34.86% | 33.31% | 32.74% | 32.51% | 32.12% | 36.21% | 35.3% | 38.97% | 38.52% | 36.93% | 37.3% | 35.74% | 38.48% | 37.06% | 37.28% | 37.55% | 36.79% | 38.27% | 39.09% | 38.54% | 38.02% | 37.48% | 37.27% | 34.99%
TSO | - | 4 | 36 | 1 | 2025 | Winter | P, [MW] | Expected | - | 43.1707 | 41.2482 | 40.5357 | 40.2468 | 39.764 | 44.8576 | 43.7303 | 48.3023 | 47.7324 | 45.767 | 46.2212 | 44.283 | 47.6918 | 45.9245 | 46.1929 | 46.5319 | 45.5935 | 47.4278 | 48.4564 | 47.7606 | 47.1184 | 46.4456 | 46.1815 | 43.3354
TSO | - | 4 | 36 | 1 | 2025 | Winter | Expected |  | - | 35.1% | 33.54% | 32.96% | 32.72% | 32.33% | 36.47% | 35.55% | 39.27% | 38.81% | 37.21% | 37.58% | 36% | 38.77% | 37.34% | 37.56% | 37.83% | 37.07% | 38.56% | 39.4% | 38.83% | 38.31% | 37.76% | 37.55% | 35.23%
TSO | - | 4 | 1 | 36 | 2025 | Winter | Q, [MVAr] | Expected | - | -9.237 | -9.434 | -9.2563 | -9.1603 | -9.3928 | -9.7033 | -11.0361 | -10.0044 | -9.7237 | -11.8046 | -11.3783 | -12.5697 | -11.7216 | -12.6362 | -11.9093 | -11.5575 | -11.9116 | -10.12 | -10.3898 | -10.4636 | -10.8706 | -11.2024 | -10.6164 | -10.3751
TSO | - | 4 | 1 | 36 | 2025 | Winter | Q, [%] | Expected | - | 7.51% | 7.67% | 7.525% | 7.447% | 7.636% | 7.889% | 8.972% | 8.134% | 7.905% | 9.597% | 9.251% | 10.22% | 9.53% | 10.27% | 9.682% | 9.396% | 9.684% | 8.228% | 8.447% | 8.507% | 8.838% | 9.108% | 8.631% | 8.435%
TSO | - | 4 | 36 | 1 | 2025 | Winter | Q, [MVAr] | Expected | - | 9.6473 | 9.7648 | 9.5552 | 9.446 | 9.6614 | 10.2036 | 11.4802 | 10.6588 | 10.3446 | 12.3582 | 11.9412 | 13.0607 | 12.3681 | 13.2067 | 12.4806 | 12.1429 | 12.4631 | 10.7312 | 11.0577 | 11.0981 | 11.4826 | 11.7874 | 11.1843 | 10.8078
TSO | - | 4 | 36 | 1 | 2025 | Winter | Q, [%] | Expected | - | 0.078433 | 0.079388 | 0.077684 | 0.076796 | 0.078548 | 0.082956 | 0.093335 | 0.086657 | 0.084102 | 0.10047 | 0.097083 | 0.10618 | 0.10055 | 0.10737 | 0.10147 | 0.098722 | 0.10133 | 0.087245 | 0.0899 | 0.090228 | 0.093354 | 0.095832 | 0.090929 | 0.087869
TSO | - | 4 | 1 | 36 | 2025 | Winter | S, [MVA] | Expected | - | 43.8584 | 42.0474 | 41.3222 | 41.0229 | 40.6105 | 45.5813 | 44.8044 | 48.9683 | 48.3649 | 46.941 | 47.27 | 45.7253 | 48.7579 | 47.3013 | 47.3713 | 47.609 | 46.7981 | 48.1489 | 49.1977 | 48.5409 | 48.0117 | 47.441 | 47.0537 | 44.2664
TSO | - | 4 | 1 | 36 | 2025 | Winter | S, [%] | Expected | - | 35.66% | 34.18% | 33.6% | 33.35% | 33.02% | 37.06% | 36.43% | 39.81% | 39.32% | 38.16% | 38.43% | 37.18% | 39.64% | 38.46% | 38.51% | 38.71% | 38.05% | 39.15% | 40% | 39.46% | 39.03% | 38.57% | 38.26% | 35.99%
TSO | - | 4 | 36 | 1 | 2025 | Winter | S, [MVA] | Expected | - | 44.2355 | 42.3883 | 41.6466 | 41.3405 | 40.9209 | 46.0035 | 45.2127 | 49.4645 | 48.8432 | 47.4095 | 47.739 | 46.1697 | 49.2702 | 47.7863 | 47.8495 | 48.0903 | 47.2663 | 48.627 | 49.7047 | 49.0332 | 48.498 | 47.9181 | 47.5165 | 44.6629
TSO | - | 4 | 36 | 1 | 2025 | Winter | S, [%] | Expected | - | 35.96% | 34.46% | 33.86% | 33.61% | 33.27% | 37.4% | 36.76% | 40.22% | 39.71% | 38.54% | 38.81% | 37.54% | 40.06% | 38.85% | 38.9% | 39.1% | 38.43% | 39.53% | 40.41% | 39.86% | 39.43% | 38.96% | 38.63% | 36.31%
TSO | - | 5 | 1 | 55 | 2025 | Winter | P, [MW] | Expected | - | -6.3256 | -4.5399 | -3.1 | -3.1324 | -3.076 | -6.2359 | -21.194 | -18.4077 | -17.1533 | -14.3524 | -17.2612 | -21.6165 | -16.563 | -18.7647 | -14.8134 | -12.1883 | -10.4406 | -17.649 | -14.6963 | -13.6805 | -11.9028 | -9.2762 | -8.9643 | -8.6573
TSO | - | 5 | 1 | 55 | 2025 | Winter | P, [%] | Expected | - | 5.143% | 3.691% | 2.52% | 2.547% | 2.501% | 5.07% | 17.23% | 14.97% | 13.95% | 11.67% | 14.03% | 17.57% | 13.47% | 15.26% | 12.04% | 9.909% | 8.488% | 14.35% | 11.95% | 11.12% | 9.677% | 7.542% | 7.288% | 7.038%
TSO | - | 5 | 55 | 1 | 2025 | Winter | P, [MW] | Expected | - | 6.4459 | 4.6855 | 3.2507 | 3.2798 | 3.2302 | 6.3852 | 21.4089 | 18.5549 | 17.2687 | 14.4659 | 17.3853 | 21.8135 | 16.6998 | 18.9367 | 14.9451 | 12.3069 | 10.5678 | 17.7865 | 14.8174 | 13.7953 | 12.0233 | 9.3926 | 9.0931 | 8.8091
TSO | - | 5 | 55 | 1 | 2025 | Winter | Expected |  | - | 5.241% | 3.809% | 2.643% | 2.667% | 2.626% | 5.191% | 17.41% | 15.09% | 14.04% | 11.76% | 14.13% | 17.73% | 13.58% | 15.4% | 12.15% | 10.01% | 8.592% | 14.46% | 12.05% | 11.22% | 9.775% | 7.636% | 7.393% | 7.162%
TSO | - | 5 | 1 | 55 | 2025 | Winter | Q, [MVAr] | Expected | - | 18.7735 | 21.3267 | 21.9616 | 21.7089 | 22.2289 | 21.1821 | 16.6162 | 12.5221 | 9.703 | 13.0511 | 10.9516 | 14.064 | 13.515 | 15.0036 | 14.8138 | 15.6052 | 17.5724 | 12.2684 | 13.6714 | 13.921 | 15.9769 | 17.1799 | 18.4767 | 20.5699
TSO | - | 5 | 1 | 55 | 2025 | Winter | Q, [%] | Expected | - | 15.26% | 17.34% | 17.85% | 17.65% | 18.07% | 17.22% | 13.51% | 10.18% | 7.889% | 10.61% | 8.904% | 11.43% | 10.99% | 12.2% | 12.04% | 12.69% | 14.29% | 9.974% | 11.11% | 11.32% | 12.99% | 13.97% | 15.02% | 16.72%
TSO | - | 5 | 55 | 1 | 2025 | Winter | Q, [MVAr] | Expected | - | -19.5058 | -21.9649 | -22.5806 | -22.3393 | -22.8341 | -21.8069 | -17.0375 | -13.1796 | -10.4747 | -13.8201 | -11.6922 | -14.5478 | -14.2042 | -15.5708 | -15.5206 | -16.3543 | -18.2842 | -12.9601 | -14.4153 | -14.6854 | -16.7155 | -17.9285 | -19.1796 | -21.1895
TSO | - | 5 | 55 | 1 | 2025 | Winter | Q, [%] | Expected | - | 0.15858 | 0.17858 | 0.18358 | 0.18162 | 0.18564 | 0.17729 | 0.13852 | 0.10715 | 0.08516 | 0.11236 | 0.095059 | 0.11827 | 0.11548 | 0.12659 | 0.12618 | 0.13296 | 0.14865 | 0.10537 | 0.1172 | 0.11939 | 0.1359 | 0.14576 | 0.15593 | 0.17227
TSO | - | 5 | 1 | 55 | 2025 | Winter | S, [MVA] | Expected | - | 19.8106 | 21.8046 | 22.1794 | 21.9337 | 22.4407 | 22.081 | 26.9319 | 22.2633 | 19.7171 | 19.4071 | 20.4427 | 25.7903 | 21.3785 | 24.0264 | 20.9499 | 19.8014 | 20.4403 | 21.4947 | 20.0801 | 19.5185 | 19.9252 | 19.5244 | 20.5365 | 22.3175
TSO | - | 5 | 1 | 55 | 2025 | Winter | S, [%] | Expected | - | 16.11% | 17.73% | 18.03% | 17.83% | 18.24% | 17.95% | 21.9% | 18.1% | 16.03% | 15.78% | 16.62% | 20.97% | 17.38% | 19.53% | 17.03% | 16.1% | 16.62% | 17.48% | 16.33% | 15.87% | 16.2% | 15.87% | 16.7% | 18.14%
TSO | - | 5 | 55 | 1 | 2025 | Winter | S, [MVA] | Expected | - | 20.5433 | 22.4591 | 22.8134 | 22.5788 | 23.0615 | 22.7225 | 27.3615 | 22.7595 | 20.2059 | 20.0133 | 20.9517 | 26.2208 | 21.9246 | 24.5171 | 21.5466 | 20.468 | 21.1187 | 22.0077 | 20.6797 | 20.1492 | 20.5922 | 20.24 | 21.226 | 22.9477
TSO | - | 5 | 55 | 1 | 2025 | Winter | S, [%] | Expected | - | 16.7% | 18.26% | 18.55% | 18.36% | 18.75% | 18.47% | 22.25% | 18.5% | 16.43% | 16.27% | 17.03% | 21.32% | 17.82% | 19.93% | 17.52% | 16.64% | 17.17% | 17.89% | 16.81% | 16.38% | 16.74% | 16.46% | 17.26% | 18.66%
TSO | - | 6 | 3 | 9 | 2025 | Winter | P, [MW] | Expected | - | -19.4496 | -16.8477 | -13.4132 | -13.9187 | -13.5358 | -19.0635 | -33.6727 | -42.0114 | -44.0066 | -41.9196 | -38.251 | -40.4196 | -41.4202 | -37.6931 | -36.2548 | -34.7838 | -34.5945 | -40.9093 | -39.9959 | -38.8632 | -37.3104 | -31.0607 | -27.9147 | -22.4213
TSO | - | 6 | 3 | 9 | 2025 | Winter | P, [%] | Expected | - | 21.61% | 18.72% | 14.9% | 15.47% | 15.04% | 21.18% | 37.41% | 46.68% | 48.9% | 46.58% | 42.5% | 44.91% | 46.02% | 41.88% | 40.28% | 38.65% | 38.44% | 45.45% | 44.44% | 43.18% | 41.46% | 34.51% | 31.02% | 24.91%
TSO | - | 6 | 9 | 3 | 2025 | Winter | P, [MW] | Expected | - | 19.5201 | 16.9011 | 13.4472 | 13.9554 | 13.5707 | 19.1318 | 33.8808 | 42.3341 | 44.3609 | 42.2412 | 38.5181 | 40.7181 | 41.7339 | 37.9528 | 36.495 | 35.0053 | 34.8146 | 41.2154 | 40.2885 | 39.1396 | 37.5658 | 31.2386 | 28.0592 | 22.515
TSO | - | 6 | 9 | 3 | 2025 | Winter | Expected |  | - | 21.69% | 18.78% | 14.94% | 15.51% | 15.08% | 21.26% | 37.65% | 47.04% | 49.29% | 46.93% | 42.8% | 45.24% | 46.37% | 42.17% | 40.55% | 38.89% | 38.68% | 45.79% | 44.77% | 43.49% | 41.74% | 34.71% | 31.18% | 25.02%
TSO | - | 6 | 3 | 9 | 2025 | Winter | Q, [MVAr] | Expected | - | -1.5862 | -1.7425 | -1.7286 | -1.9539 | -2.1518 | -2.2589 | -2.1647 | 0.18762 | 1.262 | 0.48035 | -0.10725 | -0.17268 | 0.59841 | -0.15341 | -0.39648 | -1.2026 | -2.241 | -0.301 | -0.40835 | -0.4962 | -1.6385 | -2.1556 | -2.2783 | -1.7756
TSO | - | 6 | 3 | 9 | 2025 | Winter | Q, [%] | Expected | - | 1.762% | 1.936% | 1.921% | 2.171% | 2.391% | 2.51% | 2.405% | 0.2085% | 1.402% | 0.5337% | 0.1192% | 0.1919% | 0.6649% | 0.1705% | 0.4405% | 1.336% | 2.49% | 0.3344% | 0.4537% | 0.5513% | 1.821% | 2.395% | 2.531% | 1.973%
TSO | - | 6 | 9 | 3 | 2025 | Winter | Q, [MVAr] | Expected | - | 1.2197 | 1.3403 | 1.2847 | 1.5159 | 1.7098 | 1.8874 | 2.0931 | -0.0065401 | -1.0115 | -0.30172 | 0.16474 | 0.29998 | -0.43754 | 0.19524 | 0.39517 | 1.1604 | 2.1966 | 0.44528 | 0.52316 | 0.57533 | 1.6717 | 2.0197 | 2.0707 | 1.4592
TSO | - | 6 | 9 | 3 | 2025 | Winter | Q, [%] | Expected | - | 0.013552 | 0.014892 | 0.014274 | 0.016844 | 0.018998 | 0.020971 | 0.023257 | 7.2668e-05 | 0.011239 | 0.0033524 | 0.0018305 | 0.0033331 | 0.0048615 | 0.0021694 | 0.0043908 | 0.012893 | 0.024407 | 0.0049476 | 0.0058129 | 0.0063925 | 0.018575 | 0.022441 | 0.023008 | 0.016213
TSO | - | 6 | 3 | 9 | 2025 | Winter | S, [MVA] | Expected | - | 19.5143 | 16.9377 | 13.5242 | 14.0552 | 13.7059 | 19.197 | 33.7433 | 42.012 | 44.0298 | 41.9288 | 38.2515 | 40.4214 | 41.4258 | 37.6945 | 36.2575 | 34.8051 | 34.6671 | 40.9109 | 40.0035 | 38.8667 | 37.3479 | 31.1356 | 28.0076 | 22.4919
TSO | - | 6 | 3 | 9 | 2025 | Winter | S, [%] | Expected | - | 21.68% | 18.82% | 15.03% | 15.62% | 15.23% | 21.33% | 37.49% | 46.68% | 48.92% | 46.59% | 42.5% | 44.91% | 46.03% | 41.88% | 40.29% | 38.67% | 38.52% | 45.46% | 44.45% | 43.19% | 41.5% | 34.6% | 31.12% | 24.99%
TSO | - | 6 | 9 | 3 | 2025 | Winter | S, [MVA] | Expected | - | 19.5583 | 16.9542 | 13.5085 | 14.0376 | 13.6781 | 19.2247 | 33.9466 | 42.3343 | 44.3777 | 42.2487 | 38.5188 | 40.7207 | 41.7374 | 37.9544 | 36.4977 | 35.025 | 34.8839 | 41.2183 | 40.2976 | 39.1441 | 37.6046 | 31.304 | 28.1355 | 22.5626
TSO | - | 6 | 9 | 3 | 2025 | Winter | S, [%] | Expected | - | 21.73% | 18.84% | 15.01% | 15.6% | 15.2% | 21.36% | 37.72% | 47.04% | 49.31% | 46.94% | 42.8% | 45.25% | 46.37% | 42.17% | 40.55% | 38.92% | 38.76% | 45.8% | 44.78% | 43.49% | 41.78% | 34.78% | 31.26% | 25.07%
TSO | - | 7 | 3 | 34 | 2025 | Winter | P, [MW] | Expected | - | -4.0677 | -5.4029 | -6.6852 | -7.2476 | -6.9639 | -1.7754 | 3.274 | 10.8302 | 9.9281 | 7.6275 | 6.081 | 5.1636 | 7.8674 | 5.6104 | 5.0126 | 5.5199 | 5.9454 | 9.7884 | 9.5569 | 8.2622 | 7.1663 | 4.1162 | 2.7634 | -2.607
TSO | - | 7 | 3 | 34 | 2025 | Winter | P, [%] | Expected | - | 3.307% | 4.393% | 5.435% | 5.892% | 5.662% | 1.443% | 2.662% | 8.805% | 8.072% | 6.201% | 4.944% | 4.198% | 6.396% | 4.561% | 4.075% | 4.488% | 4.834% | 7.958% | 7.77% | 6.717% | 5.826% | 3.347% | 2.247% | 2.12%
TSO | - | 7 | 34 | 3 | 2025 | Winter | P, [MW] | Expected | - | 4.0697 | 5.4067 | 6.6906 | 7.2537 | 6.9695 | 1.7758 | -3.2728 | -10.8181 | -9.9178 | -7.6213 | -6.0772 | -5.1606 | -7.8609 | -5.6069 | -5.0099 | -5.5167 | -5.9415 | -9.7784 | -9.5474 | -8.2551 | -7.1609 | -4.1144 | -2.7626 | 2.6079
TSO | - | 7 | 34 | 3 | 2025 | Winter | Expected |  | - | 3.309% | 4.396% | 5.44% | 5.897% | 5.666% | 1.444% | 2.661% | 8.795% | 8.063% | 6.196% | 4.941% | 4.196% | 6.391% | 4.558% | 4.073% | 4.485% | 4.83% | 7.95% | 7.762% | 6.711% | 5.822% | 3.345% | 2.246% | 2.12%
TSO | - | 7 | 3 | 34 | 2025 | Winter | Q, [MVAr] | Expected | - | -2.0373 | -2.747 | -2.7608 | -2.5355 | -2.3377 | -1.3776 | 0.51727 | -0.39695 | -0.014336 | 0.76727 | 0.21789 | 1.4733 | 0.70226 | 1.1611 | 0.52512 | 0.45215 | 1.1976 | -0.74236 | -0.63516 | -0.54741 | 0.59499 | -0.024918 | -1.0562 | -1.5589
TSO | - | 7 | 3 | 34 | 2025 | Winter | Q, [%] | Expected | - | 1.656% | 2.233% | 2.245% | 2.061% | 1.901% | 1.12% | 0.4205% | 0.3227% | 0.01166% | 0.6238% | 0.1771% | 1.198% | 0.5709% | 0.944% | 0.4269% | 0.3676% | 0.9736% | 0.6035% | 0.5164% | 0.4451% | 0.4837% | 0.02026% | 0.8587% | 1.267%
TSO | - | 7 | 34 | 3 | 2025 | Winter | Q, [MVAr] | Expected | - | 1.5748 | 2.2921 | 2.3122 | 2.0895 | 1.89 | 0.90981 | -0.98904 | -0.036494 | -0.42612 | -1.2215 | -0.68133 | -1.9388 | -1.1557 | -1.6251 | -0.99223 | -0.91688 | -1.6588 | 0.3012 | 0.19257 | 0.09643 | -1.0511 | -0.44284 | 0.58679 | 1.0918
TSO | - | 7 | 34 | 3 | 2025 | Winter | Q, [%] | Expected | - | 0.012803 | 0.018635 | 0.018798 | 0.016988 | 0.015365 | 0.0073969 | 0.0080409 | 0.0002967 | 0.0034644 | 0.0099306 | 0.0055393 | 0.015763 | 0.0093958 | 0.013212 | 0.0080669 | 0.0074543 | 0.013486 | 0.0024488 | 0.0015656 | 0.00078398 | 0.0085459 | 0.0036004 | 0.0047706 | 0.0088762
TSO | - | 7 | 3 | 34 | 2025 | Winter | S, [MVA] | Expected | - | 4.5494 | 6.0613 | 7.2329 | 7.6783 | 7.3458 | 2.2472 | 3.3254 | 10.8383 | 9.95 | 7.6978 | 6.0871 | 5.3791 | 7.9048 | 5.7359 | 5.044 | 5.5411 | 6.0654 | 9.8186 | 9.6028 | 8.2819 | 7.1985 | 4.1176 | 2.9591 | 3.0392
TSO | - | 7 | 3 | 34 | 2025 | Winter | S, [%] | Expected | - | 3.699% | 4.928% | 5.88% | 6.243% | 5.972% | 1.827% | 2.704% | 8.812% | 8.089% | 6.258% | 4.949% | 4.373% | 6.427% | 4.663% | 4.101% | 4.505% | 4.931% | 7.983% | 7.807% | 6.733% | 5.852% | 3.348% | 2.406% | 2.471%
TSO | - | 7 | 34 | 3 | 2025 | Winter | S, [MVA] | Expected | - | 4.364 | 5.8726 | 7.0789 | 7.5487 | 7.2212 | 1.9955 | 3.4284 | 10.8189 | 9.9479 | 7.7482 | 6.1174 | 5.5212 | 7.9512 | 5.8438 | 5.111 | 5.5948 | 6.1692 | 9.7852 | 9.5732 | 8.2572 | 7.2444 | 4.1392 | 2.8249 | 2.8295
TSO | - | 7 | 34 | 3 | 2025 | Winter | S, [%] | Expected | - | 3.548% | 4.774% | 5.755% | 6.137% | 5.871% | 1.622% | 2.787% | 8.796% | 8.088% | 6.299% | 4.973% | 4.489% | 6.464% | 4.751% | 4.155% | 4.549% | 5.016% | 7.955% | 7.783% | 6.713% | 5.89% | 3.365% | 2.297% | 2.3%
TSO | - | 8 | 4 | 15 | 2025 | Winter | P, [MW] | Expected | - | -71.6106 | -62.9428 | -59.3459 | -56.9691 | -57.067 | -62.8632 | -81.3491 | -90.5226 | -98.4784 | -101.773 | -100.6534 | -100.229 | -98.8774 | -97.9893 | -94.4478 | -89.2197 | -89.5367 | -105.6657 | -106.115 | -104.4776 | -100.9576 | -95.8626 | -90.0926 | -80.316
TSO | - | 8 | 4 | 15 | 2025 | Winter | P, [%] | Expected | - | 11.94% | 10.49% | 9.891% | 9.495% | 9.511% | 10.48% | 13.56% | 15.09% | 16.41% | 16.96% | 16.78% | 16.7% | 16.48% | 16.33% | 15.74% | 14.87% | 14.92% | 17.61% | 17.69% | 17.41% | 16.83% | 15.98% | 15.02% | 13.39%
TSO | - | 8 | 15 | 4 | 2025 | Winter | P, [MW] | Expected | - | 71.6866 | 63.0026 | 59.3994 | 57.0184 | 57.1166 | 62.9228 | 81.4447 | 90.6414 | 98.6183 | 101.9282 | 100.8011 | 100.3769 | 99.0223 | 98.1324 | 94.58 | 89.3372 | 89.6569 | 105.8289 | 106.2821 | 104.6393 | 101.1104 | 96.0013 | 90.214 | 80.4132
TSO | - | 8 | 15 | 4 | 2025 | Winter | Expected |  | - | 11.95% | 10.5% | 9.9% | 9.503% | 9.519% | 10.49% | 13.57% | 15.11% | 16.44% | 16.99% | 16.8% | 16.73% | 16.5% | 16.36% | 15.76% | 14.89% | 14.94% | 17.64% | 17.71% | 17.44% | 16.85% | 16% | 15.04% | 13.4%
TSO | - | 8 | 4 | 15 | 2025 | Winter | Q, [MVAr] | Expected | - | -1.0108 | 2.0979 | 2.5214 | 2.1813 | 1.7582 | 0.4525 | -10.9048 | -17.5995 | -21.2579 | -25.2984 | -23.0582 | -22.7701 | -22.5629 | -22.8848 | -19.7345 | -15.5844 | -15.4514 | -22.8075 | -23.6788 | -22.0736 | -20.4629 | -18.1537 | -11.8933 | -8.6266
TSO | - | 8 | 4 | 15 | 2025 | Winter | Q, [%] | Expected | - | 0.1685% | 0.3497% | 0.4202% | 0.3636% | 0.293% | 0.07542% | 1.817% | 2.933% | 3.543% | 4.216% | 3.843% | 3.795% | 3.76% | 3.814% | 3.289% | 2.597% | 2.575% | 3.801% | 3.946% | 3.679% | 3.41% | 3.026% | 1.982% | 1.438%
TSO | - | 8 | 15 | 4 | 2025 | Winter | Q, [MVAr] | Expected | - | 0.75633 | -2.4543 | -2.9185 | -2.6105 | -2.1817 | -0.81217 | 10.7575 | 17.6068 | 21.4072 | 25.5776 | 23.2675 | 22.9895 | 22.7664 | 23.0777 | 19.8515 | 15.6036 | 15.5044 | 23.1352 | 24.0451 | 22.4042 | 20.7416 | 18.3398 | 11.9618 | 8.5297
TSO | - | 8 | 15 | 4 | 2025 | Winter | Q, [%] | Expected | - | 0.0012606 | 0.0040906 | 0.0048642 | 0.0043508 | 0.0036362 | 0.0013536 | 0.017929 | 0.029345 | 0.035679 | 0.042629 | 0.038779 | 0.038316 | 0.037944 | 0.038463 | 0.033086 | 0.026006 | 0.025841 | 0.038559 | 0.040075 | 0.03734 | 0.034569 | 0.030566 | 0.019936 | 0.014216
TSO | - | 8 | 4 | 15 | 2025 | Winter | S, [MVA] | Expected | - | 71.6179 | 62.9779 | 59.3995 | 57.011 | 57.0942 | 62.865 | 82.0768 | 92.2176 | 100.7471 | 104.8706 | 103.2608 | 102.783 | 101.4192 | 100.6262 | 96.4876 | 90.5706 | 90.8604 | 108.0992 | 108.7251 | 106.784 | 103.0109 | 97.5666 | 90.8743 | 80.7784
TSO | - | 8 | 4 | 15 | 2025 | Winter | S, [%] | Expected | - | 11.94% | 10.5% | 9.9% | 9.502% | 9.516% | 10.48% | 13.68% | 15.37% | 16.79% | 17.48% | 17.21% | 17.13% | 16.9% | 16.77% | 16.08% | 15.1% | 15.14% | 18.02% | 18.12% | 17.8% | 17.17% | 16.26% | 15.15% | 13.46%
TSO | - | 8 | 15 | 4 | 2025 | Winter | S, [MVA] | Expected | - | 71.6907 | 63.0506 | 59.4712 | 57.0783 | 57.1584 | 62.9282 | 82.1522 | 92.3356 | 100.9155 | 105.0889 | 103.4517 | 102.976 | 101.6059 | 100.8095 | 96.6409 | 90.6897 | 90.9879 | 108.3282 | 108.9684 | 107.0109 | 103.2163 | 97.7376 | 91.0037 | 80.8647
TSO | - | 8 | 15 | 4 | 2025 | Winter | S, [%] | Expected | - | 11.95% | 10.51% | 9.912% | 9.513% | 9.526% | 10.49% | 13.69% | 15.39% | 16.82% | 17.51% | 17.24% | 17.16% | 16.93% | 16.8% | 16.11% | 15.11% | 15.16% | 18.05% | 18.16% | 17.84% | 17.2% | 16.29% | 15.17% | 13.48%
TSO | - | 10 | 4 | 103 | 2025 | Winter | P, [MW] | Expected | - | -0.22524 | -1.8365 | -1.1533 | -2.4282 | -3.0605 | -0.35447 | 4.9621 | 12.3485 | 15.9754 | 15.9717 | 14.7799 | 14.9912 | 13.3719 | 12.5228 | 11.3394 | 7.6106 | 6.8489 | 10.0885 | 10.5758 | 9.15 | 7.4684 | 7.5757 | 3.3499 | 1.1374
TSO | - | 10 | 4 | 103 | 2025 | Winter | P, [%] | Expected | - | 0.09156% | 0.7465% | 0.4688% | 0.9871% | 1.244% | 0.1441% | 2.017% | 5.02% | 6.494% | 6.493% | 6.008% | 6.094% | 5.436% | 5.091% | 4.61% | 3.094% | 2.784% | 4.101% | 4.299% | 3.72% | 3.036% | 3.08% | 1.362% | 0.4623%
TSO | - | 10 | 103 | 4 | 2025 | Winter | P, [MW] | Expected | - | 0.22596 | 1.8376 | 1.1543 | 2.4292 | 3.0616 | 0.35538 | -4.9617 | -12.3458 | -15.9708 | -15.9665 | -14.7759 | -14.9871 | -13.3685 | -12.5196 | -11.337 | -7.6096 | -6.8482 | -10.0868 | -10.5738 | -9.1486 | -7.4674 | -7.5747 | -3.3497 | -1.1373
TSO | - | 10 | 103 | 4 | 2025 | Winter | Expected |  | - | 0.09185% | 0.747% | 0.4692% | 0.9875% | 1.245% | 0.1445% | 2.017% | 5.019% | 6.492% | 6.49% | 6.006% | 6.092% | 5.434% | 5.089% | 4.609% | 3.093% | 2.784% | 4.1% | 4.298% | 3.719% | 3.036% | 3.079% | 1.362% | 0.4623%
TSO | - | 10 | 4 | 103 | 2025 | Winter | Q, [MVAr] | Expected | - | -6.6693 | -8.0232 | -7.5937 | -7.1446 | -7.3995 | -7.4568 | 0.03909 | 4.3362 | 5.9339 | 8.4234 | 6.0401 | 6.0579 | 5.7798 | 6.2726 | 4.7482 | 1.3448 | 0.75773 | 2.7804 | 3.6807 | 2.6855 | 2.5176 | 2.1942 | -1.1235 | -1.3603
TSO | - | 10 | 4 | 103 | 2025 | Winter | Q, [%] | Expected | - | 2.711% | 3.261% | 3.087% | 2.904% | 3.008% | 3.031% | 0.01589% | 1.763% | 2.412% | 3.424% | 2.455% | 2.463% | 2.349% | 2.55% | 1.93% | 0.5467% | 0.308% | 1.13% | 1.496% | 1.092% | 1.023% | 0.8919% | 0.4567% | 0.553%
TSO | - | 10 | 103 | 4 | 2025 | Winter | Q, [MVAr] | Expected | - | 6.4453 | 7.8046 | 7.3759 | 6.9265 | 7.1826 | 7.2372 | -0.2738 | -4.5665 | -6.161 | -8.6425 | -6.2679 | -6.2827 | -6.0056 | -6.4985 | -4.9757 | -1.5752 | -0.9849 | -3.0142 | -3.9106 | -2.9165 | -2.7466 | -2.4205 | 0.89631 | 1.1354
TSO | - | 10 | 103 | 4 | 2025 | Winter | Q, [%] | Expected | - | 0.0262 | 0.031726 | 0.029983 | 0.028156 | 0.029198 | 0.029419 | 0.001113 | 0.018563 | 0.025045 | 0.035132 | 0.025479 | 0.025539 | 0.024413 | 0.026417 | 0.020226 | 0.0064034 | 0.0040036 | 0.012253 | 0.015897 | 0.011856 | 0.011165 | 0.0098394 | 0.0036435 | 0.0046153
TSO | - | 10 | 4 | 103 | 2025 | Winter | S, [MVA] | Expected | - | 6.6732 | 8.2307 | 7.6808 | 7.546 | 8.0075 | 7.4652 | 4.964 | 13.0878 | 17.044 | 18.0587 | 15.9667 | 16.1696 | 14.5682 | 14.0064 | 12.2937 | 7.7288 | 6.894 | 10.465 | 11.2005 | 9.5361 | 7.8855 | 7.8895 | 3.5348 | 1.7862
TSO | - | 10 | 4 | 103 | 2025 | Winter | S, [%] | Expected | - | 2.713% | 3.346% | 3.122% | 3.067% | 3.255% | 3.035% | 2.018% | 5.32% | 6.928% | 7.341% | 6.491% | 6.573% | 5.922% | 5.694% | 4.997% | 3.142% | 2.802% | 4.254% | 4.553% | 3.876% | 3.205% | 3.207% | 1.437% | 0.7261%
TSO | - | 10 | 103 | 4 | 2025 | Winter | S, [MVA] | Expected | - | 6.4492 | 8.018 | 7.4657 | 7.3401 | 7.808 | 7.2459 | 4.9709 | 13.1633 | 17.1201 | 18.1573 | 16.0505 | 16.2513 | 14.6561 | 14.1062 | 12.3811 | 7.7713 | 6.9218 | 10.5279 | 11.2761 | 9.6024 | 7.9604 | 7.9544 | 3.4691 | 1.6234
TSO | - | 10 | 103 | 4 | 2025 | Winter | S, [%] | Expected | - | 2.622% | 3.259% | 3.035% | 2.984% | 3.174% | 2.945% | 2.021% | 5.351% | 6.959% | 7.381% | 6.525% | 6.606% | 5.958% | 5.734% | 5.033% | 3.159% | 2.814% | 4.28% | 4.584% | 3.903% | 3.236% | 3.233% | 1.41% | 0.6599%
TSO | - | 12 | 5 | 42 | 2025 | Winter | P, [MW] | Expected | - | 0.24781 | 1.8228 | 3.078 | 2.9291 | 3.0952 | -3.7575 | -15.5135 | -14.2223 | -11.7527 | -7.5176 | -9.6219 | -12.2805 | -8.6718 | -10.2054 | -7.4453 | -5.1012 | -3.4113 | -9.1167 | -6.6585 | -6.0056 | -4.4276 | -2.4503 | -2.2049 | -1.7815
TSO | - | 12 | 5 | 42 | 2025 | Winter | P, [%] | Expected | - | 0.2753% | 2.025% | 3.42% | 3.255% | 3.439% | 4.175% | 17.24% | 15.8% | 13.06% | 8.353% | 10.69% | 13.64% | 9.635% | 11.34% | 8.273% | 5.668% | 3.79% | 10.13% | 7.398% | 6.673% | 4.92% | 2.723% | 2.45% | 1.979%
TSO | - | 12 | 42 | 5 | 2025 | Winter | P, [MW] | Expected | - | -0.11873 | -1.6596 | -2.9005 | -2.7544 | -2.9125 | 3.9328 | 15.7611 | 14.3996 | 11.8714 | 7.6228 | 9.7261 | 12.4492 | 8.7912 | 10.3587 | 7.5686 | 5.2124 | 3.5376 | 9.2276 | 6.7593 | 6.1042 | 4.5409 | 2.5659 | 2.3377 | 1.9437
TSO | - | 12 | 42 | 5 | 2025 | Winter | Expected |  | - | 0.1319% | 1.844% | 3.223% | 3.06% | 3.236% | 4.37% | 17.51% | 16% | 13.19% | 8.47% | 10.81% | 13.83% | 9.768% | 11.51% | 8.41% | 5.792% | 3.931% | 10.25% | 7.51% | 6.782% | 5.045% | 2.851% | 2.597% | 2.16%
TSO | - | 12 | 5 | 42 | 2025 | Winter | Q, [MVAr] | Expected | - | 14.8301 | 16.6119 | 17.1819 | 17.066 | 17.4342 | 16.8589 | 14.1948 | 10.7177 | 8.5939 | 11.1966 | 9.5842 | 12.2547 | 11.5536 | 12.8894 | 12.6203 | 12.8608 | 14.3066 | 10.5908 | 11.3967 | 11.5648 | 13.2015 | 13.8087 | 14.8906 | 16.5763
TSO | - | 12 | 5 | 42 | 2025 | Winter | Q, [%] | Expected | - | 16.48% | 18.46% | 19.09% | 18.96% | 19.37% | 18.73% | 15.77% | 11.91% | 9.549% | 12.44% | 10.65% | 13.62% | 12.84% | 14.32% | 14.02% | 14.29% | 15.9% | 11.77% | 12.66% | 12.85% | 14.67% | 15.34% | 16.55% | 18.42%
TSO | - | 12 | 42 | 5 | 2025 | Winter | Q, [MVAr] | Expected | - | -15.7976 | -17.4924 | -18.0291 | -17.9196 | -18.267 | -17.7046 | -14.9168 | -11.6052 | -9.6243 | -12.2418 | -10.6493 | -13.1656 | -12.569 | -13.8282 | -13.6252 | -13.8886 | -15.2877 | -11.635 | -12.4558 | -12.6249 | -14.2171 | -14.8119 | -15.8495 | -17.4639
TSO | - | 12 | 42 | 5 | 2025 | Winter | Q, [%] | Expected | - | 0.17553 | 0.19436 | 0.20032 | 0.19911 | 0.20297 | 0.19672 | 0.16574 | 0.12895 | 0.10694 | 0.13602 | 0.11833 | 0.14628 | 0.13966 | 0.15365 | 0.15139 | 0.15432 | 0.16986 | 0.12928 | 0.1384 | 0.14028 | 0.15797 | 0.16458 | 0.17611 | 0.19404
TSO | - | 12 | 5 | 42 | 2025 | Winter | S, [MVA] | Expected | - | 14.8322 | 16.7117 | 17.4554 | 17.3155 | 17.7069 | 17.2727 | 21.0284 | 17.8087 | 14.5692 | 13.4931 | 13.5812 | 17.3503 | 14.447 | 16.4412 | 14.653 | 13.8358 | 14.708 | 13.9746 | 13.2061 | 13.0315 | 13.9259 | 14.0247 | 15.053 | 16.6718
TSO | - | 12 | 5 | 42 | 2025 | Winter | S, [%] | Expected | - | 16.48% | 18.57% | 19.39% | 19.24% | 19.67% | 19.19% | 23.36% | 19.79% | 16.19% | 14.99% | 15.09% | 19.28% | 16.05% | 18.27% | 16.28% | 15.37% | 16.34% | 15.53% | 14.67% | 14.48% | 15.47% | 15.58% | 16.73% | 18.52%
TSO | - | 12 | 42 | 5 | 2025 | Winter | S, [MVA] | Expected | - | 15.7981 | 17.571 | 18.2609 | 18.1301 | 18.4978 | 18.1362 | 21.7014 | 18.4942 | 15.291 | 14.4266 | 14.4227 | 18.1206 | 15.3392 | 17.2784 | 15.5864 | 14.8347 | 15.6919 | 14.8503 | 14.1772 | 14.0235 | 14.9261 | 15.0328 | 16.021 | 17.5717
TSO | - | 12 | 42 | 5 | 2025 | Winter | S, [%] | Expected | - | 17.55% | 19.52% | 20.29% | 20.14% | 20.55% | 20.15% | 24.11% | 20.55% | 16.99% | 16.03% | 16.03% | 20.13% | 17.04% | 19.2% | 17.32% | 16.48% | 17.44% | 16.5% | 15.75% | 15.58% | 16.58% | 16.7% | 17.8% | 19.52%
TSO | - | 13 | 5 | 68 | 2025 | Winter | P, [MW] | Expected | - | 6.4139 | 6.1963 | 5.8965 | 6.396 | 6.0738 | 5.9907 | 6.764 | 6.6281 | 6.4149 | 6.9878 | 7.04 | 6.9076 | 6.846 | 6.9044 | 6.8886 | 6.2554 | 6.5062 | 6.8577 | 6.0872 | 6.6646 | 6.3167 | 5.8189 | 6.2726 | 6.392
TSO | - | 13 | 5 | 68 | 2025 | Winter | P, [%] | Expected | - | 5.215% | 5.038% | 4.794% | 5.2% | 4.938% | 4.87% | 5.499% | 5.389% | 5.215% | 5.681% | 5.724% | 5.616% | 5.566% | 5.613% | 5.6% | 5.086% | 5.29% | 5.575% | 4.949% | 5.418% | 5.136% | 4.731% | 5.1% | 5.197%
TSO | - | 13 | 68 | 5 | 2025 | Winter | P, [MW] | Expected | - | -6.4119 | -6.1945 | -5.8949 | -6.394 | -6.072 | -5.9889 | -6.7618 | -6.6259 | -6.413 | -6.9855 | -7.0376 | -6.9053 | -6.8437 | -6.9021 | -6.8864 | -6.2535 | -6.5042 | -6.8555 | -6.0855 | -6.6626 | -6.3149 | -5.8172 | -6.2707 | -6.3901
TSO | - | 13 | 68 | 5 | 2025 | Winter | Expected |  | - | 5.213% | 5.036% | 4.793% | 5.198% | 4.937% | 4.869% | 5.497% | 5.387% | 5.214% | 5.679% | 5.722% | 5.614% | 5.564% | 5.611% | 5.599% | 5.084% | 5.288% | 5.574% | 4.948% | 5.417% | 5.134% | 4.729% | 5.098% | 5.195%
TSO | - | 13 | 5 | 68 | 2025 | Winter | Q, [MVAr] | Expected | - | 1.5018 | 1.4024 | 1.1378 | 1.3568 | 1.3355 | 1.4867 | 1.5979 | 1.882 | 1.7799 | 1.8863 | 1.8805 | 1.9025 | 2.1119 | 2.1082 | 1.7017 | 1.6086 | 1.3464 | 1.3824 | 1.3815 | 1.6012 | 1.3836 | 1.5174 | 1.2377 | 1.2344
TSO | - | 13 | 5 | 68 | 2025 | Winter | Q, [%] | Expected | - | 1.221% | 1.14% | 0.925% | 1.103% | 1.086% | 1.209% | 1.299% | 1.53% | 1.447% | 1.534% | 1.529% | 1.547% | 1.717% | 1.714% | 1.383% | 1.308% | 1.095% | 1.124% | 1.123% | 1.302% | 1.125% | 1.234% | 1.006% | 1.004%
TSO | - | 13 | 68 | 5 | 2025 | Winter | Q, [MVAr] | Expected | - | -1.6619 | -1.5619 | -1.2979 | -1.5159 | -1.4949 | -1.6449 | -1.7579 | -2.0429 | -1.9428 | -2.0469 | -2.0428 | -2.0639 | -2.2729 | -2.2689 | -1.8629 | -1.7709 | -1.5069 | -1.5449 | -1.5449 | -1.7629 | -1.5449 | -1.6789 | -1.3979 | -1.3939
TSO | - | 13 | 68 | 5 | 2025 | Winter | Q, [%] | Expected | - | 0.013511 | 0.012698 | 0.010552 | 0.012324 | 0.012154 | 0.013373 | 0.014292 | 0.016609 | 0.015795 | 0.016641 | 0.016609 | 0.016779 | 0.018479 | 0.018446 | 0.015145 | 0.014397 | 0.012251 | 0.01256 | 0.01256 | 0.014332 | 0.01256 | 0.01365 | 0.011365 | 0.011333
TSO | - | 13 | 5 | 68 | 2025 | Winter | S, [MVA] | Expected | - | 6.5874 | 6.353 | 6.0053 | 6.5383 | 6.2188 | 6.1724 | 6.9502 | 6.8901 | 6.6573 | 7.238 | 7.2868 | 7.1648 | 7.1644 | 7.2191 | 7.0957 | 6.4589 | 6.644 | 6.9957 | 6.242 | 6.8543 | 6.4665 | 6.0135 | 6.3935 | 6.5101
TSO | - | 13 | 5 | 68 | 2025 | Winter | S, [%] | Expected | - | 5.356% | 5.165% | 4.882% | 5.316% | 5.056% | 5.018% | 5.651% | 5.602% | 5.412% | 5.885% | 5.924% | 5.825% | 5.825% | 5.869% | 5.769% | 5.251% | 5.402% | 5.688% | 5.075% | 5.573% | 5.257% | 4.889% | 5.198% | 5.293%
TSO | - | 13 | 68 | 5 | 2025 | Winter | S, [MVA] | Expected | - | 6.6238 | 6.3883 | 6.0361 | 6.5713 | 6.2533 | 6.2107 | 6.9866 | 6.9337 | 6.7008 | 7.2792 | 7.3281 | 7.2071 | 7.2113 | 7.2654 | 7.1339 | 6.4994 | 6.6765 | 7.0275 | 6.2785 | 6.8918 | 6.5011 | 6.0547 | 6.4247 | 6.5404
TSO | - | 13 | 68 | 5 | 2025 | Winter | S, [%] | Expected | - | 5.385% | 5.194% | 4.907% | 5.342% | 5.084% | 5.049% | 5.68% | 5.637% | 5.448% | 5.918% | 5.958% | 5.859% | 5.863% | 5.907% | 5.8% | 5.284% | 5.428% | 5.713% | 5.104% | 5.603% | 5.285% | 4.922% | 5.223% | 5.317%
TSO | - | 14 | 7 | 9 | 2025 | Winter | P, [MW] | Expected | - | 94.4148 | 91.4952 | 85.6168 | 89.2885 | 90.07 | 90.3692 | 95.0028 | 95.0017 | 88.3748 | 94.2537 | 95.0024 | 95.0028 | 95.0014 | 95.0027 | 95.0021 | 93.7538 | 91.3228 | 95.002 | 90.8969 | 86.2899 | 84.6905 | 80.1891 | 94.3285 | 95.0023
TSO | - | 14 | 7 | 9 | 2025 | Winter | P, [%] | Expected | - | 38.38% | 37.19% | 34.8% | 36.3% | 36.61% | 36.74% | 38.62% | 38.62% | 35.92% | 38.31% | 38.62% | 38.62% | 38.62% | 38.62% | 38.62% | 38.11% | 37.12% | 38.62% | 36.95% | 35.08% | 34.43% | 32.6% | 38.34% | 38.62%
TSO | - | 14 | 9 | 7 | 2025 | Winter | P, [MW] | Expected | - | -94.0755 | -91.1703 | -85.3221 | -88.9748 | -89.7521 | -90.0521 | -94.6808 | -94.7019 | -88.1137 | -93.9528 | -94.707 | -94.7063 | -94.7015 | -94.6927 | -94.6908 | -93.4379 | -91.0064 | -94.7003 | -90.6109 | -86.0228 | -84.4119 | -79.9272 | -93.9931 | -94.6606
TSO | - | 14 | 9 | 7 | 2025 | Winter | Expected |  | - | 38.24% | 37.06% | 34.68% | 36.17% | 36.48% | 36.61% | 38.49% | 38.5% | 35.82% | 38.19% | 38.5% | 38.5% | 38.5% | 38.49% | 38.49% | 37.98% | 36.99% | 38.5% | 36.83% | 34.97% | 34.31% | 32.49% | 38.21% | 38.48%
TSO | - | 14 | 7 | 9 | 2025 | Winter | Q, [MVAr] | Expected | - | 50 | 50.0005 | 50.0005 | 50.0011 | 50.0007 | 50.0007 | 44.9003 | 35.4281 | 33.7154 | 37.7825 | 33.2571 | 33.7837 | 35.4981 | 40.0334 | 40.6315 | 45.1879 | 50.001 | 36.3662 | 39.2275 | 41.2778 | 48.6964 | 49.9988 | 49.9996 | 49.999
TSO | - | 14 | 7 | 9 | 2025 | Winter | Q, [%] | Expected | - | 20.33% | 20.33% | 20.33% | 20.33% | 20.33% | 20.33% | 18.25% | 14.4% | 13.71% | 15.36% | 13.52% | 13.73% | 14.43% | 16.27% | 16.52% | 18.37% | 20.33% | 14.78% | 15.95% | 16.78% | 19.8% | 20.32% | 20.33% | 20.32%
TSO | - | 14 | 9 | 7 | 2025 | Winter | Q, [MVAr] | Expected | - | -49.3639 | -49.4122 | -49.5164 | -49.4505 | -49.4353 | -49.4418 | -44.3353 | -34.9418 | -33.3644 | -37.2919 | -32.7861 | -33.309 | -35.0111 | -39.511 | -40.1042 | -44.6443 | -49.4553 | -35.8729 | -38.7888 | -40.9051 | -48.2835 | -49.6414 | -49.3827 | -49.3557
TSO | - | 14 | 9 | 7 | 2025 | Winter | Q, [%] | Expected | - | 0.20067 | 0.20086 | 0.20129 | 0.20102 | 0.20096 | 0.20098 | 0.18022 | 0.14204 | 0.13563 | 0.15159 | 0.13328 | 0.1354 | 0.14232 | 0.16061 | 0.16303 | 0.18148 | 0.20104 | 0.14582 | 0.15768 | 0.16628 | 0.19627 | 0.20179 | 0.20074 | 0.20063
TSO | - | 14 | 7 | 9 | 2025 | Winter | S, [MVA] | Expected | - | 106.8371 | 104.2661 | 99.1478 | 102.3356 | 103.0179 | 103.2796 | 105.0837 | 101.3938 | 94.6135 | 101.5762 | 100.6571 | 100.8389 | 101.4235 | 103.0984 | 103.3288 | 104.077 | 104.1152 | 101.7273 | 99.0252 | 95.656 | 97.6948 | 94.4998 | 106.7606 | 107.3562
TSO | - | 14 | 7 | 9 | 2025 | Winter | S, [%] | Expected | - | 43.43% | 42.38% | 40.3% | 41.6% | 41.88% | 41.98% | 42.72% | 41.22% | 38.46% | 41.29% | 40.92% | 40.99% | 41.23% | 41.91% | 42% | 42.31% | 42.32% | 41.35% | 40.25% | 38.88% | 39.71% | 38.41% | 43.4% | 43.64%
TSO | - | 14 | 9 | 7 | 2025 | Winter | S, [MVA] | Expected | - | 106.2403 | 103.6996 | 98.6497 | 101.7934 | 102.4661 | 102.7321 | 104.5517 | 100.9436 | 94.2443 | 101.1145 | 100.2234 | 100.4011 | 100.9727 | 102.6105 | 102.8358 | 103.557 | 103.5762 | 101.2698 | 98.5886 | 95.2545 | 97.2477 | 94.0886 | 106.1761 | 106.7549
TSO | - | 14 | 9 | 7 | 2025 | Winter | S, [%] | Expected | - | 43.19% | 42.15% | 40.1% | 41.38% | 41.65% | 41.76% | 42.5% | 41.03% | 38.31% | 41.1% | 40.74% | 40.81% | 41.05% | 41.71% | 41.8% | 42.1% | 42.1% | 41.17% | 40.08% | 38.72% | 39.53% | 38.25% | 43.16% | 43.4%
TSO | - | 16 | 8 | 14 | 2025 | Winter | P, [MW] | Expected | - | -1.9043 | -1.9699 | -1.8872 | -1.8012 | -1.694 | -1.7691 | -2.2252 | -2.0223 | -2.1766 | -2.1798 | -2.4836 | -2.8027 | -2.5672 | -2.5902 | -2.4129 | -2.3132 | -2.4134 | -2.6045 | -2.6204 | -2.5454 | -2.6298 | -2.5266 | -2.4856 | -2.2323
TSO | - | 16 | 8 | 14 | 2025 | Winter | P, [%] | Expected | - | 0.6123% | 0.6334% | 0.6068% | 0.5792% | 0.5447% | 0.5689% | 0.7155% | 0.6502% | 0.6999% | 0.7009% | 0.7986% | 0.9012% | 0.8255% | 0.8329% | 0.7759% | 0.7438% | 0.776% | 0.8375% | 0.8426% | 0.8185% | 0.8456% | 0.8124% | 0.7992% | 0.7178%
TSO | - | 16 | 14 | 8 | 2025 | Winter | P, [MW] | Expected | - | 1.9045 | 1.9701 | 1.8874 | 1.8014 | 1.6941 | 1.7693 | 2.2254 | 2.0225 | 2.1768 | 2.1801 | 2.4839 | 2.8031 | 2.5676 | 2.5906 | 2.4133 | 2.3135 | 2.4137 | 2.6049 | 2.6208 | 2.5458 | 2.6302 | 2.5269 | 2.486 | 2.2326
TSO | - | 16 | 14 | 8 | 2025 | Winter | Expected |  | - | 0.6124% | 0.6335% | 0.6069% | 0.5792% | 0.5447% | 0.5689% | 0.7156% | 0.6503% | 0.7% | 0.701% | 0.7987% | 0.9013% | 0.8256% | 0.833% | 0.776% | 0.7439% | 0.7761% | 0.8376% | 0.8427% | 0.8186% | 0.8457% | 0.8125% | 0.7993% | 0.7179%
TSO | - | 16 | 8 | 14 | 2025 | Winter | Q, [MVAr] | Expected | - | -1.0548 | -1.041 | -1.0584 | -1.0765 | -1.0989 | -1.0831 | -0.9872 | -1.0299 | -0.99732 | -0.99668 | -0.93229 | -0.86411 | -0.91451 | -0.90961 | -0.94739 | -0.96856 | -0.94727 | -0.90654 | -0.90316 | -0.91915 | -0.90117 | -0.92319 | -0.93192 | -0.98568
TSO | - | 16 | 8 | 14 | 2025 | Winter | Q, [%] | Expected | - | 0.3392% | 0.3347% | 0.3403% | 0.3461% | 0.3533% | 0.3483% | 0.3174% | 0.3312% | 0.3207% | 0.3205% | 0.2998% | 0.2778% | 0.2941% | 0.2925% | 0.3046% | 0.3114% | 0.3046% | 0.2915% | 0.2904% | 0.2955% | 0.2898% | 0.2968% | 0.2997% | 0.3169%
TSO | - | 16 | 14 | 8 | 2025 | Winter | Q, [MVAr] | Expected | - | -1.823 | -1.8366 | -1.8196 | -1.8018 | -1.7798 | -1.7952 | -1.8898 | -1.8474 | -1.8795 | -1.8802 | -1.944 | -2.0115 | -1.9617 | -1.9665 | -1.9291 | -1.9082 | -1.9292 | -1.9694 | -1.9727 | -1.9568 | -1.9747 | -1.9529 | -1.9443 | -1.8912
TSO | - | 16 | 14 | 8 | 2025 | Winter | Q, [%] | Expected | - | 0.0058618 | 0.0059056 | 0.0058507 | 0.0057937 | 0.0057229 | 0.0057724 | 0.0060764 | 0.0059403 | 0.0060435 | 0.0060455 | 0.0062507 | 0.0064679 | 0.0063076 | 0.0063232 | 0.006203 | 0.0061356 | 0.0062031 | 0.0063325 | 0.006343 | 0.006292 | 0.0063494 | 0.0062796 | 0.0062519 | 0.0060811
TSO | - | 16 | 8 | 14 | 2025 | Winter | S, [MVA] | Expected | - | 2.1769 | 2.2281 | 2.1638 | 2.0984 | 2.0192 | 2.0744 | 2.4343 | 2.2694 | 2.3942 | 2.3969 | 2.6528 | 2.9329 | 2.7253 | 2.7453 | 2.5923 | 2.5078 | 2.5927 | 2.7577 | 2.7717 | 2.7063 | 2.7799 | 2.69 | 2.6546 | 2.4403
TSO | - | 16 | 8 | 14 | 2025 | Winter | S, [%] | Expected | - | 0.7% | 0.7164% | 0.6957% | 0.6747% | 0.6492% | 0.667% | 0.7827% | 0.7297% | 0.7698% | 0.7707% | 0.853% | 0.9431% | 0.8763% | 0.8827% | 0.8335% | 0.8064% | 0.8337% | 0.8867% | 0.8912% | 0.8702% | 0.8939% | 0.8649% | 0.8536% | 0.7847%
TSO | - | 16 | 14 | 8 | 2025 | Winter | S, [MVA] | Expected | - | 2.6364 | 2.6935 | 2.6217 | 2.5479 | 2.4572 | 2.5206 | 2.9196 | 2.7392 | 2.876 | 2.8789 | 3.1542 | 3.4502 | 3.2312 | 3.2524 | 3.0896 | 2.9989 | 3.09 | 3.2655 | 3.2803 | 3.211 | 3.2889 | 3.1936 | 3.156 | 2.926
TSO | - | 16 | 14 | 8 | 2025 | Winter | S, [%] | Expected | - | 0.8477% | 0.8661% | 0.843% | 0.8193% | 0.7901% | 0.8105% | 0.9388% | 0.8808% | 0.9248% | 0.9257% | 1.014% | 1.109% | 1.039% | 1.046% | 0.9934% | 0.9643% | 0.9936% | 1.05% | 1.055% | 1.032% | 1.058% | 1.027% | 1.015% | 0.9408%
TSO | - | 17 | 9 | 10 | 2025 | Winter | P, [MW] | Expected | - | 13.2756 | 13.6223 | 13.4962 | 13.1719 | 12.8484 | 13.5761 | -0.57175 | 9.4356 | 13.24 | 15.567 | 10.3283 | 4.1618 | 13.2583 | 7.3349 | 12.5508 | 15.6177 | 17.4537 | 13.4239 | 14.2801 | 14.6167 | 15.8695 | 15.911 | 14.8525 | 10.3639
TSO | - | 17 | 9 | 10 | 2025 | Winter | P, [%] | Expected | - | 10.79% | 11.08% | 10.97% | 10.71% | 10.45% | 11.04% | 0.4648% | 7.671% | 10.76% | 12.66% | 8.397% | 3.384% | 10.78% | 5.963% | 10.2% | 12.7% | 14.19% | 10.91% | 11.61% | 11.88% | 12.9% | 12.94% | 12.08% | 8.426%
TSO | - | 17 | 10 | 9 | 2025 | Winter | P, [MW] | Expected | - | -12.8662 | -13.1453 | -13.0033 | -12.7059 | -12.3505 | -13.0882 | 0.89361 | -9.2158 | -13.0448 | -15.2664 | -10.1256 | -3.9135 | -12.9856 | -7.0594 | -12.2463 | -15.2505 | -17.015 | -13.1753 | -13.9708 | -14.2887 | -15.4696 | -15.4901 | -14.414 | -9.9093
TSO | - | 17 | 10 | 9 | 2025 | Winter | Expected |  | - | 10.46% | 10.69% | 10.57% | 10.33% | 10.04% | 10.64% | 0.7265% | 7.493% | 10.61% | 12.41% | 8.232% | 3.182% | 10.56% | 5.739% | 9.956% | 12.4% | 13.83% | 10.71% | 11.36% | 11.62% | 12.58% | 12.59% | 11.72% | 8.056%
TSO | - | 17 | 9 | 10 | 2025 | Winter | Q, [MVAr] | Expected | - | 33.2522 | 36.1217 | 36.8024 | 35.7536 | 37.2445 | 36.7136 | 31.9305 | 24.5943 | 20.9906 | 26.7184 | 23.0864 | 27.6848 | 26.2836 | 28.6011 | 28.4734 | 30.473 | 33.1484 | 24.6763 | 27.9245 | 28.8412 | 32.0307 | 32.9644 | 34.1896 | 36.3383
TSO | - | 17 | 9 | 10 | 2025 | Winter | Q, [%] | Expected | - | 27.03% | 29.37% | 29.92% | 29.07% | 30.28% | 29.85% | 25.96% | 20% | 17.07% | 21.72% | 18.77% | 22.51% | 21.37% | 23.25% | 23.15% | 24.77% | 26.95% | 20.06% | 22.7% | 23.45% | 26.04% | 26.8% | 27.8% | 29.54%
TSO | - | 17 | 10 | 9 | 2025 | Winter | Q, [MVAr] | Expected | - | -33.204 | -35.8333 | -36.4561 | -35.5 | -36.8811 | -36.3945 | -32.2142 | -25.2321 | -21.7163 | -27.0769 | -23.7843 | -28.2247 | -26.7385 | -29.0445 | -28.8165 | -30.5984 | -33.0259 | -25.2146 | -28.2519 | -29.1029 | -32.0433 | -32.8975 | -34.0551 | -36.1375
TSO | - | 17 | 10 | 9 | 2025 | Winter | Q, [%] | Expected | - | 0.26995 | 0.29133 | 0.29639 | 0.28862 | 0.29985 | 0.29589 | 0.2619 | 0.20514 | 0.17656 | 0.22014 | 0.19337 | 0.22947 | 0.21739 | 0.23613 | 0.23428 | 0.24877 | 0.2685 | 0.205 | 0.22969 | 0.23661 | 0.26051 | 0.26746 | 0.27687 | 0.2938
TSO | - | 17 | 9 | 10 | 2025 | Winter | S, [MVA] | Expected | - | 35.8046 | 38.6053 | 39.1992 | 38.1029 | 39.3986 | 39.1436 | 31.9356 | 26.3424 | 24.8213 | 30.9286 | 25.2919 | 27.9963 | 29.44 | 29.5273 | 31.1174 | 34.2421 | 37.4633 | 28.0922 | 31.3659 | 32.3338 | 35.7467 | 36.6042 | 37.2765 | 37.7874
TSO | - | 17 | 9 | 10 | 2025 | Winter | S, [%] | Expected | - | 29.11% | 31.39% | 31.87% | 30.98% | 32.03% | 31.82% | 25.96% | 21.42% | 20.18% | 25.15% | 20.56% | 22.76% | 23.93% | 24.01% | 25.3% | 27.84% | 30.46% | 22.84% | 25.5% | 26.29% | 29.06% | 29.76% | 30.31% | 30.72%
TSO | - | 17 | 10 | 9 | 2025 | Winter | S, [MVA] | Expected | - | 35.6099 | 38.1687 | 38.7059 | 37.7055 | 38.8943 | 38.6766 | 32.2266 | 26.8626 | 25.3362 | 31.0893 | 25.8504 | 28.4952 | 29.7266 | 29.8907 | 31.3113 | 34.1884 | 37.1521 | 28.4502 | 31.5189 | 32.4215 | 35.5823 | 36.3627 | 36.9801 | 37.4715
TSO | - | 17 | 10 | 9 | 2025 | Winter | S, [%] | Expected | - | 28.95% | 31.03% | 31.47% | 30.65% | 31.62% | 31.44% | 26.2% | 21.84% | 20.6% | 25.28% | 21.02% | 23.17% | 24.17% | 24.3% | 25.46% | 27.8% | 30.2% | 23.13% | 25.63% | 26.36% | 28.93% | 29.56% | 30.07% | 30.46%
TSO | - | 18 | 9 | 16 | 2025 | Winter | P, [MW] | Expected | - | 32.2765 | 29.9052 | 26.6925 | 26.7358 | 26.9193 | 34.3564 | 51.9345 | 62.357 | 64.0487 | 60.1897 | 57.1147 | 58.1787 | 58.0993 | 55.8603 | 53.183 | 52.3416 | 52.6961 | 60.3886 | 58.333 | 56.5948 | 54.9573 | 46.4854 | 43.185 | 35.9416
TSO | - | 18 | 9 | 16 | 2025 | Winter | P, [%] | Expected | - | 26.24% | 24.31% | 21.7% | 21.74% | 21.89% | 27.93% | 42.22% | 50.7% | 52.07% | 48.93% | 46.43% | 47.3% | 47.24% | 45.41% | 43.24% | 42.55% | 42.84% | 49.1% | 47.43% | 46.01% | 44.68% | 37.79% | 35.11% | 29.22%
TSO | - | 18 | 16 | 9 | 2025 | Winter | P, [MW] | Expected | - | -32.1842 | -29.8258 | -26.6288 | -26.6723 | -26.8548 | -34.2521 | -51.6978 | -62.0159 | -63.6886 | -59.8714 | -56.8282 | -57.8804 | -57.8034 | -55.5861 | -52.9357 | -52.1016 | -52.452 | -60.0703 | -58.0359 | -56.3153 | -54.6928 | -46.2959 | -43.0215 | -35.8278
TSO | - | 18 | 16 | 9 | 2025 | Winter | Expected |  | - | 26.17% | 24.25% | 21.65% | 21.68% | 21.83% | 27.85% | 42.03% | 50.42% | 51.78% | 48.68% | 46.2% | 47.06% | 46.99% | 45.19% | 43.04% | 42.36% | 42.64% | 48.84% | 47.18% | 45.78% | 44.47% | 37.64% | 34.98% | 29.13%
TSO | - | 18 | 9 | 16 | 2025 | Winter | Q, [MVAr] | Expected | - | 1.6738 | -1.0068 | -1.8797 | -0.81585 | -1.037 | 0.80585 | 6.0084 | 7.6771 | 8.2132 | 7.706 | 7.3529 | 8.2561 | 6.952 | 7.0817 | 5.5335 | 5.6358 | 6.2045 | 6.0822 | 5.7626 | 5.2279 | 5.8597 | 4.1132 | 2.4673 | 0.41996
TSO | - | 18 | 9 | 16 | 2025 | Winter | Q, [%] | Expected | - | 1.361% | 0.8185% | 1.528% | 0.6633% | 0.8431% | 0.6552% | 4.885% | 6.242% | 6.677% | 6.265% | 5.978% | 6.712% | 5.652% | 5.757% | 4.499% | 4.582% | 5.044% | 4.945% | 4.685% | 4.25% | 4.764% | 3.344% | 2.006% | 0.3414%
TSO | - | 18 | 16 | 9 | 2025 | Winter | Q, [MVAr] | Expected | - | -1.7588 | 0.87985 | 1.7001 | 0.63628 | 0.86056 | -0.8502 | -5.6118 | -6.9274 | -7.3995 | -7.0331 | -6.7885 | -7.6513 | -6.3556 | -6.558 | -5.1012 | -5.2281 | -5.7822 | -5.4097 | -5.162 | -4.6866 | -5.3687 | -3.8744 | -2.3147 | -0.43315
TSO | - | 18 | 16 | 9 | 2025 | Winter | Q, [%] | Expected | - | 0.014299 | 0.0071533 | 0.013822 | 0.005173 | 0.0069964 | 0.0069122 | 0.045624 | 0.056321 | 0.060159 | 0.05718 | 0.055191 | 0.062206 | 0.051671 | 0.053317 | 0.041474 | 0.042505 | 0.04701 | 0.043981 | 0.041968 | 0.038102 | 0.043648 | 0.031499 | 0.018819 | 0.0035216
TSO | - | 18 | 9 | 16 | 2025 | Winter | S, [MVA] | Expected | - | 32.3199 | 29.9222 | 26.7586 | 26.7484 | 26.9394 | 34.3659 | 52.2815 | 62.8279 | 64.5761 | 60.6848 | 57.5862 | 58.7624 | 58.5145 | 56.3081 | 53.4705 | 52.6444 | 53.0602 | 60.6945 | 58.6203 | 56.8359 | 55.2697 | 46.6671 | 43.2555 | 35.9443
TSO | - | 18 | 9 | 16 | 2025 | Winter | S, [%] | Expected | - | 26.28% | 24.33% | 21.75% | 21.75% | 21.9% | 27.94% | 42.51% | 51.08% | 52.5% | 49.34% | 46.82% | 47.77% | 47.57% | 45.78% | 43.47% | 42.8% | 43.14% | 49.35% | 47.66% | 46.21% | 44.93% | 37.94% | 35.17% | 29.22%
TSO | - | 18 | 16 | 9 | 2025 | Winter | S, [MVA] | Expected | - | 32.2323 | 29.8389 | 26.6831 | 26.6799 | 26.8687 | 34.2627 | 52.0022 | 62.4017 | 64.1199 | 60.2867 | 57.2325 | 58.3847 | 58.1525 | 55.9722 | 53.1813 | 52.3635 | 52.7699 | 60.3137 | 58.2683 | 56.5102 | 54.9566 | 46.4578 | 43.0837 | 35.8307
TSO | - | 18 | 16 | 9 | 2025 | Winter | S, [%] | Expected | - | 26.21% | 24.26% | 21.69% | 21.69% | 21.84% | 27.86% | 42.28% | 50.73% | 52.13% | 49.01% | 46.53% | 47.47% | 47.28% | 45.51% | 43.24% | 42.57% | 42.9% | 49.04% | 47.37% | 45.94% | 44.68% | 37.77% | 35.03% | 29.13%
TSO | - | 19 | 10 | 15 | 2025 | Winter | P, [MW] | Expected | - | -7.1201 | -4.8368 | -3.2419 | -2.7955 | -2.0104 | -2.1254 | -22.9259 | -13.9318 | -16.8475 | -18.0962 | -22.9087 | -30.07 | -19.8397 | -25.7111 | -20.1944 | -15.5775 | -13.1124 | -23.0256 | -15.1179 | -14.1449 | -13.5566 | -11.0678 | -10.1019 | -11.5627
TSO | - | 19 | 10 | 15 | 2025 | Winter | P, [%] | Expected | - | 5.789% | 3.932% | 2.636% | 2.273% | 1.635% | 1.728% | 18.64% | 11.33% | 13.7% | 14.71% | 18.62% | 24.45% | 16.13% | 20.9% | 16.42% | 12.66% | 10.66% | 18.72% | 12.29% | 11.5% | 11.02% | 8.998% | 8.213% | 9.401%
TSO | - | 19 | 15 | 10 | 2025 | Winter | P, [MW] | Expected | - | 7.4865 | 5.2681 | 3.6857 | 3.2571 | 2.4748 | 2.5726 | 23.3545 | 14.197 | 17.0726 | 18.401 | 23.2142 | 30.5241 | 20.1826 | 26.1425 | 20.5674 | 15.9291 | 13.5328 | 23.3467 | 15.3864 | 14.4101 | 13.8868 | 11.4251 | 10.4824 | 11.9918
TSO | - | 19 | 15 | 10 | 2025 | Winter | Expected |  | - | 6.087% | 4.283% | 2.997% | 2.648% | 2.012% | 2.092% | 18.99% | 11.54% | 13.88% | 14.96% | 18.87% | 24.82% | 16.41% | 21.25% | 16.72% | 12.95% | 11% | 18.98% | 12.51% | 11.72% | 11.29% | 9.289% | 8.522% | 9.749%
TSO | - | 19 | 10 | 15 | 2025 | Winter | Q, [MVAr] | Expected | - | 41.2625 | 44.9324 | 45.6369 | 46.6506 | 46.7543 | 46.0668 | 40.0167 | 33.6059 | 29.0246 | 34.3523 | 31.7871 | 37.0388 | 36.2389 | 38.5725 | 37.9598 | 38.5364 | 43.3483 | 32.7797 | 33.0913 | 33.2529 | 37.8109 | 40.1658 | 41.6458 | 43.7922
TSO | - | 19 | 10 | 15 | 2025 | Winter | Q, [%] | Expected | - | 33.55% | 36.53% | 37.1% | 37.93% | 38.01% | 37.45% | 32.53% | 27.32% | 23.6% | 27.93% | 25.84% | 30.11% | 29.46% | 31.36% | 30.86% | 31.33% | 35.24% | 26.65% | 26.9% | 27.03% | 30.74% | 32.66% | 33.86% | 35.6%
TSO | - | 19 | 15 | 10 | 2025 | Winter | Q, [MVAr] | Expected | - | -40.7461 | -44.1772 | -44.8342 | -45.7868 | -45.8784 | -45.2582 | -39.3126 | -33.4852 | -29.0519 | -34.0857 | -31.5302 | -36.2553 | -35.8405 | -37.8622 | -37.4508 | -38.0959 | -42.6571 | -32.4627 | -32.9506 | -33.1212 | -37.4423 | -39.6945 | -41.087 | -43.0541
TSO | - | 19 | 15 | 10 | 2025 | Winter | Q, [%] | Expected | - | 0.33127 | 0.35916 | 0.36451 | 0.37225 | 0.373 | 0.36795 | 0.31961 | 0.27224 | 0.23619 | 0.27712 | 0.25634 | 0.29476 | 0.29139 | 0.30782 | 0.30448 | 0.30972 | 0.34681 | 0.26392 | 0.26789 | 0.26928 | 0.30441 | 0.32272 | 0.33404 | 0.35003
TSO | - | 19 | 10 | 15 | 2025 | Winter | S, [MVA] | Expected | - | 41.8727 | 45.1923 | 45.7521 | 46.7344 | 46.7977 | 46.116 | 46.1198 | 36.3795 | 33.5805 | 38.8412 | 39.1828 | 47.7115 | 41.3161 | 46.3579 | 42.9978 | 41.5665 | 45.2899 | 40.0595 | 36.3955 | 36.1371 | 40.1741 | 41.6646 | 42.8539 | 45.2936
TSO | - | 19 | 10 | 15 | 2025 | Winter | S, [%] | Expected | - | 34.04% | 36.74% | 37.2% | 38% | 38.05% | 37.49% | 37.5% | 29.58% | 27.3% | 31.58% | 31.86% | 38.79% | 33.59% | 37.69% | 34.96% | 33.79% | 36.82% | 32.57% | 29.59% | 29.38% | 32.66% | 33.87% | 34.84% | 36.82%
TSO | - | 19 | 15 | 10 | 2025 | Winter | S, [MVA] | Expected | - | 41.4285 | 44.4905 | 44.9855 | 45.9026 | 45.9452 | 45.3314 | 45.7275 | 36.3706 | 33.7159 | 38.748 | 39.1549 | 47.3966 | 41.134 | 46.0121 | 42.7273 | 41.2927 | 44.7539 | 39.987 | 36.3791 | 36.1209 | 39.9404 | 41.3076 | 42.4034 | 44.6935
TSO | - | 19 | 15 | 10 | 2025 | Winter | S, [%] | Expected | - | 33.68% | 36.17% | 36.57% | 37.32% | 37.35% | 36.85% | 37.18% | 29.57% | 27.41% | 31.5% | 31.83% | 38.53% | 33.44% | 37.41% | 34.74% | 33.57% | 36.39% | 32.51% | 29.58% | 29.37% | 32.47% | 33.58% | 34.47% | 36.34%
TSO | - | 20 | 11 | 13 | 2025 | Winter | P, [MW] | Expected | - | 21.0299 | 20.7118 | 20.0587 | 19.8897 | 17.9813 | 17.8392 | 16.3801 | 21.0699 | 22.1393 | 21.0035 | 23.082 | 22.8212 | 24.5949 | 23.3539 | 22.5759 | 24.6739 | 27.1828 | 29.0507 | 29.6212 | 30.0861 | 33.2633 | 31.5394 | 29.9757 | 25.7981
TSO | - | 20 | 11 | 13 | 2025 | Winter | P, [%] | Expected | - | 1.581% | 1.557% | 1.508% | 1.495% | 1.352% | 1.341% | 1.232% | 1.584% | 1.665% | 1.579% | 1.735% | 1.716% | 1.849% | 1.756% | 1.697% | 1.855% | 2.044% | 2.184% | 2.227% | 2.262% | 2.501% | 2.371% | 2.254% | 1.94%
TSO | - | 20 | 13 | 11 | 2025 | Winter | P, [MW] | Expected | - | -21.0236 | -20.7057 | -20.0529 | -19.884 | -17.9767 | -17.8347 | -16.3763 | -21.0636 | -22.1323 | -20.9972 | -23.0745 | -22.8138 | -24.5863 | -23.3461 | -22.5686 | -24.6653 | -27.1722 | -29.0386 | -29.6087 | -30.0733 | -33.2475 | -31.5252 | -29.9629 | -25.7887
TSO | - | 20 | 13 | 11 | 2025 | Winter | Expected |  | - | 1.581% | 1.557% | 1.508% | 1.495% | 1.352% | 1.341% | 1.231% | 1.584% | 1.664% | 1.579% | 1.735% | 1.715% | 1.849% | 1.755% | 1.697% | 1.855% | 2.043% | 2.183% | 2.226% | 2.261% | 2.5% | 2.37% | 2.253% | 1.939%
TSO | - | 20 | 11 | 13 | 2025 | Winter | Q, [MVAr] | Expected | - | -15.6724 | -15.6432 | -15.5831 | -15.5676 | -15.3913 | -15.378 | -15.2425 | -15.6754 | -15.774 | -15.6688 | -15.8613 | -15.8375 | -16.0012 | -15.8868 | -15.8152 | -16.0085 | -16.2388 | -16.4099 | -16.4618 | -16.5044 | -16.7946 | -16.6376 | -16.4949 | -16.1118
TSO | - | 20 | 11 | 13 | 2025 | Winter | Q, [%] | Expected | - | 1.178% | 1.176% | 1.172% | 1.17% | 1.157% | 1.156% | 1.146% | 1.179% | 1.186% | 1.178% | 1.193% | 1.191% | 1.203% | 1.194% | 1.189% | 1.204% | 1.221% | 1.234% | 1.238% | 1.241% | 1.263% | 1.251% | 1.24% | 1.211%
TSO | - | 20 | 13 | 11 | 2025 | Winter | Q, [MVAr] | Expected | - | -11.6287 | -11.6607 | -11.7262 | -11.7432 | -11.9338 | -11.9478 | -12.0929 | -11.624 | -11.5167 | -11.6302 | -11.4231 | -11.4495 | -11.2722 | -11.3964 | -11.4743 | -11.2643 | -11.0124 | -10.8244 | -10.7667 | -10.7199 | -10.3993 | -10.5737 | -10.7315 | -11.1515
TSO | - | 20 | 13 | 11 | 2025 | Winter | Q, [%] | Expected | - | 0.0087434 | 0.0087675 | 0.0088167 | 0.0088295 | 0.0089728 | 0.0089833 | 0.0090924 | 0.0087399 | 0.0086592 | 0.0087445 | 0.0085888 | 0.0086087 | 0.0084753 | 0.0085688 | 0.0086273 | 0.0084694 | 0.00828 | 0.0081387 | 0.0080952 | 0.0080601 | 0.007819 | 0.0079501 | 0.0080688 | 0.0083846
TSO | - | 20 | 11 | 13 | 2025 | Winter | S, [MVA] | Expected | - | 26.2274 | 25.9556 | 25.4004 | 25.2577 | 23.669 | 23.5525 | 22.3751 | 26.2613 | 27.1841 | 26.2043 | 28.0064 | 27.7783 | 29.3419 | 28.2453 | 27.5643 | 29.4122 | 31.6639 | 33.365 | 33.8883 | 34.3158 | 37.2627 | 35.6587 | 34.2144 | 30.416
TSO | - | 20 | 11 | 13 | 2025 | Winter | S, [%] | Expected | - | 1.972% | 1.952% | 1.91% | 1.899% | 1.78% | 1.771% | 1.682% | 1.975% | 2.044% | 1.97% | 2.106% | 2.089% | 2.206% | 2.124% | 2.073% | 2.211% | 2.381% | 2.509% | 2.548% | 2.58% | 2.802% | 2.681% | 2.573% | 2.287%
TSO | - | 20 | 13 | 11 | 2025 | Winter | S, [MVA] | Expected | - | 24.0254 | 23.7634 | 23.2298 | 23.0928 | 21.5772 | 21.4669 | 20.3573 | 24.0581 | 24.9497 | 24.0032 | 25.7472 | 25.5257 | 27.0472 | 25.9792 | 25.3181 | 27.1157 | 29.319 | 30.9905 | 31.5057 | 31.9267 | 34.836 | 33.2512 | 31.8268 | 28.0965
TSO | - | 20 | 13 | 11 | 2025 | Winter | S, [%] | Expected | - | 1.806% | 1.787% | 1.747% | 1.736% | 1.622% | 1.614% | 1.531% | 1.809% | 1.876% | 1.805% | 1.936% | 1.919% | 2.034% | 1.953% | 1.904% | 2.039% | 2.204% | 2.33% | 2.369% | 2.401% | 2.619% | 2.5% | 2.393% | 2.113%
TSO | - | 21 | 12 | 72 | 2025 | Winter | P, [MW] | Expected | - | -14.3426 | -14.5765 | -14.1454 | -13.9211 | -12.6088 | -12.4889 | -11.9582 | -13.9973 | -14.7751 | -14.004 | -15.9333 | -16.4033 | -17.0207 | -16.2773 | -15.625 | -16.7465 | -18.3698 | -19.3574 | -19.7934 | -19.9087 | -21.9055 | -20.8795 | -20.0727 | -17.3863
TSO | - | 21 | 12 | 72 | 2025 | Winter | P, [%] | Expected | - | 5.83% | 5.925% | 5.75% | 5.659% | 5.126% | 5.077% | 4.861% | 5.69% | 6.006% | 5.693% | 6.477% | 6.668% | 6.919% | 6.617% | 6.352% | 6.808% | 7.467% | 7.869% | 8.046% | 8.093% | 8.905% | 8.488% | 8.16% | 7.068%
TSO | - | 21 | 72 | 12 | 2025 | Winter | P, [MW] | Expected | - | 14.3642 | 14.5991 | 14.1667 | 13.9418 | 12.6258 | 12.5054 | 11.9725 | 14.0166 | 14.7964 | 14.0235 | 15.9582 | 16.4299 | 17.0494 | 16.3037 | 15.6494 | 16.775 | 18.4046 | 19.3944 | 19.8326 | 19.9485 | 21.9547 | 20.9247 | 20.1149 | 17.4181
TSO | - | 21 | 72 | 12 | 2025 | Winter | Expected |  | - | 5.839% | 5.935% | 5.759% | 5.667% | 5.132% | 5.084% | 4.867% | 5.698% | 6.015% | 5.701% | 6.487% | 6.679% | 6.931% | 6.628% | 6.362% | 6.819% | 7.482% | 7.884% | 8.062% | 8.109% | 8.925% | 8.506% | 8.177% | 7.081%
TSO | - | 21 | 12 | 72 | 2025 | Winter | Q, [MVAr] | Expected | - | 1.2648 | 0.80998 | 0.4948 | 0.41604 | 0.12265 | 0.31087 | 0.35567 | 1.1199 | 1.5906 | 1.0323 | 1.6744 | 1.4101 | 1.3917 | 1.3745 | 1.2049 | 1.6032 | 1.737 | 2.2396 | 2.2868 | 2.2587 | 2.8375 | 2.699 | 2.4705 | 1.427
TSO | - | 21 | 12 | 72 | 2025 | Winter | Q, [%] | Expected | - | 0.5141% | 0.3293% | 0.2011% | 0.1691% | 0.04986% | 0.1264% | 0.1446% | 0.4553% | 0.6466% | 0.4196% | 0.6807% | 0.5732% | 0.5657% | 0.5587% | 0.4898% | 0.6517% | 0.7061% | 0.9104% | 0.9296% | 0.9182% | 1.153% | 1.097% | 1.004% | 0.5801%
TSO | - | 21 | 72 | 12 | 2025 | Winter | Q, [MVAr] | Expected | - | -2.5566 | -2.0708 | -1.7512 | -1.6758 | -1.3897 | -1.5937 | -1.7349 | -2.509 | -2.9953 | -2.4076 | -3.0588 | -2.7711 | -2.7359 | -2.7211 | -2.5517 | -2.9216 | -3.0075 | -3.5714 | -3.5936 | -3.558 | -4.0802 | -3.9366 | -3.704 | -2.6766
TSO | - | 21 | 72 | 12 | 2025 | Winter | Q, [%] | Expected | - | 0.010393 | 0.0084179 | 0.0071187 | 0.0068122 | 0.0056491 | 0.0064783 | 0.0070524 | 0.010199 | 0.012176 | 0.009787 | 0.012434 | 0.011265 | 0.011122 | 0.011061 | 0.010373 | 0.011876 | 0.012225 | 0.014518 | 0.014608 | 0.014463 | 0.016586 | 0.016003 | 0.015057 | 0.01088
TSO | - | 21 | 12 | 72 | 2025 | Winter | S, [MVA] | Expected | - | 14.3983 | 14.599 | 14.154 | 13.9273 | 12.6094 | 12.4928 | 11.9636 | 14.042 | 14.8606 | 14.0421 | 16.0211 | 16.4638 | 17.0775 | 16.3353 | 15.6714 | 16.8231 | 18.4517 | 19.4865 | 19.9252 | 20.0364 | 22.0886 | 21.0532 | 20.2241 | 17.4448
TSO | - | 21 | 12 | 72 | 2025 | Winter | S, [%] | Expected | - | 5.853% | 5.935% | 5.754% | 5.662% | 5.126% | 5.078% | 4.863% | 5.708% | 6.041% | 5.708% | 6.513% | 6.693% | 6.942% | 6.64% | 6.37% | 6.839% | 7.501% | 7.921% | 8.1% | 8.145% | 8.979% | 8.558% | 8.221% | 7.091%
TSO | - | 21 | 72 | 12 | 2025 | Winter | S, [MVA] | Expected | - | 14.59 | 14.7452 | 14.2746 | 14.0421 | 12.7021 | 12.6066 | 12.0976 | 14.2394 | 15.0968 | 14.2289 | 16.2487 | 16.662 | 17.2676 | 16.5293 | 15.8561 | 17.0275 | 18.6487 | 19.7205 | 20.1557 | 20.2633 | 22.3307 | 21.2918 | 20.453 | 17.6226
TSO | - | 21 | 72 | 12 | 2025 | Winter | S, [%] | Expected | - | 5.931% | 5.994% | 5.803% | 5.708% | 5.163% | 5.125% | 4.918% | 5.788% | 6.137% | 5.784% | 6.605% | 6.773% | 7.019% | 6.719% | 6.446% | 6.922% | 7.581% | 8.016% | 8.193% | 8.237% | 9.078% | 8.655% | 8.314% | 7.164%
TSO | - | 23 | 15 | 18 | 2025 | Winter | P, [MW] | Expected | - | 17.4078 | 15.0237 | 14.2329 | 13.5056 | 13.4724 | 15.2149 | 20.916 | 24.2885 | 26.794 | 27.8181 | 27.4588 | 27.3095 | 26.852 | 26.5553 | 25.396 | 23.4973 | 23.5042 | 28.0867 | 28.2732 | 27.6324 | 26.521 | 24.9742 | 22.7573 | 19.9555
TSO | - | 23 | 15 | 18 | 2025 | Winter | P, [%] | Expected | - | 14.15% | 12.21% | 11.57% | 10.98% | 10.95% | 12.37% | 17% | 19.75% | 21.78% | 22.62% | 22.32% | 22.2% | 21.83% | 21.59% | 20.65% | 19.1% | 19.11% | 22.83% | 22.99% | 22.47% | 21.56% | 20.3% | 18.5% | 16.22%
TSO | - | 23 | 18 | 15 | 2025 | Winter | P, [MW] | Expected | - | -17.3877 | -15.0079 | -14.2185 | -13.4926 | -13.4596 | -15.199 | -20.8894 | -24.2532 | -26.7515 | -27.771 | -27.4139 | -27.2647 | -26.8084 | -26.5125 | -25.3569 | -23.4636 | -23.4698 | -28.0396 | -28.2248 | -27.5861 | -26.4777 | -24.9354 | -22.7247 | -19.93
TSO | - | 23 | 18 | 15 | 2025 | Winter | Expected |  | - | 14.14% | 12.2% | 11.56% | 10.97% | 10.94% | 12.36% | 16.98% | 19.72% | 21.75% | 22.58% | 22.29% | 22.17% | 21.8% | 21.55% | 20.62% | 19.08% | 19.08% | 22.8% | 22.95% | 22.43% | 21.53% | 20.27% | 18.48% | 16.2%
TSO | - | 23 | 15 | 18 | 2025 | Winter | Q, [MVAr] | Expected | - | -3.8572 | -4.4902 | -4.4151 | -4.1996 | -4.108 | -4.0104 | -0.88428 | 1.0063 | 1.8417 | 3.0001 | 2.2098 | 2.175 | 2.1287 | 2.2737 | 1.4434 | 0.16706 | 0.043027 | 1.5512 | 1.8727 | 1.4224 | 1.1313 | 0.65891 | -1.0937 | -1.5946
TSO | - | 23 | 15 | 18 | 2025 | Winter | Q, [%] | Expected | - | 3.136% | 3.651% | 3.59% | 3.414% | 3.34% | 3.26% | 0.7189% | 0.8181% | 1.497% | 2.439% | 1.797% | 1.768% | 1.731% | 1.849% | 1.173% | 0.1358% | 0.03498% | 1.261% | 1.522% | 1.156% | 0.9198% | 0.5357% | 0.8892% | 1.296%
TSO | - | 23 | 18 | 15 | 2025 | Winter | Q, [MVAr] | Expected | - | 3.7061 | 4.3285 | 4.2498 | 4.0291 | 3.9382 | 3.8487 | 0.74555 | -1.1191 | -1.9331 | -3.0703 | -2.292 | -2.2548 | -2.2112 | -2.3581 | -1.5392 | -0.27914 | -0.14936 | -1.6239 | -1.9383 | -1.4943 | -1.21 | -0.7502 | 0.98324 | 1.4629
TSO | - | 23 | 18 | 15 | 2025 | Winter | Q, [%] | Expected | - | 0.030131 | 0.035191 | 0.034551 | 0.032757 | 0.032018 | 0.03129 | 0.0060613 | 0.0090981 | 0.015716 | 0.024962 | 0.018634 | 0.018332 | 0.017977 | 0.019172 | 0.012514 | 0.0022694 | 0.0012143 | 0.013203 | 0.015758 | 0.012148 | 0.0098374 | 0.0060992 | 0.0079938 | 0.011893
TSO | - | 23 | 15 | 18 | 2025 | Winter | S, [MVA] | Expected | - | 17.8301 | 15.6804 | 14.902 | 14.1435 | 14.0849 | 15.7346 | 20.9347 | 24.3093 | 26.8574 | 27.9797 | 27.5476 | 27.3961 | 26.9363 | 26.6525 | 25.437 | 23.4979 | 23.5043 | 28.1295 | 28.3353 | 27.669 | 26.5453 | 24.983 | 22.7836 | 20.0193
TSO | - | 23 | 15 | 18 | 2025 | Winter | S, [%] | Expected | - | 14.5% | 12.75% | 12.12% | 11.5% | 11.45% | 12.79% | 17.02% | 19.76% | 21.84% | 22.75% | 22.4% | 22.27% | 21.9% | 21.67% | 20.68% | 19.1% | 19.11% | 22.87% | 23.04% | 22.5% | 21.58% | 20.31% | 18.52% | 16.28%
TSO | - | 23 | 18 | 15 | 2025 | Winter | S, [MVA] | Expected | - | 17.7783 | 15.6197 | 14.8401 | 14.0815 | 14.024 | 15.6788 | 20.9028 | 24.2791 | 26.8215 | 27.9404 | 27.5096 | 27.3579 | 26.8995 | 26.6172 | 25.4036 | 23.4652 | 23.4704 | 28.0866 | 28.2915 | 27.6266 | 26.5056 | 24.9468 | 22.746 | 19.9839
TSO | - | 23 | 18 | 15 | 2025 | Winter | S, [%] | Expected | - | 14.45% | 12.7% | 12.07% | 11.45% | 11.4% | 12.75% | 16.99% | 19.74% | 21.81% | 22.72% | 22.37% | 22.24% | 21.87% | 21.64% | 20.65% | 19.08% | 19.08% | 22.83% | 23% | 22.46% | 21.55% | 20.28% | 18.49% | 16.25%
TSO | - | 24 | 15 | 26 | 2025 | Winter | P, [MW] | Expected | - | 25.0917 | 22.0188 | 20.283 | 19.7452 | 19.391 | 22.0918 | 35.4904 | 36.7985 | 38.9706 | 38.6141 | 39.634 | 41.9082 | 38.9224 | 39.9674 | 36.882 | 34.3234 | 32.8134 | 40.1337 | 39.1975 | 38.2326 | 37.015 | 34.0989 | 32.3467 | 29.5035
TSO | - | 24 | 15 | 26 | 2025 | Winter | P, [%] | Expected | - | 20.4% | 17.9% | 16.49% | 16.05% | 15.77% | 17.96% | 28.85% | 29.92% | 31.68% | 31.39% | 32.22% | 34.07% | 31.64% | 32.49% | 29.99% | 27.91% | 26.68% | 32.63% | 31.87% | 31.08% | 30.09% | 27.72% | 26.3% | 23.99%
TSO | - | 24 | 26 | 15 | 2025 | Winter | P, [MW] | Expected | - | -24.9904 | -21.9306 | -20.2031 | -19.6692 | -19.3151 | -22.0035 | -35.3193 | -36.6227 | -38.778 | -38.4205 | -39.4339 | -41.6816 | -38.7254 | -39.7586 | -36.7024 | -34.1639 | -32.663 | -39.9261 | -38.9966 | -38.0401 | -36.83 | -33.9377 | -32.1959 | -29.3708
TSO | - | 24 | 26 | 15 | 2025 | Winter | Expected |  | - | 20.32% | 17.83% | 16.43% | 15.99% | 15.7% | 17.89% | 28.71% | 29.77% | 31.53% | 31.24% | 32.06% | 33.89% | 31.48% | 32.32% | 29.84% | 27.78% | 26.56% | 32.46% | 31.7% | 30.93% | 29.94% | 27.59% | 26.18% | 23.88%
TSO | - | 24 | 15 | 26 | 2025 | Winter | Q, [MVAr] | Expected | - | -10.8679 | -12.4606 | -12.8506 | -12.6376 | -13.0829 | -12.3856 | -7.4103 | -4.0703 | -1.7476 | -2.4611 | -1.7862 | -2.9857 | -3.1242 | -3.7072 | -4.4458 | -5.9891 | -7.0917 | -3.3336 | -3.8713 | -4.359 | -5.6434 | -6.7225 | -8.571 | -10.1505
TSO | - | 24 | 15 | 26 | 2025 | Winter | Q, [%] | Expected | - | 8.836% | 10.13% | 10.45% | 10.27% | 10.64% | 10.07% | 6.025% | 3.309% | 1.421% | 2.001% | 1.452% | 2.427% | 2.54% | 3.014% | 3.614% | 4.869% | 5.766% | 2.71% | 3.147% | 3.544% | 4.588% | 5.465% | 6.968% | 8.252%
TSO | - | 24 | 26 | 15 | 2025 | Winter | Q, [MVAr] | Expected | - | 10.744 | 12.3003 | 12.6644 | 12.4377 | 12.8844 | 12.2248 | 7.5054 | 4.1736 | 1.9023 | 2.6303 | 1.9685 | 3.2638 | 3.3042 | 3.9288 | 4.5697 | 6.0488 | 7.1281 | 3.545 | 4.0657 | 4.5261 | 5.7921 | 6.7955 | 8.6128 | 10.1362
TSO | - | 24 | 26 | 15 | 2025 | Winter | Q, [%] | Expected | - | 0.08735 | 0.1 | 0.10296 | 0.10112 | 0.10475 | 0.099389 | 0.06102 | 0.033932 | 0.015466 | 0.021384 | 0.016004 | 0.026535 | 0.026863 | 0.031941 | 0.037152 | 0.049177 | 0.057952 | 0.028821 | 0.033054 | 0.036798 | 0.04709 | 0.055248 | 0.070023 | 0.082408
TSO | - | 24 | 15 | 26 | 2025 | Winter | S, [MVA] | Expected | - | 27.3442 | 25.3001 | 24.0112 | 23.4432 | 23.3917 | 25.3269 | 36.2559 | 37.0229 | 39.0105 | 38.6934 | 39.6742 | 42.0146 | 39.0477 | 40.1391 | 37.149 | 34.842 | 33.571 | 40.2719 | 39.389 | 38.4803 | 37.4428 | 34.7552 | 33.463 | 31.2008
TSO | - | 24 | 15 | 26 | 2025 | Winter | S, [%] | Expected | - | 22.23% | 20.57% | 19.52% | 19.06% | 19.02% | 20.59% | 29.48% | 30.1% | 31.72% | 31.46% | 32.26% | 34.16% | 31.75% | 32.63% | 30.2% | 28.33% | 27.29% | 32.74% | 32.02% | 31.28% | 30.44% | 28.26% | 27.21% | 25.37%
TSO | - | 24 | 26 | 15 | 2025 | Winter | S, [MVA] | Expected | - | 27.2021 | 25.1446 | 23.8443 | 23.2718 | 23.2181 | 25.1715 | 36.108 | 36.8598 | 38.8254 | 38.5113 | 39.483 | 41.8093 | 38.8663 | 39.9524 | 36.9858 | 34.6953 | 33.4317 | 40.0832 | 39.2088 | 38.3085 | 37.2829 | 34.6113 | 33.328 | 31.0707
TSO | - | 24 | 26 | 15 | 2025 | Winter | S, [%] | Expected | - | 22.12% | 20.44% | 19.39% | 18.92% | 18.88% | 20.46% | 29.36% | 29.97% | 31.57% | 31.31% | 32.1% | 33.99% | 31.6% | 32.48% | 30.07% | 28.21% | 27.18% | 32.59% | 31.88% | 31.15% | 30.31% | 28.14% | 27.1% | 25.26%
TSO | - | 25 | 16 | 17 | 2025 | Winter | P, [MW] | Expected | - | 0.24101 | -1.4972 | -3.8762 | -3.7416 | -3.9757 | 0.18016 | 6.1665 | 12.8343 | 12.9598 | 12.1106 | 8.9483 | 9.7344 | 12.0796 | 8.7119 | 8.8209 | 8.6329 | 9.055 | 13.109 | 12.8262 | 12.4383 | 11.3651 | 7.9846 | 5.9547 | 2.1676
TSO | - | 25 | 16 | 17 | 2025 | Winter | P, [%] | Expected | - | 0.1959% | 1.217% | 3.151% | 3.042% | 3.232% | 0.1465% | 5.013% | 10.43% | 10.54% | 9.846% | 7.275% | 7.914% | 9.821% | 7.083% | 7.171% | 7.019% | 7.362% | 10.66% | 10.43% | 10.11% | 9.24% | 6.492% | 4.841% | 1.762%
TSO | - | 25 | 17 | 16 | 2025 | Winter | P, [MW] | Expected | - | -0.24101 | 1.4973 | 3.877 | 3.7423 | 3.9765 | -0.18008 | -6.1646 | -12.8264 | -12.9518 | -12.1036 | -8.9445 | -9.7299 | -12.0726 | -8.7082 | -8.8171 | -8.6293 | -9.0508 | -13.1008 | -12.8183 | -12.4309 | -11.3587 | -7.9814 | -5.9528 | -2.1672
TSO | - | 25 | 17 | 16 | 2025 | Winter | Expected |  | - | 0.1959% | 1.217% | 3.152% | 3.043% | 3.233% | 0.1464% | 5.012% | 10.43% | 10.53% | 9.84% | 7.272% | 7.91% | 9.815% | 7.08% | 7.168% | 7.016% | 7.358% | 10.65% | 10.42% | 10.11% | 9.235% | 6.489% | 4.84% | 1.762%
TSO | - | 25 | 16 | 17 | 2025 | Winter | Q, [MVAr] | Expected | - | -0.36484 | 0.42051 | 0.38023 | 0.27815 | 0.63182 | 1.0956 | 1.5562 | -0.36795 | -0.85991 | 0.17163 | -0.18292 | 0.60786 | 0.29117 | 0.62058 | 0.9238 | 1.2456 | 2.3007 | 0.48826 | 0.61639 | 0.83384 | 1.965 | 1.9638 | 1.7041 | 1.3425
TSO | - | 25 | 16 | 17 | 2025 | Winter | Q, [%] | Expected | - | 0.2966% | 0.3419% | 0.3091% | 0.2261% | 0.5137% | 0.8907% | 1.265% | 0.2991% | 0.6991% | 0.1395% | 0.1487% | 0.4942% | 0.2367% | 0.5045% | 0.7511% | 1.013% | 1.871% | 0.397% | 0.5011% | 0.6779% | 1.598% | 1.597% | 1.385% | 1.091%
TSO | - | 25 | 17 | 16 | 2025 | Winter | Q, [MVAr] | Expected | - | 0.14897 | -0.63532 | -0.59259 | -0.4906 | -0.84389 | -1.3112 | -1.7683 | 0.17667 | 0.66927 | -0.3658 | -0.022861 | -0.81087 | -0.48581 | -0.82669 | -1.1298 | -1.4518 | -2.5046 | -0.67853 | -0.80783 | -1.0269 | -2.1615 | -2.1706 | -1.9151 | -1.5577
TSO | - | 25 | 17 | 16 | 2025 | Winter | Q, [%] | Expected | - | 0.0012111 | 0.0051652 | 0.0048178 | 0.0039886 | 0.0068609 | 0.01066 | 0.014377 | 0.0014364 | 0.0054412 | 0.002974 | 0.00018586 | 0.0065925 | 0.0039497 | 0.0067211 | 0.0091853 | 0.011803 | 0.020362 | 0.0055165 | 0.0065677 | 0.0083484 | 0.017573 | 0.017647 | 0.01557 | 0.012664
TSO | - | 25 | 16 | 17 | 2025 | Winter | S, [MVA] | Expected | - | 0.44613 | 1.557 | 3.8953 | 3.7525 | 4.0263 | 1.1111 | 6.3647 | 12.8401 | 13.0043 | 12.1313 | 8.9515 | 9.7586 | 12.0866 | 8.738 | 8.8711 | 8.7238 | 9.3431 | 13.1195 | 12.8565 | 12.4671 | 11.5377 | 8.223 | 6.1939 | 2.5516
TSO | - | 25 | 16 | 17 | 2025 | Winter | S, [%] | Expected | - | 0.3627% | 1.266% | 3.167% | 3.051% | 3.273% | 0.9033% | 5.175% | 10.44% | 10.57% | 9.863% | 7.278% | 7.934% | 9.827% | 7.104% | 7.212% | 7.092% | 7.596% | 10.67% | 10.45% | 10.14% | 9.38% | 6.685% | 5.036% | 2.074%
TSO | - | 25 | 17 | 16 | 2025 | Winter | S, [MVA] | Expected | - | 0.29656 | 1.6285 | 3.9225 | 3.775 | 4.0658 | 1.3242 | 6.4179 | 12.8282 | 12.9848 | 12.1283 | 8.9459 | 9.7688 | 12.0859 | 8.7514 | 8.8912 | 8.752 | 9.3913 | 13.1197 | 12.859 | 12.4741 | 11.5664 | 8.2716 | 6.2534 | 2.6706
TSO | - | 25 | 17 | 16 | 2025 | Winter | S, [%] | Expected | - | 0.2411% | 1.324% | 3.189% | 3.069% | 3.306% | 1.077% | 5.218% | 10.43% | 10.56% | 9.86% | 7.273% | 7.942% | 9.826% | 7.115% | 7.229% | 7.115% | 7.635% | 10.67% | 10.45% | 10.14% | 9.404% | 6.725% | 5.084% | 2.171%
TSO | - | 26 | 17 | 34 | 2025 | Winter | P, [MW] | Expected | - | -7.6638 | -9.2403 | -10.7283 | -10.8251 | -11.0486 | -7.5976 | -2.8295 | 2.9247 | 3.0673 | 1.8223 | -0.033987 | 0.32188 | 3.1365 | -0.031161 | -0.19837 | -0.72873 | -1.1379 | 2.0648 | 2.5253 | 1.548 | 0.35994 | -1.5098 | -2.854 | -6.6937
TSO | - | 26 | 17 | 34 | 2025 | Winter | P, [%] | Expected | - | 6.231% | 7.512% | 8.722% | 8.801% | 8.983% | 6.177% | 2.3% | 2.378% | 2.494% | 1.482% | 0.02763% | 0.2617% | 2.55% | 0.02533% | 0.1613% | 0.5925% | 0.9252% | 1.679% | 2.053% | 1.259% | 0.2926% | 1.227% | 2.32% | 5.442%
TSO | - | 26 | 34 | 17 | 2025 | Winter | P, [MW] | Expected | - | 7.6707 | 9.2505 | 10.7419 | 10.8387 | 11.063 | 7.605 | 2.8313 | -2.9237 | -3.0663 | -1.8218 | 0.034089 | -0.32158 | -3.1352 | 0.031468 | 0.19886 | 0.72944 | 1.1393 | -2.0641 | -2.5242 | -1.5473 | -0.35891 | 1.5112 | 2.856 | 6.6996
TSO | - | 26 | 34 | 17 | 2025 | Winter | Expected |  | - | 6.236% | 7.521% | 8.733% | 8.812% | 8.994% | 6.183% | 2.302% | 2.377% | 2.493% | 1.481% | 0.02771% | 0.2614% | 2.549% | 0.02558% | 0.1617% | 0.593% | 0.9263% | 1.678% | 2.052% | 1.258% | 0.2918% | 1.229% | 2.322% | 5.447%
TSO | - | 26 | 17 | 34 | 2025 | Winter | Q, [MVAr] | Expected | - | 1.3025 | 2.0958 | 2.1881 | 1.9541 | 2.3124 | 2.6337 | 2.6709 | 0.33201 | -0.29761 | 0.83344 | 0.69952 | 1.3185 | 1.0665 | 1.3944 | 1.8474 | 2.1744 | 3.0862 | 1.1812 | 1.4133 | 1.6982 | 2.763 | 2.9511 | 2.9366 | 2.6962
TSO | - | 26 | 17 | 34 | 2025 | Winter | Q, [%] | Expected | - | 1.059% | 1.704% | 1.779% | 1.589% | 1.88% | 2.141% | 2.171% | 0.2699% | 0.242% | 0.6776% | 0.5687% | 1.072% | 0.8671% | 1.134% | 1.502% | 1.768% | 2.509% | 0.9603% | 1.149% | 1.381% | 2.246% | 2.399% | 2.387% | 2.192%
TSO | - | 26 | 34 | 17 | 2025 | Winter | Q, [MVAr] | Expected | - | -1.7779 | -2.5579 | -2.6377 | -2.4032 | -2.7588 | -3.1068 | -3.1699 | -0.83372 | -0.204 | -1.3365 | -1.2053 | -1.8229 | -1.5675 | -1.8987 | -2.3516 | -2.6773 | -3.5855 | -1.6841 | -1.915 | -2.2011 | -3.2639 | -3.4498 | -3.4316 | -3.1752
TSO | - | 26 | 34 | 17 | 2025 | Winter | Q, [%] | Expected | - | 0.014454 | 0.020796 | 0.021445 | 0.019538 | 0.022429 | 0.025258 | 0.025771 | 0.0067782 | 0.0016585 | 0.010866 | 0.0097993 | 0.014821 | 0.012744 | 0.015436 | 0.019118 | 0.021767 | 0.029151 | 0.013692 | 0.015569 | 0.017895 | 0.026536 | 0.028047 | 0.027899 | 0.025814
TSO | - | 26 | 17 | 34 | 2025 | Winter | S, [MVA] | Expected | - | 7.7741 | 9.4753 | 10.9494 | 11.0003 | 11.2883 | 8.0415 | 3.8958 | 2.9459 | 3.1477 | 2.0773 | 0.70049 | 1.3586 | 3.324 | 1.3949 | 1.8584 | 2.2957 | 3.291 | 2.3842 | 2.933 | 2.2988 | 2.7883 | 3.3171 | 4.0955 | 7.2173
TSO | - | 26 | 17 | 34 | 2025 | Winter | S, [%] | Expected | - | 6.32% | 7.703% | 8.902% | 8.943% | 9.177% | 6.538% | 3.167% | 2.395% | 2.559% | 1.689% | 0.5695% | 1.105% | 2.702% | 1.134% | 1.511% | 1.866% | 2.676% | 1.938% | 2.385% | 1.869% | 2.267% | 2.697% | 3.33% | 5.868%
TSO | - | 26 | 34 | 17 | 2025 | Winter | S, [MVA] | Expected | - | 7.8744 | 9.5979 | 11.0612 | 11.1023 | 11.4021 | 8.2155 | 4.254 | 3.0424 | 3.1321 | 2.304 | 1.2058 | 1.8515 | 3.5144 | 1.899 | 2.3601 | 2.7766 | 3.7636 | 2.6677 | 3.1934 | 2.691 | 3.2855 | 3.7681 | 4.4651 | 7.4149
TSO | - | 26 | 34 | 17 | 2025 | Winter | S, [%] | Expected | - | 6.402% | 7.803% | 8.993% | 9.026% | 9.27% | 6.679% | 3.459% | 2.473% | 2.546% | 1.873% | 0.9804% | 1.505% | 2.857% | 1.544% | 1.919% | 2.257% | 3.06% | 2.169% | 2.596% | 2.188% | 2.671% | 3.063% | 3.63% | 6.028%
TSO | - | 27 | 18 | 103 | 2025 | Winter | P, [MW] | Expected | - | 16.6228 | 14.2374 | 13.4664 | 12.7487 | 12.6915 | 14.5154 | 19.8097 | 23.2283 | 25.7292 | 26.5611 | 25.9134 | 25.897 | 25.2684 | 24.9396 | 23.8769 | 22.0097 | 21.946 | 26.4216 | 26.6404 | 26.011 | 24.887 | 23.8721 | 21.7836 | 19.1123
TSO | - | 27 | 18 | 103 | 2025 | Winter | P, [%] | Expected | - | 13.51% | 11.58% | 10.95% | 10.36% | 10.32% | 11.8% | 16.11% | 18.88% | 20.92% | 21.59% | 21.07% | 21.05% | 20.54% | 20.28% | 19.41% | 17.89% | 17.84% | 21.48% | 21.66% | 21.15% | 20.23% | 19.41% | 17.71% | 15.54%
TSO | - | 27 | 103 | 18 | 2025 | Winter | P, [MW] | Expected | - | -16.6049 | -14.2236 | -13.454 | -12.7376 | -12.6805 | -14.5013 | -19.7859 | -23.1957 | -25.6896 | -26.5174 | -25.8729 | -25.8562 | -25.2292 | -24.9013 | -23.8418 | -21.9798 | -21.9159 | -26.3795 | -26.5969 | -25.9696 | -24.8485 | -23.8364 | -21.7537 | -19.0891
TSO | - | 27 | 103 | 18 | 2025 | Winter | Expected |  | - | 13.5% | 11.56% | 10.94% | 10.36% | 10.31% | 11.79% | 16.09% | 18.86% | 20.89% | 21.56% | 21.03% | 21.02% | 20.51% | 20.24% | 19.38% | 17.87% | 17.82% | 21.45% | 21.62% | 21.11% | 20.2% | 19.38% | 17.69% | 15.52%
TSO | - | 27 | 18 | 103 | 2025 | Winter | Q, [MVAr] | Expected | - | -2.6732 | -3.2957 | -3.217 | -2.9963 | -2.9594 | -2.8399 | 0.17371 | 2.0086 | 2.8229 | 4.0581 | 3.2048 | 3.1425 | 3.1059 | 3.3028 | 2.4568 | 1.1946 | 1.0906 | 2.5656 | 2.88 | 2.4069 | 2.1195 | 1.7386 | 0.0049173 | -0.47481
TSO | - | 27 | 18 | 103 | 2025 | Winter | Q, [%] | Expected | - | 2.173% | 2.679% | 2.615% | 2.436% | 2.406% | 2.309% | 0.1412% | 1.633% | 2.295% | 3.299% | 2.605% | 2.555% | 2.525% | 2.685% | 1.997% | 0.9712% | 0.8867% | 2.086% | 2.341% | 1.957% | 1.723% | 1.413% | 0.003998% | 0.386%
TSO | - | 27 | 103 | 18 | 2025 | Winter | Q, [MVAr] | Expected | - | 2.5148 | 3.127 | 3.0451 | 2.8196 | 2.7833 | 2.672 | -0.32116 | -2.1299 | -2.9231 | -4.139 | -3.3009 | -3.235 | -3.2027 | -3.4016 | -2.5659 | -1.3194 | -1.2107 | -2.6544 | -2.9614 | -2.4944 | -2.2137 | -1.8395 | -0.12401 | 0.33604
TSO | - | 27 | 103 | 18 | 2025 | Winter | Q, [%] | Expected | - | 0.020446 | 0.025423 | 0.024757 | 0.022923 | 0.022629 | 0.021724 | 0.0026111 | 0.017316 | 0.023765 | 0.033651 | 0.026836 | 0.026301 | 0.026038 | 0.027655 | 0.020861 | 0.010727 | 0.0098428 | 0.02158 | 0.024076 | 0.02028 | 0.017998 | 0.014955 | 0.0010082 | 0.002732
TSO | - | 27 | 18 | 103 | 2025 | Winter | S, [MVA] | Expected | - | 16.8365 | 14.614 | 13.8454 | 13.0961 | 13.0321 | 14.7907 | 19.8106 | 23.315 | 25.8839 | 26.8696 | 26.1108 | 26.087 | 25.4586 | 25.1574 | 24.003 | 22.0421 | 21.9732 | 26.5459 | 26.7957 | 26.1221 | 24.9773 | 23.9355 | 21.7836 | 19.1185
TSO | - | 27 | 18 | 103 | 2025 | Winter | S, [%] | Expected | - | 13.69% | 11.88% | 11.26% | 10.65% | 10.6% | 12.02% | 16.11% | 18.96% | 21.04% | 21.85% | 21.23% | 21.21% | 20.7% | 20.45% | 19.51% | 17.92% | 17.86% | 21.58% | 21.79% | 21.24% | 20.31% | 19.46% | 17.71% | 15.54%
TSO | - | 27 | 103 | 18 | 2025 | Winter | S, [MVA] | Expected | - | 16.7943 | 14.5634 | 13.7943 | 13.046 | 12.9825 | 14.7455 | 19.7886 | 23.2933 | 25.8556 | 26.8387 | 26.0826 | 26.0578 | 25.4318 | 25.1326 | 23.9795 | 22.0194 | 21.9494 | 26.5127 | 26.7614 | 26.0891 | 24.9471 | 23.9074 | 21.7541 | 19.0923
TSO | - | 27 | 103 | 18 | 2025 | Winter | S, [%] | Expected | - | 13.65% | 11.84% | 11.21% | 10.61% | 10.55% | 11.99% | 16.09% | 18.94% | 21.02% | 21.82% | 21.21% | 21.19% | 20.68% | 20.43% | 19.5% | 17.9% | 17.85% | 21.56% | 21.76% | 21.21% | 20.28% | 19.44% | 17.69% | 15.52%
TSO | - | 28 | 26 | 55 | 2025 | Winter | P, [MW] | Expected | - | 9.7049 | 7.9918 | 6.4901 | 6.4844 | 6.3405 | 9.4256 | 26.1071 | 24.2318 | 23.1421 | 20.6073 | 23.5078 | 28.0529 | 22.8985 | 25.2916 | 20.8889 | 18.1008 | 16.2585 | 24.0291 | 21.0334 | 19.9579 | 18.246 | 15.4127 | 14.3004 | 13.5379
TSO | - | 28 | 26 | 55 | 2025 | Winter | P, [%] | Expected | - | 7.89% | 6.497% | 5.276% | 5.272% | 5.155% | 7.663% | 21.23% | 19.7% | 18.81% | 16.75% | 19.11% | 22.81% | 18.62% | 20.56% | 16.98% | 14.72% | 13.22% | 19.54% | 17.1% | 16.23% | 14.83% | 12.53% | 11.63% | 11.01%
TSO | - | 28 | 55 | 26 | 2025 | Winter | P, [MW] | Expected | - | -9.5465 | -7.8077 | -6.3035 | -6.3016 | -6.1504 | -9.2355 | -25.7905 | -23.9851 | -22.9337 | -20.4061 | -23.285 | -27.7288 | -22.6617 | -25.0039 | -20.6677 | -17.9054 | -16.0601 | -23.7874 | -20.8211 | -19.7572 | -18.0442 | -15.2275 | -14.1099 | -13.3262
TSO | - | 28 | 55 | 26 | 2025 | Winter | Expected |  | - | 7.761% | 6.348% | 5.125% | 5.123% | 5% | 7.509% | 20.97% | 19.5% | 18.65% | 16.59% | 18.93% | 22.54% | 18.42% | 20.33% | 16.8% | 14.56% | 13.06% | 19.34% | 16.93% | 16.06% | 14.67% | 12.38% | 11.47% | 10.83%
TSO | - | 28 | 26 | 55 | 2025 | Winter | Q, [MVAr] | Expected | - | -19.447 | -21.803 | -22.4054 | -22.1779 | -22.6446 | -21.6256 | -16.4794 | -12.8706 | -10.3067 | -13.6546 | -11.4714 | -13.9735 | -13.9198 | -15.1115 | -15.2836 | -16.197 | -18.1014 | -12.6689 | -14.2125 | -14.5187 | -16.5311 | -17.79 | -19.0159 | -20.9437
TSO | - | 28 | 26 | 55 | 2025 | Winter | Q, [%] | Expected | - | 15.81% | 17.73% | 18.22% | 18.03% | 18.41% | 17.58% | 13.4% | 10.46% | 8.379% | 11.1% | 9.326% | 11.36% | 11.32% | 12.29% | 12.43% | 13.17% | 14.72% | 10.3% | 11.55% | 11.8% | 13.44% | 14.46% | 15.46% | 17.03%
TSO | - | 28 | 55 | 26 | 2025 | Winter | Q, [MVAr] | Expected | - | 18.744 | 21.203 | 21.8188 | 21.5774 | 22.0722 | 21.045 | 16.2757 | 12.4178 | 9.7129 | 13.0582 | 10.9304 | 13.7859 | 13.4424 | 14.809 | 14.7588 | 15.5924 | 17.5224 | 12.1982 | 13.6535 | 13.9235 | 15.9536 | 17.1666 | 18.4178 | 20.4277
TSO | - | 28 | 55 | 26 | 2025 | Winter | Q, [%] | Expected | - | 0.15239 | 0.17238 | 0.17739 | 0.17543 | 0.17945 | 0.1711 | 0.13232 | 0.10096 | 0.078966 | 0.10616 | 0.088865 | 0.11208 | 0.10929 | 0.1204 | 0.11999 | 0.12677 | 0.14246 | 0.099173 | 0.111 | 0.1132 | 0.1297 | 0.13957 | 0.14974 | 0.16608
TSO | - | 28 | 26 | 55 | 2025 | Winter | S, [MVA] | Expected | - | 21.7342 | 23.2216 | 23.3264 | 23.1065 | 23.5156 | 23.5905 | 30.8737 | 27.4379 | 25.3405 | 24.7271 | 26.1577 | 31.3415 | 26.7984 | 29.4629 | 25.8834 | 24.2899 | 24.3313 | 27.1646 | 25.3914 | 24.6805 | 24.6227 | 23.5382 | 23.793 | 24.9382
TSO | - | 28 | 26 | 55 | 2025 | Winter | S, [%] | Expected | - | 17.67% | 18.88% | 18.96% | 18.79% | 19.12% | 19.18% | 25.1% | 22.31% | 20.6% | 20.1% | 21.27% | 25.48% | 21.79% | 23.95% | 21.04% | 19.75% | 19.78% | 22.09% | 20.64% | 20.07% | 20.02% | 19.14% | 19.34% | 20.27%
TSO | - | 28 | 55 | 26 | 2025 | Winter | S, [MVA] | Expected | - | 21.0351 | 22.5949 | 22.7111 | 22.4788 | 22.9131 | 22.9824 | 30.4973 | 27.0091 | 24.9135 | 24.234 | 25.7232 | 30.968 | 26.3498 | 29.0611 | 25.3967 | 23.7434 | 23.7691 | 26.7332 | 24.9056 | 24.1709 | 24.0874 | 22.9473 | 23.2014 | 24.3901
TSO | - | 28 | 55 | 26 | 2025 | Winter | S, [%] | Expected | - | 17.1% | 18.37% | 18.46% | 18.28% | 18.63% | 18.68% | 24.79% | 21.96% | 20.25% | 19.7% | 20.91% | 25.18% | 21.42% | 23.63% | 20.65% | 19.3% | 19.32% | 21.73% | 20.25% | 19.65% | 19.58% | 18.66% | 18.86% | 19.83%
TSO | - | 29 | 26 | 103 | 2025 | Winter | P, [MW] | Expected | - | -9.4348 | -8.5511 | -7.5093 | -7.6504 | -7.3217 | -8.3945 | -16.8918 | -15.0026 | -14.8575 | -13.5662 | -15.1213 | -17.5018 | -14.9673 | -16.3192 | -14.2313 | -13.412 | -11.8746 | -15.0759 | -13.9067 | -13.5273 | -13.3305 | -11.5596 | -11.8271 | -11.5161
TSO | - | 29 | 26 | 103 | 2025 | Winter | P, [%] | Expected | - | 7.671% | 6.952% | 6.105% | 6.22% | 5.953% | 6.825% | 13.73% | 12.2% | 12.08% | 11.03% | 12.29% | 14.23% | 12.17% | 13.27% | 11.57% | 10.9% | 9.654% | 12.26% | 11.31% | 11% | 10.84% | 9.398% | 9.616% | 9.363%
TSO | - | 29 | 103 | 26 | 2025 | Winter | P, [MW] | Expected | - | 9.4557 | 8.5726 | 7.5298 | 7.6711 | 7.3432 | 8.4165 | 16.9361 | 15.0356 | 14.8876 | 13.5948 | 15.1531 | 17.5455 | 15.0008 | 16.3594 | 14.2633 | 13.4419 | 11.9018 | 15.1089 | 13.9371 | 13.5565 | 13.3614 | 11.5863 | 11.8554 | 11.5465
TSO | - | 29 | 103 | 26 | 2025 | Winter | Expected |  | - | 7.688% | 6.97% | 6.122% | 6.237% | 5.97% | 6.843% | 13.77% | 12.22% | 12.1% | 11.05% | 12.32% | 14.26% | 12.2% | 13.3% | 11.6% | 10.93% | 9.676% | 12.28% | 11.33% | 11.02% | 10.86% | 9.42% | 9.639% | 9.387%
TSO | - | 29 | 26 | 103 | 2025 | Winter | Q, [MVAr] | Expected | - | 7.9277 | 8.9554 | 9.4127 | 9.3989 | 9.9189 | 9.3235 | 7.3209 | 5.6201 | 4.0258 | 5.8914 | 4.4382 | 5.7058 | 5.7319 | 6.5348 | 6.428 | 6.7752 | 7.7761 | 5.424 | 6.2588 | 6.3064 | 7.3498 | 8.0053 | 8.2449 | 9.3892
TSO | - | 29 | 26 | 103 | 2025 | Winter | Q, [%] | Expected | - | 6.445% | 7.281% | 7.653% | 7.641% | 8.064% | 7.58% | 5.952% | 4.569% | 3.273% | 4.79% | 3.608% | 4.639% | 4.66% | 5.313% | 5.226% | 5.508% | 6.322% | 4.41% | 5.088% | 5.127% | 5.975% | 6.508% | 6.703% | 7.633%
TSO | - | 29 | 103 | 26 | 2025 | Winter | Q, [MVAr] | Expected | - | -8.3121 | -9.3299 | -9.788 | -9.774 | -10.2896 | -9.6967 | -7.6451 | -5.9884 | -4.4098 | -6.2698 | -4.8147 | -6.0372 | -6.095 | -6.8734 | -6.7928 | -7.143 | -8.1455 | -5.7928 | -6.631 | -6.6811 | -7.712 | -8.3763 | -8.6069 | -9.7388
TSO | - | 29 | 103 | 26 | 2025 | Winter | Q, [%] | Expected | - | 0.067578 | 0.075853 | 0.079577 | 0.079463 | 0.083655 | 0.078835 | 0.062155 | 0.048686 | 0.035852 | 0.050974 | 0.039144 | 0.049083 | 0.049553 | 0.055882 | 0.055226 | 0.058073 | 0.066224 | 0.047096 | 0.05391 | 0.054318 | 0.062699 | 0.0681 | 0.069975 | 0.079177
TSO | - | 29 | 26 | 103 | 2025 | Winter | S, [MVA] | Expected | - | 12.3234 | 12.3824 | 12.0411 | 12.1189 | 12.3285 | 12.5458 | 18.4105 | 16.0208 | 15.3976 | 14.7949 | 15.7594 | 18.4092 | 16.0281 | 17.5795 | 15.6159 | 15.0264 | 14.1944 | 16.0222 | 15.2543 | 14.9254 | 15.2238 | 14.0612 | 14.4173 | 14.8588
TSO | - | 29 | 26 | 103 | 2025 | Winter | S, [%] | Expected | - | 10.02% | 10.07% | 9.79% | 9.853% | 10.02% | 10.2% | 14.97% | 13.03% | 12.52% | 12.03% | 12.81% | 14.97% | 13.03% | 14.29% | 12.7% | 12.22% | 11.54% | 13.03% | 12.4% | 12.13% | 12.38% | 11.43% | 11.72% | 12.08%
TSO | - | 29 | 103 | 26 | 2025 | Winter | S, [MVA] | Expected | - | 12.5898 | 12.6704 | 12.3492 | 12.4249 | 12.6412 | 12.84 | 18.5821 | 16.1844 | 15.5312 | 14.9754 | 15.8998 | 18.5559 | 16.1924 | 17.7452 | 15.7984 | 15.2221 | 14.4225 | 16.1816 | 15.438 | 15.1137 | 15.4286 | 14.2973 | 14.6503 | 15.1053
TSO | - | 29 | 103 | 26 | 2025 | Winter | S, [%] | Expected | - | 10.24% | 10.3% | 10.04% | 10.1% | 10.28% | 10.44% | 15.11% | 13.16% | 12.63% | 12.18% | 12.93% | 15.09% | 13.16% | 14.43% | 12.84% | 12.38% | 11.73% | 13.16% | 12.55% | 12.29% | 12.54% | 11.62% | 11.91% | 12.28%
TSO | - | 30 | 29 | 34 | 2025 | Winter | P, [MW] | Expected | - | -44.9664 | -43.0029 | -41.7709 | -41.4394 | -41.2986 | -46.0536 | -49.1958 | -55.7472 | -54.9764 | -52.5065 | -51.8463 | -51.0081 | -54.3654 | -51.8635 | -52.2689 | -52.3188 | -52.0982 | -54.6438 | -55.6001 | -53.9025 | -52.8456 | -50.5985 | -49.7923 | -45.4066
TSO | - | 30 | 29 | 34 | 2025 | Winter | P, [%] | Expected | - | 36.56% | 34.96% | 33.96% | 33.69% | 33.58% | 37.44% | 40% | 45.32% | 44.7% | 42.69% | 42.15% | 41.47% | 44.2% | 42.17% | 42.5% | 42.54% | 42.36% | 44.43% | 45.2% | 43.82% | 42.96% | 41.14% | 40.48% | 36.92%
TSO | - | 30 | 34 | 29 | 2025 | Winter | P, [MW] | Expected | - | 45.2219 | 43.2396 | 41.9962 | 41.6617 | 41.5211 | 46.3232 | 49.5039 | 56.1253 | 55.3441 | 52.853 | 52.1821 | 51.342 | 54.7345 | 52.2071 | 52.6138 | 52.6634 | 52.4444 | 55.0079 | 55.9758 | 54.2578 | 53.194 | 50.9217 | 50.1023 | 45.6709
TSO | - | 30 | 34 | 29 | 2025 | Winter | Expected |  | - | 36.77% | 35.15% | 34.14% | 33.87% | 33.76% | 37.66% | 40.25% | 45.63% | 45% | 42.97% | 42.42% | 41.74% | 44.5% | 42.44% | 42.78% | 42.82% | 42.64% | 44.72% | 45.51% | 44.11% | 43.25% | 41.4% | 40.73% | 37.13%
TSO | - | 30 | 29 | 34 | 2025 | Winter | Q, [MVAr] | Expected | - | -19.0161 | -18.8055 | -18.7314 | -18.7021 | -19.0355 | -19.7204 | -21.8492 | -21.0157 | -20.8065 | -22.249 | -21.7684 | -23.1253 | -22.5425 | -23.1803 | -22.5936 | -22.3523 | -22.9432 | -20.8488 | -20.8989 | -20.7811 | -21.7555 | -21.6073 | -20.4562 | -20.0875
TSO | - | 30 | 29 | 34 | 2025 | Winter | Q, [%] | Expected | - | 15.46% | 15.29% | 15.23% | 15.2% | 15.48% | 16.03% | 17.76% | 17.09% | 16.92% | 18.09% | 17.7% | 18.8% | 18.33% | 18.85% | 18.37% | 18.17% | 18.65% | 16.95% | 16.99% | 16.9% | 17.69% | 17.57% | 16.63% | 16.33%
TSO | - | 30 | 34 | 29 | 2025 | Winter | Q, [MVAr] | Expected | - | 19.4478 | 19.173 | 19.0593 | 19.0193 | 19.3537 | 20.2025 | 22.4605 | 21.8721 | 21.6262 | 22.9953 | 22.4757 | 23.8271 | 23.3674 | 23.9164 | 23.3337 | 23.0918 | 23.6893 | 21.6561 | 21.7473 | 21.5576 | 22.509 | 22.2736 | 21.0771 | 20.5501
TSO | - | 30 | 34 | 29 | 2025 | Winter | Q, [%] | Expected | - | 0.15811 | 0.15588 | 0.15495 | 0.15463 | 0.15735 | 0.16425 | 0.18261 | 0.17782 | 0.17582 | 0.18695 | 0.18273 | 0.19372 | 0.18998 | 0.19444 | 0.1897 | 0.18774 | 0.1926 | 0.17607 | 0.17681 | 0.17527 | 0.183 | 0.18109 | 0.17136 | 0.16707
TSO | - | 30 | 29 | 34 | 2025 | Winter | S, [MVA] | Expected | - | 48.8221 | 46.935 | 45.7786 | 45.4642 | 45.4745 | 50.0982 | 53.8301 | 59.577 | 58.7844 | 57.0291 | 56.231 | 56.0062 | 58.8545 | 56.8085 | 56.9433 | 56.8938 | 56.9265 | 58.4864 | 59.4006 | 57.7698 | 57.1491 | 55.019 | 53.8306 | 49.6516
TSO | - | 30 | 29 | 34 | 2025 | Winter | S, [%] | Expected | - | 39.69% | 38.16% | 37.22% | 36.96% | 36.97% | 40.73% | 43.76% | 48.44% | 47.79% | 46.37% | 45.72% | 45.53% | 47.85% | 46.19% | 46.3% | 46.26% | 46.28% | 47.55% | 48.29% | 46.97% | 46.46% | 44.73% | 43.76% | 40.37%
TSO | - | 30 | 34 | 29 | 2025 | Winter | S, [MVA] | Expected | - | 49.2265 | 47.2998 | 46.1188 | 45.7977 | 45.8101 | 50.5369 | 54.3615 | 60.2366 | 59.422 | 57.6421 | 56.8168 | 56.6023 | 59.5145 | 57.4251 | 57.5561 | 57.5038 | 57.5465 | 59.1176 | 60.0546 | 58.3837 | 57.7609 | 55.58 | 54.3552 | 50.0815
TSO | - | 30 | 34 | 29 | 2025 | Winter | S, [%] | Expected | - | 40.02% | 38.46% | 37.49% | 37.23% | 37.24% | 41.09% | 44.2% | 48.97% | 48.31% | 46.86% | 46.19% | 46.02% | 48.39% | 46.69% | 46.79% | 46.75% | 46.79% | 48.06% | 48.82% | 47.47% | 46.96% | 45.19% | 44.19% | 40.72%
TSO | - | 31 | 34 | 35 | 2025 | Winter | P, [MW] | Expected | - | 23.0405 | 22.106 | 20.574 | 20.2486 | 20.4492 | 24.2988 | 30.9405 | 37.6194 | 37.6429 | 36.5929 | 33.864 | 34.1431 | 36.2645 | 33.3712 | 32.2001 | 32.1267 | 32.3607 | 36.8376 | 36.0986 | 35.5475 | 34.3287 | 31.6844 | 29.8071 | 25.0244
TSO | - | 31 | 34 | 35 | 2025 | Winter | P, [%] | Expected | - | 18.73% | 17.97% | 16.73% | 16.46% | 16.63% | 19.76% | 25.15% | 30.58% | 30.6% | 29.75% | 27.53% | 27.76% | 29.48% | 27.13% | 26.18% | 26.12% | 26.31% | 29.95% | 29.35% | 28.9% | 27.91% | 25.76% | 24.23% | 20.35%
TSO | - | 31 | 35 | 34 | 2025 | Winter | P, [MW] | Expected | - | -22.9383 | -22.006 | -20.4795 | -20.1553 | -20.354 | -24.1851 | -30.7945 | -37.4413 | -37.4647 | -36.4197 | -33.7102 | -33.985 | -36.0946 | -33.2195 | -32.0542 | -31.979 | -32.2064 | -36.6622 | -35.9272 | -35.3774 | -34.1608 | -31.5337 | -29.6665 | -24.9096
TSO | - | 31 | 35 | 34 | 2025 | Winter | Expected |  | - | 18.65% | 17.89% | 16.65% | 16.39% | 16.55% | 19.66% | 25.04% | 30.44% | 30.46% | 29.61% | 27.41% | 27.63% | 29.35% | 27.01% | 26.06% | 26% | 26.18% | 29.81% | 29.21% | 28.76% | 27.77% | 25.64% | 24.12% | 20.25%
TSO | - | 31 | 34 | 35 | 2025 | Winter | Q, [MVAr] | Expected | - | 22.7578 | 23.0954 | 23.2687 | 23.297 | 23.5177 | 23.9971 | 23.7011 | 21.0008 | 21.0066 | 21.5654 | 21.4136 | 21.9374 | 21.3585 | 21.6101 | 22.0128 | 22.5051 | 23.5577 | 21.7296 | 21.9778 | 22.5496 | 23.8086 | 23.6216 | 23.7703 | 23.5358
TSO | - | 31 | 34 | 35 | 2025 | Winter | Q, [%] | Expected | - | 18.5% | 18.78% | 18.92% | 18.94% | 19.12% | 19.51% | 19.27% | 17.07% | 17.08% | 17.53% | 17.41% | 17.84% | 17.36% | 17.57% | 17.9% | 18.3% | 19.15% | 17.67% | 17.87% | 18.33% | 19.36% | 19.2% | 19.33% | 19.13%
TSO | - | 31 | 35 | 34 | 2025 | Winter | Q, [MVAr] | Expected | - | -22.8389 | -23.1825 | -23.374 | -23.406 | -23.6203 | -24.0382 | -23.6384 | -20.8295 | -20.8352 | -21.4102 | -21.3254 | -21.834 | -21.2149 | -21.5281 | -21.9506 | -22.4362 | -23.4654 | -21.5671 | -21.8289 | -22.405 | -23.6706 | -23.5413 | -23.7227 | -23.5742
TSO | - | 31 | 35 | 34 | 2025 | Winter | Q, [%] | Expected | - | 0.18568 | 0.18848 | 0.19003 | 0.19029 | 0.19203 | 0.19543 | 0.19218 | 0.16935 | 0.16939 | 0.17407 | 0.17338 | 0.17751 | 0.17248 | 0.17503 | 0.17846 | 0.18241 | 0.19078 | 0.17534 | 0.17747 | 0.18215 | 0.19244 | 0.19139 | 0.19287 | 0.19166
TSO | - | 31 | 34 | 35 | 2025 | Winter | S, [MVA] | Expected | - | 32.3849 | 31.9698 | 31.06 | 30.8668 | 31.1649 | 34.151 | 38.9755 | 43.0844 | 43.1096 | 42.4775 | 40.0665 | 40.584 | 42.0875 | 39.7577 | 39.0056 | 39.2252 | 40.0272 | 42.7692 | 42.2645 | 42.0965 | 41.7773 | 39.5206 | 38.1247 | 34.3535
TSO | - | 31 | 34 | 35 | 2025 | Winter | S, [%] | Expected | - | 26.33% | 25.99% | 25.25% | 25.09% | 25.34% | 27.77% | 31.69% | 35.03% | 35.05% | 34.53% | 32.57% | 33% | 34.22% | 32.32% | 31.71% | 31.89% | 32.54% | 34.77% | 34.36% | 34.22% | 33.97% | 32.13% | 31% | 27.93%
TSO | - | 31 | 35 | 34 | 2025 | Winter | S, [MVA] | Expected | - | 32.3694 | 31.964 | 31.0766 | 30.8882 | 31.1802 | 34.0992 | 38.8215 | 42.8454 | 42.8705 | 42.2494 | 39.8894 | 40.3951 | 41.8682 | 39.5858 | 38.85 | 39.0647 | 39.8482 | 42.5356 | 42.0406 | 41.8754 | 41.5606 | 39.3519 | 37.9851 | 34.2963
TSO | - | 31 | 35 | 34 | 2025 | Winter | S, [%] | Expected | - | 26.32% | 25.99% | 25.27% | 25.11% | 25.35% | 27.72% | 31.56% | 34.83% | 34.85% | 34.35% | 32.43% | 32.84% | 34.04% | 32.18% | 31.59% | 31.76% | 32.4% | 34.58% | 34.18% | 34.05% | 33.79% | 31.99% | 30.88% | 27.88%
TSO | - | 32 | 35 | 36 | 2025 | Winter | P, [MW] | Expected | - | 3.399 | 3.3395 | 3.0204 | 3.0023 | 3.4224 | 4.914 | 3.94 | 8.1413 | 7.4282 | 5.8086 | 6.1879 | 4.6604 | 7.3986 | 5.3066 | 6.1822 | 6.472 | 6.0145 | 7.5469 | 8.3443 | 8.1952 | 7.0882 | 6.6025 | 6.2939 | 3.3958
TSO | - | 32 | 35 | 36 | 2025 | Winter | P, [%] | Expected | - | 2.763% | 2.715% | 2.456% | 2.441% | 2.782% | 3.995% | 3.203% | 6.619% | 6.039% | 4.722% | 5.031% | 3.789% | 6.015% | 4.314% | 5.026% | 5.262% | 4.89% | 6.136% | 6.784% | 6.663% | 5.763% | 5.368% | 5.117% | 2.761%
TSO | - | 32 | 36 | 35 | 2025 | Winter | P, [MW] | Expected | - | -3.3643 | -3.3063 | -2.9866 | -2.9685 | -3.3876 | -4.8767 | -3.8975 | -8.0978 | -7.3847 | -5.7607 | -6.1432 | -4.6129 | -7.3496 | -5.2587 | -6.1361 | -6.4268 | -5.9667 | -7.5046 | -8.2999 | -8.1499 | -7.0425 | -6.5578 | -6.2527 | -3.3576
TSO | - | 32 | 36 | 35 | 2025 | Winter | Expected |  | - | 2.735% | 2.688% | 2.428% | 2.413% | 2.754% | 3.965% | 3.169% | 6.584% | 6.004% | 4.683% | 4.994% | 3.75% | 5.975% | 4.275% | 4.989% | 5.225% | 4.851% | 6.101% | 6.748% | 6.626% | 5.726% | 5.332% | 5.084% | 2.73%
TSO | - | 32 | 35 | 36 | 2025 | Winter | Q, [MVAr] | Expected | - | 19.3898 | 18.9293 | 19.1208 | 19.153 | 19.3672 | 19.7851 | 21.5325 | 20.6033 | 20.8779 | 22.523 | 21.6361 | 22.6802 | 22.3298 | 22.6424 | 21.993 | 21.6607 | 22.4145 | 20.5208 | 20.7779 | 21.0857 | 21.5464 | 21.4171 | 20.5265 | 20.3779
TSO | - | 32 | 35 | 36 | 2025 | Winter | Q, [%] | Expected | - | 15.76% | 15.39% | 15.55% | 15.57% | 15.75% | 16.09% | 17.51% | 16.75% | 16.97% | 18.31% | 17.59% | 18.44% | 18.15% | 18.41% | 17.88% | 17.61% | 18.22% | 16.68% | 16.89% | 17.14% | 17.52% | 17.41% | 16.69% | 16.57%
TSO | - | 32 | 36 | 35 | 2025 | Winter | Q, [MVAr] | Expected | - | -19.644 | -19.1875 | -19.3769 | -19.4087 | -19.6191 | -20.0293 | -21.7628 | -20.8303 | -21.105 | -22.7338 | -21.8596 | -22.8932 | -22.5376 | -22.8542 | -22.2111 | -21.8814 | -22.6248 | -20.7517 | -21.0014 | -21.3058 | -21.7643 | -21.6381 | -20.759 | -20.6196
TSO | - | 32 | 36 | 35 | 2025 | Winter | Q, [%] | Expected | - | 0.15971 | 0.156 | 0.15754 | 0.15779 | 0.1595 | 0.16284 | 0.17693 | 0.16935 | 0.17159 | 0.18483 | 0.17772 | 0.18612 | 0.18323 | 0.18581 | 0.18058 | 0.1779 | 0.18394 | 0.16871 | 0.17074 | 0.17322 | 0.17695 | 0.17592 | 0.16877 | 0.16764
TSO | - | 32 | 35 | 36 | 2025 | Winter | S, [MVA] | Expected | - | 19.6855 | 19.2217 | 19.3581 | 19.3872 | 19.6675 | 20.3863 | 21.8901 | 22.1535 | 22.1599 | 23.2599 | 22.5036 | 23.1541 | 23.5237 | 23.256 | 22.8454 | 22.6069 | 23.2075 | 21.8646 | 22.3908 | 22.6223 | 22.6824 | 22.4118 | 21.4697 | 20.6589
TSO | - | 32 | 35 | 36 | 2025 | Winter | S, [%] | Expected | - | 16% | 15.63% | 15.74% | 15.76% | 15.99% | 16.57% | 17.8% | 18.01% | 18.02% | 18.91% | 18.3% | 18.82% | 19.12% | 18.91% | 18.57% | 18.38% | 18.87% | 17.78% | 18.2% | 18.39% | 18.44% | 18.22% | 17.46% | 16.8%
TSO | - | 32 | 36 | 35 | 2025 | Winter | S, [MVA] | Expected | - | 19.93 | 19.4703 | 19.6059 | 19.6346 | 19.9097 | 20.6144 | 22.1091 | 22.349 | 22.3597 | 23.4524 | 22.7065 | 23.3534 | 23.7058 | 23.4515 | 23.0431 | 22.8057 | 23.3984 | 22.0671 | 22.582 | 22.8113 | 22.8754 | 22.61 | 21.6803 | 20.8911
TSO | - | 32 | 36 | 35 | 2025 | Winter | S, [%] | Expected | - | 16.2% | 15.83% | 15.94% | 15.96% | 16.19% | 16.76% | 17.97% | 18.17% | 18.18% | 19.07% | 18.46% | 18.99% | 19.27% | 19.07% | 18.73% | 18.54% | 19.02% | 17.94% | 18.36% | 18.55% | 18.6% | 18.38% | 17.63% | 16.98%
TSO | - | 33 | 42 | 72 | 2025 | Winter | P, [MW] | Expected | - | -16.5117 | -13.8761 | -11.736 | -11.6982 | -11.5968 | -19.1992 | -35.4715 | -35.2727 | -33.6769 | -29.8696 | -31.3719 | -34.7322 | -30.9588 | -31.7314 | -28.3244 | -24.7206 | -22.8786 | -32.3671 | -29.6517 | -29.0033 | -27.0018 | -23.8572 | -22.9114 | -20.2542
TSO | - | 33 | 42 | 72 | 2025 | Winter | P, [%] | Expected | - | 18.35% | 15.42% | 13.04% | 13% | 12.89% | 21.33% | 39.41% | 39.19% | 37.42% | 33.19% | 34.86% | 38.59% | 34.4% | 35.26% | 31.47% | 27.47% | 25.42% | 35.96% | 32.95% | 32.23% | 30% | 26.51% | 25.46% | 22.5%
TSO | - | 33 | 72 | 42 | 2025 | Winter | P, [MW] | Expected | - | 16.7877 | 14.1626 | 12.011 | 11.9706 | 11.8758 | 19.5704 | 36.1493 | 35.884 | 34.2059 | 30.3214 | 31.8514 | 35.3401 | 31.45 | 32.2608 | 28.7653 | 25.0947 | 23.2442 | 32.8896 | 30.114 | 29.4489 | 27.4215 | 24.2263 | 23.2865 | 20.6129
TSO | - | 33 | 72 | 42 | 2025 | Winter | Expected |  | - | 18.65% | 15.74% | 13.35% | 13.3% | 13.2% | 21.74% | 40.17% | 39.87% | 38.01% | 33.69% | 35.39% | 39.27% | 34.94% | 35.85% | 31.96% | 27.88% | 25.83% | 36.54% | 33.46% | 32.72% | 30.47% | 26.92% | 25.87% | 22.9%
TSO | - | 33 | 42 | 72 | 2025 | Winter | Q, [MVAr] | Expected | - | 17.9848 | 20.4146 | 21.0773 | 20.9678 | 21.3153 | 20.5838 | 16.3731 | 12.2765 | 9.3646 | 11.4091 | 10.9887 | 13.4229 | 12.4504 | 13.7865 | 13.8175 | 14.9799 | 16.7439 | 12.2033 | 12.969 | 12.8332 | 14.3003 | 15.5712 | 17.1317 | 19.0731
TSO | - | 33 | 42 | 72 | 2025 | Winter | Q, [%] | Expected | - | 19.98% | 22.68% | 23.42% | 23.3% | 23.68% | 22.87% | 18.19% | 13.64% | 10.41% | 12.68% | 12.21% | 14.91% | 13.83% | 15.32% | 15.35% | 16.64% | 18.6% | 13.56% | 14.41% | 14.26% | 15.89% | 17.3% | 19.04% | 21.19%
TSO | - | 33 | 72 | 42 | 2025 | Winter | Q, [MVAr] | Expected | - | -18.3481 | -20.739 | -21.4224 | -21.3195 | -21.6488 | -20.7192 | -15.8815 | -11.9471 | -9.2311 | -11.4247 | -10.9616 | -13.1003 | -12.3801 | -13.6288 | -13.8525 | -15.1549 | -16.9219 | -12.0741 | -12.9626 | -12.86 | -14.3694 | -15.7419 | -17.2806 | -19.2479
TSO | - | 33 | 72 | 42 | 2025 | Winter | Q, [%] | Expected | - | 0.20387 | 0.23043 | 0.23803 | 0.23688 | 0.24054 | 0.23021 | 0.17646 | 0.13275 | 0.10257 | 0.12694 | 0.1218 | 0.14556 | 0.13756 | 0.15143 | 0.15392 | 0.16839 | 0.18802 | 0.13416 | 0.14403 | 0.14289 | 0.15966 | 0.17491 | 0.19201 | 0.21387
TSO | - | 33 | 42 | 72 | 2025 | Winter | S, [MVA] | Expected | - | 24.4151 | 24.6842 | 24.1244 | 24.0104 | 24.2658 | 28.1479 | 39.0685 | 37.3482 | 34.9589 | 31.9795 | 33.241 | 37.2366 | 33.3694 | 34.5976 | 31.5153 | 28.9054 | 28.3514 | 34.5915 | 32.3682 | 31.7159 | 30.5563 | 28.4893 | 28.6082 | 27.8213
TSO | - | 33 | 42 | 72 | 2025 | Winter | S, [%] | Expected | - | 27.13% | 27.43% | 26.8% | 26.68% | 26.96% | 31.28% | 43.41% | 41.5% | 38.84% | 35.53% | 36.93% | 41.37% | 37.08% | 38.44% | 35.02% | 32.12% | 31.5% | 38.43% | 35.96% | 35.24% | 33.95% | 31.65% | 31.79% | 30.91%
TSO | - | 33 | 72 | 42 | 2025 | Winter | S, [MVA] | Expected | - | 24.8693 | 25.1135 | 24.5598 | 24.4503 | 24.6923 | 28.5008 | 39.4846 | 37.8207 | 35.4336 | 32.407 | 33.6851 | 37.6908 | 33.7998 | 35.022 | 31.9272 | 29.316 | 28.7516 | 35.0361 | 32.7895 | 32.1346 | 30.9597 | 28.8917 | 28.998 | 28.2025
TSO | - | 33 | 72 | 42 | 2025 | Winter | S, [%] | Expected | - | 27.63% | 27.9% | 27.29% | 27.17% | 27.44% | 31.67% | 43.87% | 42.02% | 39.37% | 36.01% | 37.43% | 41.88% | 37.56% | 38.91% | 35.47% | 32.57% | 31.95% | 38.93% | 36.43% | 35.71% | 34.4% | 32.1% | 32.22% | 31.34%
TSO | - | 34 | 72 | 103 | 2025 | Winter | P, [MW] | Expected | - | -1.1249 | -2.1316 | -2.1047 | -3.0088 | -2.2147 | -2.8236 | 0.7059 | 1.0864 | 3.9669 | 5.8848 | 5.0752 | 5.0356 | 3.9162 | 3.7492 | 3.682 | 1.2443 | -0.1924 | 1.7793 | 2.251 | 1.1953 | -1.3154 | -1.1042 | -2.0655 | -2.2129
TSO | - | 34 | 72 | 103 | 2025 | Winter | P, [%] | Expected | - | 0.4573% | 0.8665% | 0.8556% | 1.223% | 0.9003% | 1.148% | 0.287% | 0.4416% | 1.613% | 2.392% | 2.063% | 2.047% | 1.592% | 1.524% | 1.497% | 0.5058% | 0.07821% | 0.7233% | 0.915% | 0.4859% | 0.5347% | 0.4489% | 0.8396% | 0.8996%
TSO | - | 34 | 103 | 72 | 2025 | Winter | P, [MW] | Expected | - | 1.1627 | 2.1807 | 2.1558 | 3.0621 | 2.2687 | 2.8736 | -0.68362 | -1.0782 | -3.9617 | -5.8752 | -5.0672 | -5.0236 | -3.9061 | -3.737 | -3.6676 | -1.2277 | 0.21482 | -1.7743 | -2.2459 | -1.1899 | 1.3244 | 1.118 | 2.0874 | 2.2422
TSO | - | 34 | 103 | 72 | 2025 | Winter | Expected |  | - | 0.4726% | 0.8865% | 0.8764% | 1.245% | 0.9222% | 1.168% | 0.2779% | 0.4383% | 1.61% | 2.388% | 2.06% | 2.042% | 1.588% | 1.519% | 1.491% | 0.4991% | 0.08733% | 0.7213% | 0.913% | 0.4837% | 0.5384% | 0.4545% | 0.8485% | 0.9115%
TSO | - | 34 | 72 | 103 | 2025 | Winter | Q, [MVAr] | Expected | - | -19.5999 | -21.9456 | -22.3037 | -22.6713 | -22.867 | -22.0789 | -15.5792 | -9.8253 | -6.9084 | -8.5288 | -8.1969 | -10.5143 | -9.9957 | -11.1412 | -12.0902 | -13.4582 | -15.4217 | -7.679 | -7.4543 | -7.9757 | -10.0253 | -12.1957 | -15.0467 | -17.1699
TSO | - | 34 | 72 | 103 | 2025 | Winter | Q, [%] | Expected | - | 7.967% | 8.921% | 9.067% | 9.216% | 9.296% | 8.975% | 6.333% | 3.994% | 2.808% | 3.467% | 3.332% | 4.274% | 4.063% | 4.529% | 4.915% | 5.471% | 6.269% | 3.122% | 3.03% | 3.242% | 4.075% | 4.958% | 6.117% | 6.98%
TSO | - | 34 | 103 | 72 | 2025 | Winter | Q, [MVAr] | Expected | - | 18.3173 | 20.7294 | 21.1031 | 21.477 | 21.6808 | 20.8646 | 14.1808 | 8.3531 | 5.4046 | 7.0761 | 6.7101 | 9.0585 | 8.5428 | 9.7011 | 10.6637 | 12.0537 | 14.0629 | 6.193 | 5.9866 | 6.5145 | 8.6005 | 10.8054 | 13.6983 | 15.8659
TSO | - | 34 | 103 | 72 | 2025 | Winter | Q, [%] | Expected | - | 0.074461 | 0.084266 | 0.085785 | 0.087305 | 0.088133 | 0.084816 | 0.057646 | 0.033956 | 0.02197 | 0.028765 | 0.027277 | 0.036823 | 0.034727 | 0.039435 | 0.043348 | 0.048999 | 0.057166 | 0.025175 | 0.024336 | 0.026482 | 0.034961 | 0.043924 | 0.055684 | 0.064495
TSO | - | 34 | 72 | 103 | 2025 | Winter | S, [MVA] | Expected | - | 19.6322 | 22.0489 | 22.4028 | 22.8701 | 22.974 | 22.2587 | 15.5953 | 9.8853 | 7.9837 | 10.3785 | 9.6417 | 11.66 | 10.737 | 11.756 | 12.6388 | 13.5157 | 15.4231 | 7.8828 | 7.7957 | 8.065 | 10.1115 | 12.2458 | 15.1878 | 17.3119
TSO | - | 34 | 72 | 103 | 2025 | Winter | S, [%] | Expected | - | 7.981% | 8.963% | 9.107% | 9.297% | 9.339% | 9.048% | 6.34% | 4.018% | 3.245% | 4.219% | 3.919% | 4.74% | 4.365% | 4.779% | 5.138% | 5.494% | 6.27% | 3.204% | 3.169% | 3.278% | 4.11% | 4.978% | 6.174% | 7.037%
TSO | - | 34 | 103 | 72 | 2025 | Winter | S, [MVA] | Expected | - | 18.3542 | 20.8438 | 21.2129 | 21.6942 | 21.7992 | 21.0616 | 14.1974 | 8.4225 | 6.7274 | 9.2198 | 8.4097 | 10.361 | 9.3956 | 10.3972 | 11.2772 | 12.1162 | 14.0648 | 6.4428 | 6.408 | 6.6226 | 8.7021 | 10.8632 | 13.8564 | 16.0235
TSO | - | 34 | 103 | 72 | 2025 | Winter | S, [%] | Expected | - | 7.461% | 8.473% | 8.623% | 8.819% | 8.861% | 8.562% | 5.771% | 3.424% | 2.735% | 3.748% | 3.419% | 4.212% | 3.819% | 4.227% | 4.584% | 4.925% | 5.717% | 2.619% | 2.605% | 2.692% | 3.537% | 4.416% | 5.633% | 6.514%
TSO | - | 36 | 1 | 2 | 2025 | Winter | P, [MW] | Expected | - | 21.6275 | 20.4904 | 19.2414 | 18.9722 | 18.6635 | 19.9458 | 23.8684 | 26.2936 | 28.5485 | 29.0639 | 28.0774 | 28.2982 | 28.5066 | 28.5732 | 27.0822 | 26.3187 | 26.8356 | 30.3833 | 29.7049 | 28.8713 | 28.677 | 26.5981 | 25.2191 | 23.597
TSO | - | 36 | 1 | 2 | 2025 | Winter | P, [%] | Expected | - | 54.07% | 51.23% | 48.1% | 47.43% | 46.66% | 49.86% | 59.67% | 65.73% | 71.37% | 72.66% | 70.19% | 70.75% | 71.27% | 71.43% | 67.71% | 65.8% | 67.09% | 75.96% | 74.26% | 72.18% | 71.69% | 66.5% | 63.05% | 58.99%
TSO | - | 36 | 2 | 1 | 2025 | Winter | P, [MW] | Expected | - | -21.5743 | -20.4422 | -19.1985 | -18.9304 | -18.6229 | -19.9001 | -23.8044 | -26.2167 | -28.4582 | -28.9702 | -27.99 | -28.2094 | -28.4164 | -28.4827 | -27.0007 | -26.2415 | -26.7554 | -30.2809 | -29.607 | -28.7787 | -28.5856 | -26.5192 | -25.1477 | -23.5342
TSO | - | 36 | 2 | 1 | 2025 | Winter | Expected |  | - | 53.94% | 51.11% | 48% | 47.33% | 46.56% | 49.75% | 59.51% | 65.54% | 71.15% | 72.43% | 69.98% | 70.52% | 71.04% | 71.21% | 67.5% | 65.6% | 66.89% | 75.7% | 74.02% | 71.95% | 71.46% | 66.3% | 62.87% | 58.84%
TSO | - | 36 | 1 | 2 | 2025 | Winter | Q, [MVAr] | Expected | - | -1.8878 | -2.3399 | -2.7866 | -2.7912 | -2.9676 | -2.3577 | -0.86431 | 1.143 | 2.3486 | 2.7297 | 2.1266 | 2.2911 | 2.1973 | 2.2058 | 1.1988 | 0.5313 | 0.81434 | 2.5047 | 2.1292 | 1.7703 | 1.1802 | 0.35071 | -0.55432 | -1.144
TSO | - | 36 | 1 | 2 | 2025 | Winter | Q, [%] | Expected | - | 4.719% | 5.85% | 6.966% | 6.978% | 7.419% | 5.894% | 2.161% | 2.858% | 5.872% | 6.824% | 5.316% | 5.728% | 5.493% | 5.514% | 2.997% | 1.328% | 2.036% | 6.262% | 5.323% | 4.426% | 2.951% | 0.8768% | 1.386% | 2.86%
TSO | - | 36 | 2 | 1 | 2025 | Winter | Q, [MVAr] | Expected | - | 3.4681 | 3.7701 | 4.0611 | 4.0311 | 4.1731 | 3.7141 | 2.7651 | 1.1361 | 0.33211 | 0.048088 | 0.46711 | 0.34309 | 0.4761 | 0.48009 | 1.2191 | 1.7581 | 1.5631 | 0.53109 | 0.77408 | 0.97408 | 1.5321 | 1.9901 | 2.6711 | 3.0071
TSO | - | 36 | 2 | 1 | 2025 | Winter | Q, [%] | Expected | - | 0.086702 | 0.094252 | 0.10153 | 0.10078 | 0.10433 | 0.092852 | 0.069127 | 0.028402 | 0.0083027 | 0.0012022 | 0.011678 | 0.0085774 | 0.011903 | 0.012002 | 0.030477 | 0.043952 | 0.039077 | 0.013277 | 0.019352 | 0.024352 | 0.038302 | 0.049752 | 0.066777 | 0.075177
TSO | - | 36 | 1 | 2 | 2025 | Winter | S, [MVA] | Expected | - | 21.7098 | 20.6236 | 19.4422 | 19.1764 | 18.898 | 20.0847 | 23.8841 | 26.3184 | 28.645 | 29.1918 | 28.1579 | 28.3908 | 28.5911 | 28.6582 | 27.1087 | 26.3241 | 26.8479 | 30.4863 | 29.7811 | 28.9255 | 28.7013 | 26.6004 | 25.2252 | 23.6247
TSO | - | 36 | 1 | 2 | 2025 | Winter | S, [%] | Expected | - | 54.27% | 51.56% | 48.61% | 47.94% | 47.25% | 50.21% | 59.71% | 65.8% | 71.61% | 72.98% | 70.39% | 70.98% | 71.48% | 71.65% | 67.77% | 65.81% | 67.12% | 76.22% | 74.45% | 72.31% | 71.75% | 66.5% | 63.06% | 59.06%
TSO | - | 36 | 2 | 1 | 2025 | Winter | S, [MVA] | Expected | - | 21.8512 | 20.7869 | 19.6233 | 19.3549 | 19.0847 | 20.2437 | 23.9644 | 26.2414 | 28.4601 | 28.9703 | 27.9939 | 28.2115 | 28.4204 | 28.4867 | 27.0282 | 26.3004 | 26.8011 | 30.2856 | 29.6171 | 28.7952 | 28.6266 | 26.5938 | 25.2892 | 23.7255
TSO | - | 36 | 2 | 1 | 2025 | Winter | S, [%] | Expected | - | 54.63% | 51.97% | 49.06% | 48.39% | 47.71% | 50.61% | 59.91% | 65.6% | 71.15% | 72.43% | 69.98% | 70.53% | 71.05% | 71.22% | 67.57% | 65.75% | 67% | 75.71% | 74.04% | 71.99% | 71.57% | 66.48% | 63.22% | 59.31%
TSO | - | 38 | 8 | 72 | 2025 | Winter | P, [MW] | Expected | - | 52.1233 | 39.6802 | 35.8133 | 34.9188 | 35.4586 | 42.6984 | 68.9798 | 80.1988 | 86.1704 | 88.2024 | 84.088 | 82.1801 | 79.4905 | 81.7787 | 76.8213 | 71.3424 | 68.7138 | 89.9735 | 85.2138 | 84.9854 | 80.9476 | 74.4022 | 67.7696 | 61.4607
TSO | - | 38 | 8 | 72 | 2025 | Winter | P, [%] | Expected | - | 17.37% | 13.23% | 11.94% | 11.64% | 11.82% | 14.23% | 22.99% | 26.73% | 28.72% | 29.4% | 28.03% | 27.39% | 26.5% | 27.26% | 25.61% | 23.78% | 22.9% | 29.99% | 28.4% | 28.33% | 26.98% | 24.8% | 22.59% | 20.49%
TSO | - | 38 | 72 | 8 | 2025 | Winter | P, [MW] | Expected | - | -52.0932 | -39.6556 | -35.7904 | -34.8959 | -35.4352 | -42.6716 | -68.9353 | -80.1449 | -86.1114 | -88.1384 | -84.032 | -82.1244 | -79.4376 | -81.7226 | -76.7714 | -71.2977 | -68.6694 | -89.9075 | -85.1536 | -84.9252 | -80.8902 | -74.3519 | -67.7259 | -61.421
TSO | - | 38 | 72 | 8 | 2025 | Winter | Expected |  | - | 17.36% | 13.22% | 11.93% | 11.63% | 11.81% | 14.22% | 22.98% | 26.71% | 28.7% | 29.38% | 28.01% | 27.37% | 26.48% | 27.24% | 25.59% | 23.77% | 22.89% | 29.97% | 28.38% | 28.31% | 26.96% | 24.78% | 22.58% | 20.47%
TSO | - | 38 | 8 | 72 | 2025 | Winter | Q, [MVAr] | Expected | - | -29.5675 | -35.7621 | -36.9935 | -37.7797 | -37.8934 | -35.9583 | -28.3467 | -21.4047 | -16.2151 | -18.7263 | -14.0468 | -19.0621 | -19.782 | -20.1999 | -19.4234 | -21.5292 | -26.2242 | -19.4108 | -19.1391 | -19.529 | -23.4019 | -24.6046 | -26.1157 | -30.4042
TSO | - | 38 | 8 | 72 | 2025 | Winter | Q, [%] | Expected | - | 9.856% | 11.92% | 12.33% | 12.59% | 12.63% | 11.99% | 9.449% | 7.135% | 5.405% | 6.242% | 4.682% | 6.354% | 6.594% | 6.733% | 6.474% | 7.176% | 8.741% | 6.47% | 6.38% | 6.51% | 7.801% | 8.202% | 8.705% | 10.13%
TSO | - | 38 | 72 | 8 | 2025 | Winter | Q, [MVAr] | Expected | - | 30.8474 | 36.8051 | 37.97 | 38.7544 | 38.8894 | 37.0966 | 30.2394 | 23.6942 | 18.7226 | 21.4488 | 16.4262 | 21.4284 | 22.0285 | 22.5858 | 21.5432 | 23.4265 | 28.1137 | 22.2152 | 21.6952 | 22.0873 | 25.8394 | 26.7429 | 27.974 | 32.09
TSO | - | 38 | 72 | 8 | 2025 | Winter | Q, [%] | Expected | - | 0.10282 | 0.12268 | 0.12657 | 0.12918 | 0.12963 | 0.12366 | 0.1008 | 0.078981 | 0.062409 | 0.071496 | 0.054754 | 0.071428 | 0.073428 | 0.075286 | 0.071811 | 0.078088 | 0.093712 | 0.074051 | 0.072317 | 0.073624 | 0.086131 | 0.089143 | 0.093247 | 0.10697
TSO | - | 38 | 8 | 72 | 2025 | Winter | S, [MVA] | Expected | - | 59.9261 | 53.4182 | 51.4892 | 51.4457 | 51.8966 | 55.8231 | 74.5784 | 83.0064 | 87.6911 | 90.1774 | 85.2537 | 84.364 | 81.9169 | 84.238 | 79.2395 | 74.5207 | 73.5493 | 92.0442 | 87.344 | 87.2008 | 84.2663 | 78.3662 | 72.6277 | 68.5717
TSO | - | 38 | 8 | 72 | 2025 | Winter | S, [%] | Expected | - | 19.98% | 17.81% | 17.16% | 17.15% | 17.3% | 18.61% | 24.86% | 27.67% | 29.23% | 30.06% | 28.42% | 28.12% | 27.31% | 28.08% | 26.41% | 24.84% | 24.52% | 30.68% | 29.11% | 29.07% | 28.09% | 26.12% | 24.21% | 22.86%
TSO | - | 38 | 72 | 8 | 2025 | Winter | S, [MVA] | Expected | - | 60.5419 | 54.1041 | 52.1795 | 52.1503 | 52.6125 | 56.5428 | 75.2775 | 83.5744 | 88.1318 | 90.72 | 85.6229 | 84.8762 | 82.4374 | 84.7877 | 79.7375 | 75.0484 | 74.2028 | 92.6121 | 87.8815 | 87.7509 | 84.921 | 79.0164 | 73.276 | 69.3005
TSO | - | 38 | 72 | 8 | 2025 | Winter | S, [%] | Expected | - | 20.18% | 18.03% | 17.39% | 17.38% | 17.54% | 18.85% | 25.09% | 27.86% | 29.38% | 30.24% | 28.54% | 28.29% | 27.48% | 28.26% | 26.58% | 25.02% | 24.73% | 30.87% | 29.29% | 29.25% | 28.31% | 26.34% | 24.43% | 23.1%
TSO | - | 41 | 11 | 12 | 2025 | Winter | P, [MW] | Expected | - | 190.044 | 169.7699 | 158.9494 | 154.1909 | 147.742 | 162.7552 | 225.9305 | 247.1062 | 266.4733 | 265.9568 | 276.7481 | 284.3778 | 273.4307 | 275.18 | 258.2172 | 247.6743 | 249.6823 | 301.6193 | 293.9962 | 291.1795 | 291.0132 | 271.1671 | 254.4614 | 225.9722
TSO | - | 41 | 11 | 12 | 2025 | Winter | P, [%] | Expected | - | 31.67% | 28.29% | 26.49% | 25.7% | 24.62% | 27.13% | 37.66% | 41.18% | 44.41% | 44.33% | 46.12% | 47.4% | 45.57% | 45.86% | 43.04% | 41.28% | 41.61% | 50.27% | 49% | 48.53% | 48.5% | 45.19% | 42.41% | 37.66%
TSO | - | 41 | 12 | 11 | 2025 | Winter | P, [MW] | Expected | - | -189.9138 | -169.6619 | -158.8539 | -154.1005 | -147.6582 | -162.6559 | -225.7583 | -246.905 | -266.2428 | -265.7209 | -276.4972 | -284.1098 | -273.1808 | -274.9266 | -257.993 | -247.4665 | -249.4671 | -301.3186 | -293.7067 | -290.8942 | -290.7246 | -270.9138 | -254.236 | -225.7917
TSO | - | 41 | 12 | 11 | 2025 | Winter | Expected |  | - | 31.65% | 28.28% | 26.48% | 25.68% | 24.61% | 27.11% | 37.63% | 41.15% | 44.37% | 44.29% | 46.08% | 47.35% | 45.53% | 45.82% | 43% | 41.24% | 41.58% | 50.22% | 48.95% | 48.48% | 48.45% | 45.15% | 42.37% | 37.63%
TSO | - | 41 | 11 | 12 | 2025 | Winter | Q, [MVAr] | Expected | - | -23.1245 | -29.8289 | -28.9325 | -30.5594 | -31.2688 | -29.4638 | -5.2554 | 12.5024 | 20.9311 | 28.064 | 32.8145 | 32.4747 | 35.1367 | 30.058 | 27.4767 | 16.9856 | 15.4718 | 40.6635 | 40.9321 | 41.9397 | 32.4025 | 18.7624 | 9.4026 | 1.7564
TSO | - | 41 | 11 | 12 | 2025 | Winter | Q, [%] | Expected | - | 3.854% | 4.971% | 4.822% | 5.093% | 5.211% | 4.911% | 0.8759% | 2.084% | 3.489% | 4.677% | 5.469% | 5.412% | 5.856% | 5.01% | 4.579% | 2.831% | 2.579% | 6.777% | 6.822% | 6.99% | 5.4% | 3.127% | 1.567% | 0.2927%
TSO | - | 41 | 12 | 11 | 2025 | Winter | Q, [MVAr] | Expected | - | 30.9062 | 36.288 | 34.6423 | 35.964 | 36.2786 | 35.4044 | 15.5508 | -0.4758 | -7.1515 | -13.9671 | -17.8192 | -16.4589 | -20.2015 | -14.9113 | -14.0767 | -4.5621 | -2.61 | -22.6895 | -23.6307 | -24.8876 | -15.1534 | -3.6251 | 4.0704 | 9.038
TSO | - | 41 | 12 | 11 | 2025 | Winter | Q, [%] | Expected | - | 0.05151 | 0.06048 | 0.057737 | 0.05994 | 0.060464 | 0.059007 | 0.025918 | 0.00079299 | 0.011919 | 0.023278 | 0.029699 | 0.027431 | 0.033669 | 0.024852 | 0.023461 | 0.0076035 | 0.00435 | 0.037816 | 0.039384 | 0.041479 | 0.025256 | 0.0060418 | 0.0067841 | 0.015063
TSO | - | 41 | 11 | 12 | 2025 | Winter | S, [MVA] | Expected | - | 191.4457 | 172.3705 | 161.5612 | 157.19 | 151.0147 | 165.4007 | 225.9916 | 247.4223 | 267.2941 | 267.4333 | 278.6867 | 286.226 | 275.679 | 276.8167 | 259.6749 | 248.2561 | 250.1612 | 304.3481 | 296.832 | 294.1843 | 292.8115 | 271.8154 | 254.6351 | 225.9791
TSO | - | 41 | 11 | 12 | 2025 | Winter | S, [%] | Expected | - | 31.91% | 28.73% | 26.93% | 26.2% | 25.17% | 27.57% | 37.67% | 41.24% | 44.55% | 44.57% | 46.45% | 47.7% | 45.95% | 46.14% | 43.28% | 41.38% | 41.69% | 50.72% | 49.47% | 49.03% | 48.8% | 45.3% | 42.44% | 37.66%
TSO | - | 41 | 12 | 11 | 2025 | Winter | S, [MVA] | Expected | - | 192.4122 | 173.4992 | 162.5874 | 158.2415 | 152.0496 | 166.4644 | 226.2932 | 246.9055 | 266.3388 | 266.0877 | 277.0708 | 284.5862 | 273.9267 | 275.3307 | 258.3767 | 247.5085 | 249.4808 | 302.1717 | 294.6558 | 291.9569 | 291.1192 | 270.9381 | 254.2686 | 225.9725
TSO | - | 41 | 12 | 11 | 2025 | Winter | S, [%] | Expected | - | 32.07% | 28.92% | 27.1% | 26.37% | 25.34% | 27.74% | 37.72% | 41.15% | 44.39% | 44.35% | 46.18% | 47.43% | 45.65% | 45.89% | 43.06% | 41.25% | 41.58% | 50.36% | 49.11% | 48.66% | 48.52% | 45.16% | 42.38% | 37.66%
TSO | - | 44 | 13 | 14 | 2025 | Winter | P, [MW] | Expected | - | 32.4004 | 33.5182 | 32.1096 | 30.6443 | 28.8173 | 30.0978 | 37.8676 | 34.4101 | 37.0398 | 37.0951 | 42.2724 | 47.7138 | 43.6987 | 44.0904 | 41.0681 | 39.3678 | 41.0763 | 44.3334 | 44.6055 | 43.3268 | 44.7647 | 43.0053 | 42.3071 | 37.9899
TSO | - | 44 | 13 | 14 | 2025 | Winter | P, [%] | Expected | - | 8.1% | 8.38% | 8.027% | 7.661% | 7.204% | 7.524% | 9.467% | 8.603% | 9.26% | 9.274% | 10.57% | 11.93% | 10.92% | 11.02% | 10.27% | 9.842% | 10.27% | 11.08% | 11.15% | 10.83% | 11.19% | 10.75% | 10.58% | 9.497%
TSO | - | 44 | 14 | 13 | 2025 | Winter | P, [MW] | Expected | - | -32.3957 | -33.5132 | -32.105 | -30.6401 | -28.8135 | -30.0938 | -37.8611 | -34.4047 | -37.0336 | -37.0889 | -42.2643 | -47.7036 | -43.6901 | -44.0816 | -41.0605 | -39.3608 | -41.0687 | -44.3245 | -44.5965 | -43.3184 | -44.7557 | -42.9969 | -42.299 | -37.9834
TSO | - | 44 | 14 | 13 | 2025 | Winter | Expected |  | - | 8.099% | 8.378% | 8.026% | 7.66% | 7.203% | 7.523% | 9.465% | 8.601% | 9.258% | 9.272% | 10.57% | 11.93% | 10.92% | 11.02% | 10.27% | 9.84% | 10.27% | 11.08% | 11.15% | 10.83% | 11.19% | 10.75% | 10.57% | 9.496%
TSO | - | 44 | 13 | 14 | 2025 | Winter | Q, [MVAr] | Expected | - | -0.37202 | -0.38486 | -0.36868 | -0.35183 | -0.33085 | -0.34559 | -0.43497 | -0.39511 | -0.42532 | -0.42596 | -0.48542 | -0.54792 | -0.50179 | -0.5063 | -0.47159 | -0.45205 | -0.47167 | -0.50907 | -0.5122 | -0.49751 | -0.51402 | -0.49382 | -0.4858 | -0.43622
TSO | - | 44 | 13 | 14 | 2025 | Winter | Q, [%] | Expected | - | 0.093% | 0.09622% | 0.09217% | 0.08796% | 0.08271% | 0.0864% | 0.1087% | 0.09878% | 0.1063% | 0.1065% | 0.1214% | 0.137% | 0.1254% | 0.1266% | 0.1179% | 0.113% | 0.1179% | 0.1273% | 0.128% | 0.1244% | 0.1285% | 0.1235% | 0.1214% | 0.1091%
TSO | - | 44 | 14 | 13 | 2025 | Winter | Q, [MVAr] | Expected | - | 0.78335 | 0.82509 | 0.77264 | 0.71974 | 0.65616 | 0.70048 | 0.99696 | 0.85913 | 0.96305 | 0.96531 | 1.1859 | 1.4404 | 1.2503 | 1.2683 | 1.1327 | 1.0595 | 1.133 | 1.2796 | 1.2922 | 1.2334 | 1.2996 | 1.2188 | 1.1874 | 1.0019
TSO | - | 44 | 14 | 13 | 2025 | Winter | Q, [%] | Expected | - | 0.0019584 | 0.0020627 | 0.0019316 | 0.0017993 | 0.0016404 | 0.0017512 | 0.0024924 | 0.0021478 | 0.0024076 | 0.0024133 | 0.0029647 | 0.0036011 | 0.0031258 | 0.0031708 | 0.0028317 | 0.0026487 | 0.0028326 | 0.0031989 | 0.0032306 | 0.0030835 | 0.003249 | 0.003047 | 0.0029685 | 0.0025046
TSO | - | 44 | 13 | 14 | 2025 | Winter | S, [MVA] | Expected | - | 32.4026 | 33.5204 | 32.1117 | 30.6463 | 28.8192 | 30.0998 | 37.8701 | 34.4123 | 37.0422 | 37.0975 | 42.2752 | 47.717 | 43.7016 | 44.0933 | 41.0708 | 39.3704 | 41.079 | 44.3363 | 44.6084 | 43.3297 | 44.7677 | 43.0081 | 42.3099 | 37.9924
TSO | - | 44 | 13 | 14 | 2025 | Winter | S, [%] | Expected | - | 8.101% | 8.38% | 8.028% | 7.662% | 7.205% | 7.525% | 9.468% | 8.603% | 9.261% | 9.274% | 10.57% | 11.93% | 10.93% | 11.02% | 10.27% | 9.843% | 10.27% | 11.08% | 11.15% | 10.83% | 11.19% | 10.75% | 10.58% | 9.498%
TSO | - | 44 | 14 | 13 | 2025 | Winter | S, [MVA] | Expected | - | 32.4052 | 33.5233 | 32.1143 | 30.6486 | 28.821 | 30.1019 | 37.8742 | 34.4155 | 37.0461 | 37.1015 | 42.281 | 47.7253 | 43.708 | 44.0999 | 41.0761 | 39.3751 | 41.0843 | 44.343 | 44.6152 | 43.336 | 44.7746 | 43.0142 | 42.3157 | 37.9966
TSO | - | 44 | 14 | 13 | 2025 | Winter | S, [%] | Expected | - | 8.101% | 8.381% | 8.029% | 7.662% | 7.205% | 7.525% | 9.469% | 8.604% | 9.262% | 9.275% | 10.57% | 11.93% | 10.93% | 11.02% | 10.27% | 9.844% | 10.27% | 11.09% | 11.15% | 10.83% | 11.19% | 10.75% | 10.58% | 9.499%
TSO | - | 45 | 13 | 15 | 2025 | Winter | P, [MW] | Expected | - | 126.0785 | 109.6517 | 101.7089 | 97.6435 | 96.4497 | 106.9498 | 166.4721 | 171.4249 | 187.3479 | 192.9329 | 196.8351 | 206.0552 | 190.8722 | 196.59 | 182.9435 | 168.2628 | 164.597 | 203.2981 | 194.9394 | 190.7915 | 184.2895 | 172.0141 | 161.0366 | 146.6567
TSO | - | 45 | 13 | 15 | 2025 | Winter | P, [%] | Expected | - | 21.01% | 18.28% | 16.95% | 16.27% | 16.07% | 17.82% | 27.75% | 28.57% | 31.22% | 32.16% | 32.81% | 34.34% | 31.81% | 32.77% | 30.49% | 28.04% | 27.43% | 33.88% | 32.49% | 31.8% | 30.71% | 28.67% | 26.84% | 24.44%
TSO | - | 45 | 15 | 13 | 2025 | Winter | P, [MW] | Expected | - | -126.0279 | -109.6076 | -101.6684 | -97.6052 | -96.4119 | -106.9077 | -166.3985 | -171.3512 | -187.2621 | -192.84 | -196.7401 | -205.9497 | -190.7809 | -196.4927 | -182.8582 | -168.1886 | -164.5237 | -203.1958 | -194.8442 | -190.6997 | -184.2017 | -171.9356 | -160.9646 | -146.5935
TSO | - | 45 | 15 | 13 | 2025 | Winter | Expected |  | - | 21% | 18.27% | 16.94% | 16.27% | 16.07% | 17.82% | 27.73% | 28.56% | 31.21% | 32.14% | 32.79% | 34.32% | 31.8% | 32.75% | 30.48% | 28.03% | 27.42% | 33.87% | 32.47% | 31.78% | 30.7% | 28.66% | 26.83% | 24.43%
TSO | - | 45 | 13 | 15 | 2025 | Winter | Q, [MVAr] | Expected | - | -54.2679 | -63.6242 | -65.3439 | -65.7237 | -65.7762 | -62.6629 | -34.5308 | -16.3302 | -3.9097 | -3.6067 | -3.3768 | -8.7504 | -9.8897 | -11.751 | -17.0529 | -25.6124 | -31.7324 | -6.4876 | -6.8216 | -9.8332 | -17.6949 | -24.6728 | -36.731 | -44.8871
TSO | - | 45 | 13 | 15 | 2025 | Winter | Q, [%] | Expected | - | 9.045% | 10.6% | 10.89% | 10.95% | 10.96% | 10.44% | 5.755% | 2.722% | 0.6516% | 0.6011% | 0.5628% | 1.458% | 1.648% | 1.959% | 2.842% | 4.269% | 5.289% | 1.081% | 1.137% | 1.639% | 2.949% | 4.112% | 6.122% | 7.481%
TSO | - | 45 | 15 | 13 | 2025 | Winter | Q, [MVAr] | Expected | - | 58.1249 | 66.9923 | 68.4284 | 68.6445 | 68.6613 | 65.8766 | 40.1463 | 21.9545 | 10.4487 | 10.6962 | 10.6232 | 16.8037 | 16.8537 | 19.1731 | 23.5568 | 31.2694 | 37.3262 | 14.2909 | 14.0851 | 16.8346 | 24.3936 | 30.6632 | 42.2247 | 49.7045
TSO | - | 45 | 15 | 13 | 2025 | Winter | Q, [%] | Expected | - | 0.096875 | 0.11165 | 0.11405 | 0.11441 | 0.11444 | 0.10979 | 0.06691 | 0.036591 | 0.017414 | 0.017827 | 0.017705 | 0.028006 | 0.02809 | 0.031955 | 0.039261 | 0.052116 | 0.06221 | 0.023818 | 0.023475 | 0.028058 | 0.040656 | 0.051105 | 0.070375 | 0.082841
TSO | - | 45 | 13 | 15 | 2025 | Winter | S, [MVA] | Expected | - | 137.2621 | 126.774 | 120.8907 | 117.7027 | 116.7438 | 123.9557 | 170.0165 | 172.2012 | 187.3951 | 192.9734 | 196.8644 | 206.2423 | 191.1296 | 196.9419 | 183.737 | 170.2014 | 167.6288 | 203.402 | 195.0643 | 191.045 | 185.1399 | 173.7754 | 165.1727 | 153.3732
TSO | - | 45 | 13 | 15 | 2025 | Winter | S, [%] | Expected | - | 22.88% | 21.13% | 20.15% | 19.62% | 19.46% | 20.66% | 28.34% | 28.7% | 31.23% | 32.16% | 32.81% | 34.37% | 31.85% | 32.82% | 30.62% | 28.37% | 27.94% | 33.9% | 32.51% | 31.84% | 30.86% | 28.96% | 27.53% | 25.56%
TSO | - | 45 | 15 | 13 | 2025 | Winter | S, [MVA] | Expected | - | 138.7863 | 128.4597 | 122.5519 | 119.3269 | 118.3625 | 125.575 | 171.1738 | 172.7522 | 187.5602 | 193.1437 | 197.0271 | 206.6355 | 191.5253 | 197.427 | 184.3698 | 171.0712 | 168.7056 | 203.6982 | 195.3585 | 191.4417 | 185.8129 | 174.6493 | 166.4109 | 154.7918
TSO | - | 45 | 15 | 13 | 2025 | Winter | S, [%] | Expected | - | 23.13% | 21.41% | 20.43% | 19.89% | 19.73% | 20.93% | 28.53% | 28.79% | 31.26% | 32.19% | 32.84% | 34.44% | 31.92% | 32.9% | 30.73% | 28.51% | 28.12% | 33.95% | 32.56% | 31.91% | 30.97% | 29.11% | 27.74% | 25.8%
TSO | - | 47 | 19 | 20 | 2025 | Winter | P, [MW] | Expected | - | 4.282 | 4.2978 | 4.2467 | 4.1687 | 4.5338 | 4.2127 | 4.3382 | 3.3753 | 2.89 | 2.5539 | 3.0276 | 3.4381 | 3.8021 | 4.2105 | 4.1113 | 3.6132 | 3.5902 | 3.9685 | 3.9363 | 3.794 | 3.9034 | 4.383 | 4.4432 | 4.1322
TSO | - | 47 | 19 | 20 | 2025 | Winter | P, [%] | Expected | - | 21.41% | 21.49% | 21.23% | 20.84% | 22.67% | 21.06% | 21.69% | 16.88% | 14.45% | 12.77% | 15.14% | 17.19% | 19.01% | 21.05% | 20.56% | 18.07% | 17.95% | 19.84% | 19.68% | 18.97% | 19.52% | 21.91% | 22.22% | 20.66%
TSO | - | 47 | 20 | 19 | 2025 | Winter | P, [MW] | Expected | - | -4.2768 | -4.2926 | -4.2416 | -4.1638 | -4.5281 | -4.2078 | -4.3329 | -3.3721 | -2.8877 | -2.5521 | -3.0251 | -3.4346 | -3.7979 | -4.2053 | -4.1066 | -3.6096 | -3.5866 | -3.9639 | -3.9317 | -3.7897 | -3.8991 | -4.3776 | -4.4377 | -4.1274
TSO | - | 47 | 20 | 19 | 2025 | Winter | Expected |  | - | 21.38% | 21.46% | 21.21% | 20.82% | 22.64% | 21.04% | 21.66% | 16.86% | 14.44% | 12.76% | 15.13% | 17.17% | 18.99% | 21.03% | 20.53% | 18.05% | 17.93% | 19.82% | 19.66% | 18.95% | 19.5% | 21.89% | 22.19% | 20.64%
TSO | - | 47 | 19 | 20 | 2025 | Winter | Q, [MVAr] | Expected | - | -0.073087 | -0.072072 | -0.07363 | -0.076287 | -0.055809 | -0.068324 | -0.070895 | -0.10479 | -0.11869 | -0.12704 | -0.11498 | -0.66856 | -0.84511 | -0.83018 | -0.079673 | -0.097228 | -0.29251 | -0.86103 | -0.86218 | -0.86721 | -0.10921 | -0.091087 | -0.088662 | -0.10068
TSO | - | 47 | 19 | 20 | 2025 | Winter | Q, [%] | Expected | - | 0.3654% | 0.3604% | 0.3682% | 0.3814% | 0.279% | 0.3416% | 0.3545% | 0.524% | 0.5934% | 0.6352% | 0.5749% | 3.343% | 4.226% | 4.151% | 0.3984% | 0.4861% | 1.463% | 4.305% | 4.311% | 4.336% | 0.5461% | 0.4554% | 0.4433% | 0.5034%
TSO | - | 47 | 20 | 19 | 2025 | Winter | Q, [MVAr] | Expected | - | 0.15695 | 0.15656 | 0.15613 | 0.1558 | 0.14981 | 0.14952 | 0.15697 | 0.15697 | 0.15698 | 0.15697 | 0.15699 | 0.72498 | 0.91498 | 0.91498 | 0.157 | 0.15699 | 0.35197 | 0.93698 | 0.93698 | 0.93698 | 0.17897 | 0.17897 | 0.17897 | 0.17883
TSO | - | 47 | 20 | 19 | 2025 | Winter | Q, [%] | Expected | - | 0.0078475 | 0.0078281 | 0.0078066 | 0.0077898 | 0.0074905 | 0.0074758 | 0.0078483 | 0.0078484 | 0.0078491 | 0.0078487 | 0.0078497 | 0.036249 | 0.045749 | 0.045749 | 0.0078498 | 0.0078497 | 0.017599 | 0.046849 | 0.046849 | 0.046849 | 0.0089484 | 0.0089486 | 0.0089486 | 0.0089417
TSO | - | 47 | 19 | 20 | 2025 | Winter | S, [MVA] | Expected | - | 4.2826 | 4.2984 | 4.2473 | 4.1694 | 4.5342 | 4.2133 | 4.3388 | 3.3769 | 2.8925 | 2.5571 | 3.0298 | 3.5025 | 3.8949 | 4.2915 | 4.1121 | 3.6145 | 3.6021 | 4.0609 | 4.0296 | 3.8918 | 3.905 | 4.3839 | 4.4441 | 4.1334
TSO | - | 47 | 19 | 20 | 2025 | Winter | S, [%] | Expected | - | 21.41% | 21.49% | 21.24% | 20.85% | 22.67% | 21.07% | 21.69% | 16.88% | 14.46% | 12.79% | 15.15% | 17.51% | 19.47% | 21.46% | 20.56% | 18.07% | 18.01% | 20.3% | 20.15% | 19.46% | 19.52% | 21.92% | 22.22% | 20.67%
TSO | - | 47 | 20 | 19 | 2025 | Winter | S, [MVA] | Expected | - | 4.2797 | 4.2954 | 4.2445 | 4.1667 | 4.5305 | 4.2104 | 4.3358 | 3.3758 | 2.892 | 2.5569 | 3.0291 | 3.5103 | 3.9065 | 4.3036 | 4.1096 | 3.613 | 3.6038 | 4.0731 | 4.0418 | 3.9038 | 3.9033 | 4.3812 | 4.4413 | 4.1313
TSO | - | 47 | 20 | 19 | 2025 | Winter | S, [%] | Expected | - | 21.4% | 21.48% | 21.22% | 20.83% | 22.65% | 21.05% | 21.68% | 16.88% | 14.46% | 12.78% | 15.15% | 17.55% | 19.53% | 21.52% | 20.55% | 18.06% | 18.02% | 20.37% | 20.21% | 19.52% | 19.52% | 21.91% | 22.21% | 20.66%
TSO | - | 48 | 19 | 21 | 2025 | Winter | P, [MW] | Expected | - | 7.3101 | 6.9018 | 6.4311 | 6.3293 | 6.1295 | 6.6165 | 9.8521 | 11.0477 | 11.7509 | 11.8649 | 11.2628 | 11.7949 | 11.9499 | 11.9865 | 10.7537 | 10.0827 | 10.4198 | 12.4008 | 11.6071 | 11.3589 | 11.2021 | 10.3286 | 9.3582 | 8.4469
TSO | - | 48 | 19 | 21 | 2025 | Winter | P, [%] | Expected | - | 36.55% | 34.51% | 32.16% | 31.65% | 30.65% | 33.08% | 49.26% | 55.24% | 58.75% | 59.32% | 56.31% | 58.97% | 59.75% | 59.93% | 53.77% | 50.41% | 52.1% | 62% | 58.04% | 56.79% | 56.01% | 51.64% | 46.79% | 42.23%
TSO | - | 48 | 21 | 19 | 2025 | Winter | P, [MW] | Expected | - | -7.2944 | -6.8877 | -6.4188 | -6.3173 | -6.1182 | -6.6035 | -9.8245 | -11.0137 | -11.7124 | -11.8256 | -11.2274 | -11.7561 | -11.91 | -11.9464 | -10.7214 | -10.0541 | -10.3892 | -12.3577 | -11.5693 | -11.3227 | -11.1668 | -10.2986 | -9.333 | -8.4263
TSO | - | 48 | 21 | 19 | 2025 | Winter | Expected |  | - | 36.47% | 34.44% | 32.09% | 31.59% | 30.59% | 33.02% | 49.12% | 55.07% | 58.56% | 59.13% | 56.14% | 58.78% | 59.55% | 59.73% | 53.61% | 50.27% | 51.95% | 61.79% | 57.85% | 56.61% | 55.83% | 51.49% | 46.67% | 42.13%
TSO | - | 48 | 19 | 21 | 2025 | Winter | Q, [MVAr] | Expected | - | -1.3761 | -1.4028 | -1.4316 | -1.4373 | -1.4432 | -1.4139 | -0.77687 | 0.30078 | 0.56512 | 0.57767 | 0.51279 | 0.56995 | 0.58708 | 0.59116 | 0.2659 | -0.38117 | -0.34893 | -0.13839 | -0.22709 | -0.25364 | -0.27011 | -0.35775 | -1.1951 | -1.2706
TSO | - | 48 | 19 | 21 | 2025 | Winter | Q, [%] | Expected | - | 6.881% | 7.014% | 7.158% | 7.186% | 7.216% | 7.069% | 3.884% | 1.504% | 2.826% | 2.888% | 2.564% | 2.85% | 2.935% | 2.956% | 1.329% | 1.906% | 1.745% | 0.6919% | 1.135% | 1.268% | 1.351% | 1.789% | 5.975% | 6.353%
TSO | - | 48 | 21 | 19 | 2025 | Winter | Q, [MVAr] | Expected | - | 1.6389 | 1.6385 | 1.638 | 1.6376 | 1.6317 | 1.6315 | 1.238 | 0.26997 | 0.079982 | 0.079973 | 0.079993 | 0.079983 | 0.079985 | 0.079983 | 0.275 | 0.85999 | 0.85997 | 0.85998 | 0.85998 | 0.85998 | 0.85997 | 0.85997 | 1.617 | 1.6168
TSO | - | 48 | 21 | 19 | 2025 | Winter | Q, [%] | Expected | - | 0.081947 | 0.081926 | 0.0819 | 0.081878 | 0.081587 | 0.081574 | 0.061898 | 0.013498 | 0.0039991 | 0.0039987 | 0.0039997 | 0.0039991 | 0.0039992 | 0.0039991 | 0.01375 | 0.043 | 0.042999 | 0.042999 | 0.042999 | 0.042999 | 0.042998 | 0.042999 | 0.080849 | 0.080841
TSO | - | 48 | 19 | 21 | 2025 | Winter | S, [MVA] | Expected | - | 7.4385 | 7.0429 | 6.5885 | 6.4904 | 6.2971 | 6.7658 | 9.8826 | 11.0518 | 11.7645 | 11.879 | 11.2744 | 11.8087 | 11.9643 | 12.001 | 10.757 | 10.0899 | 10.4256 | 12.4016 | 11.6093 | 11.3617 | 11.2053 | 10.3348 | 9.4342 | 8.542
TSO | - | 48 | 19 | 21 | 2025 | Winter | S, [%] | Expected | - | 37.19% | 35.21% | 32.94% | 32.45% | 31.49% | 33.83% | 49.41% | 55.26% | 58.82% | 59.39% | 56.37% | 59.04% | 59.82% | 60.01% | 53.78% | 50.45% | 52.13% | 62.01% | 58.05% | 56.81% | 56.03% | 51.67% | 47.17% | 42.71%
TSO | - | 48 | 21 | 19 | 2025 | Winter | S, [MVA] | Expected | - | 7.4763 | 7.0799 | 6.6245 | 6.5261 | 6.3321 | 6.802 | 9.9022 | 11.017 | 11.7127 | 11.8259 | 11.2277 | 11.7564 | 11.9103 | 11.9467 | 10.7249 | 10.0909 | 10.4248 | 12.3876 | 11.6012 | 11.3553 | 11.1999 | 10.3345 | 9.4721 | 8.58
TSO | - | 48 | 21 | 19 | 2025 | Winter | S, [%] | Expected | - | 37.38% | 35.4% | 33.12% | 32.63% | 31.66% | 34.01% | 49.51% | 55.08% | 58.56% | 59.13% | 56.14% | 58.78% | 59.55% | 59.73% | 53.62% | 50.45% | 52.12% | 61.94% | 58.01% | 56.78% | 56% | 51.67% | 47.36% | 42.9%
TSO | - | 50 | 29 | 30 | 2025 | Winter | P, [MW] | Expected | - | 11.838 | 11.2495 | 11.0985 | 11.0371 | 10.9424 | 11.3959 | 14.6794 | 15.3515 | 15.8889 | 15.4454 | 15.3491 | 16.158 | 16.063 | 16.3388 | 15.7242 | 15.4432 | 15.1462 | 15.8908 | 15.297 | 14.6858 | 14.9206 | 13.8689 | 12.8542 | 12.5077
TSO | - | 50 | 29 | 30 | 2025 | Winter | P, [%] | Expected | - | 53.81% | 51.13% | 50.45% | 50.17% | 49.74% | 51.8% | 66.72% | 69.78% | 72.22% | 70.21% | 69.77% | 73.45% | 73.01% | 74.27% | 71.47% | 70.2% | 68.85% | 72.23% | 69.53% | 66.75% | 67.82% | 63.04% | 58.43% | 56.85%
TSO | - | 50 | 30 | 29 | 2025 | Winter | P, [MW] | Expected | - | -11.8078 | -11.222 | -11.0717 | -11.0106 | -10.9164 | -11.3679 | -14.6339 | -15.3017 | -15.8355 | -15.395 | -15.2993 | -16.1028 | -16.0083 | -16.2822 | -15.672 | -15.3929 | -15.0978 | -15.8376 | -15.2477 | -14.6403 | -14.8737 | -13.8283 | -12.8189 | -12.4741
TSO | - | 50 | 30 | 29 | 2025 | Winter | Expected |  | - | 53.67% | 51.01% | 50.33% | 50.05% | 49.62% | 51.67% | 66.52% | 69.55% | 71.98% | 69.98% | 69.54% | 73.19% | 72.77% | 74.01% | 71.24% | 69.97% | 68.63% | 71.99% | 69.31% | 66.55% | 67.61% | 62.86% | 58.27% | 56.7%
TSO | - | 50 | 29 | 30 | 2025 | Winter | Q, [MVAr] | Expected | - | -1.0259 | -1.3243 | -1.3823 | -1.3705 | -1.2822 | -1.0115 | 0.69949 | 1.6125 | 2.0993 | 1.617 | 1.7006 | 2.1882 | 2.3183 | 2.348 | 1.6086 | 1.3196 | 1.2851 | 1.4247 | 0.94577 | 0.4312 | 0.83337 | 0.28991 | -0.7252 | -0.82467
TSO | - | 50 | 29 | 30 | 2025 | Winter | Q, [%] | Expected | - | 4.663% | 6.02% | 6.283% | 6.23% | 5.828% | 4.598% | 3.179% | 7.329% | 9.542% | 7.35% | 7.73% | 9.946% | 10.54% | 10.67% | 7.312% | 5.998% | 5.842% | 6.476% | 4.299% | 1.96% | 3.788% | 1.318% | 3.296% | 3.749%
TSO | - | 50 | 30 | 29 | 2025 | Winter | Q, [MVAr] | Expected | - | 1.6499 | 1.8929 | 1.9369 | 1.9189 | 1.8199 | 1.5899 | 0.24092 | -0.58306 | -0.99407 | -0.57507 | -0.67107 | -1.0451 | -1.1871 | -1.1781 | -0.52907 | -0.27907 | -0.28408 | -0.32307 | 0.074918 | 0.51091 | 0.13792 | 0.55091 | 1.4559 | 1.5179
TSO | - | 50 | 30 | 29 | 2025 | Winter | Q, [%] | Expected | - | 0.074996 | 0.086041 | 0.088041 | 0.087223 | 0.082723 | 0.072269 | 0.010951 | 0.026503 | 0.045185 | 0.026139 | 0.030503 | 0.047503 | 0.053957 | 0.053548 | 0.024049 | 0.012685 | 0.012913 | 0.014685 | 0.0034054 | 0.023223 | 0.006269 | 0.025042 | 0.066178 | 0.068996
TSO | - | 50 | 29 | 30 | 2025 | Winter | S, [MVA] | Expected | - | 11.8823 | 11.3272 | 11.1842 | 11.1218 | 11.0173 | 11.4407 | 14.6961 | 15.436 | 16.027 | 15.5298 | 15.443 | 16.3055 | 16.2294 | 16.5066 | 15.8063 | 15.4995 | 15.2007 | 15.9546 | 15.3262 | 14.6921 | 14.9439 | 13.872 | 12.8746 | 12.5348
TSO | - | 50 | 29 | 30 | 2025 | Winter | S, [%] | Expected | - | 54.01% | 51.49% | 50.84% | 50.55% | 50.08% | 52% | 66.8% | 70.16% | 72.85% | 70.59% | 70.2% | 74.12% | 73.77% | 75.03% | 71.85% | 70.45% | 69.09% | 72.52% | 69.66% | 66.78% | 67.93% | 63.05% | 58.52% | 56.98%
TSO | - | 50 | 30 | 29 | 2025 | Winter | S, [MVA] | Expected | - | 11.9225 | 11.3806 | 11.2398 | 11.1765 | 11.0671 | 11.4786 | 14.6359 | 15.3128 | 15.8667 | 15.4058 | 15.3141 | 16.1366 | 16.0523 | 16.3248 | 15.6809 | 15.3954 | 15.1005 | 15.8409 | 15.2479 | 14.6492 | 14.8743 | 13.8393 | 12.9013 | 12.5662
TSO | - | 50 | 30 | 29 | 2025 | Winter | S, [%] | Expected | - | 54.19% | 51.73% | 51.09% | 50.8% | 50.3% | 52.18% | 66.53% | 69.6% | 72.12% | 70.03% | 69.61% | 73.35% | 72.96% | 74.2% | 71.28% | 69.98% | 68.64% | 72% | 69.31% | 66.59% | 67.61% | 62.91% | 58.64% | 57.12%
DSO | 29 | 1 | 4 | 2 | 2025 | Winter | P, [MW] | 0 | 0 | -1.8551 | -1.8012 | -1.8157 | -1.742 | -1.8295 | -1.8735 | -1.8375 | -1.8679 | -1.6977 | -1.6113 | -1.6004 | -1.632 | -1.6266 | -1.6065 | -1.836 | -1.8252 | -1.9955 | -1.9803 | -1.9995 | -1.7919 | -1.7217 | -1.6411 | -1.8494 | -1.8107
DSO | 29 | 1 | 4 | 2 | 2025 | Winter | P, [%] | 0 | 0 | 8.881% | 8.622% | 8.692% | 8.339% | 8.758% | 8.969% | 8.796% | 8.942% | 8.127% | 7.714% | 7.661% | 7.813% | 7.786% | 7.69% | 8.789% | 8.737% | 9.552% | 9.48% | 9.571% | 8.578% | 8.242% | 7.856% | 8.853% | 8.668%
DSO | 29 | 1 | 2 | 4 | 2025 | Winter | P, [MW] | 0 | 0 | 1.8573 | 1.8032 | 1.8178 | 1.7439 | 1.8316 | 1.8757 | 1.8396 | 1.8701 | 1.6995 | 1.6129 | 1.602 | 1.6337 | 1.6282 | 1.6081 | 1.8381 | 1.8273 | 1.9979 | 1.9827 | 2.0019 | 1.7939 | 1.7235 | 1.6428 | 1.8515 | 1.8127
DSO | 29 | 1 | 2 | 4 | 2025 | Winter | P, [%] | 0 | 0 | 8.891% | 8.632% | 8.702% | 8.348% | 8.768% | 8.979% | 8.806% | 8.952% | 8.135% | 7.721% | 7.669% | 7.82% | 7.794% | 7.698% | 8.799% | 8.747% | 9.564% | 9.491% | 9.583% | 8.587% | 8.251% | 7.864% | 8.863% | 8.678%
DSO | 29 | 1 | 4 | 2 | 2025 | Winter | Q, [MVAr] | 0 | 0 | 0.088709 | 0.093766 | 0.092877 | 0.094904 | 0.083303 | 0.078976 | 0.079924 | -0.021502 | 0.094604 | 0.11414 | 0.10239 | 0.12851 | 0.11916 | 0.13049 | 0.041553 | 0.025675 | 0.093325 | 0.029002 | 0.047171 | 0.10016 | 0.12776 | 0.097498 | 0.10769 | 0.118
DSO | 29 | 1 | 4 | 2 | 2025 | Winter | Q, [%] | 0 | 0 | 0.4247% | 0.4489% | 0.4446% | 0.4543% | 0.3988% | 0.3781% | 0.3826% | 0.1029% | 0.4529% | 0.5464% | 0.4901% | 0.6152% | 0.5704% | 0.6246% | 0.1989% | 0.1229% | 0.4467% | 0.1388% | 0.2258% | 0.4795% | 0.6116% | 0.4667% | 0.5155% | 0.5649%
DSO | 29 | 1 | 2 | 4 | 2025 | Winter | Q, [MVAr] | 0 | 0 | -0.10326 | -0.10848 | -0.10754 | -0.10979 | -0.097924 | -0.093458 | -0.094514 | 0.0069986 | -0.10959 | -0.12936 | -0.11763 | -0.14367 | -0.13433 | -0.14571 | -0.056151 | -0.040307 | -0.10741 | -0.043124 | -0.061247 | -0.11487 | -0.14267 | -0.11264 | -0.12224 | -0.13267
DSO | 29 | 1 | 2 | 4 | 2025 | Winter | Q, [%] | 0 | 0 | 0.4943% | 0.5193% | 0.5148% | 0.5256% | 0.4688% | 0.4474% | 0.4524% | 0.0335% | 0.5246% | 0.6193% | 0.5631% | 0.6878% | 0.643% | 0.6975% | 0.2688% | 0.193% | 0.5142% | 0.2064% | 0.2932% | 0.5499% | 0.683% | 0.5392% | 0.5852% | 0.6351%
DSO | 29 | 1 | 4 | 2 | 2025 | Winter | S, [MVA] | 0 | 0 | 1.8573 | 1.8036 | 1.8181 | 1.7446 | 1.8314 | 1.8752 | 1.8392 | 1.8681 | 1.7003 | 1.6154 | 1.6037 | 1.6371 | 1.6309 | 1.6118 | 1.8365 | 1.8254 | 1.9977 | 1.9805 | 2 | 1.7947 | 1.7265 | 1.644 | 1.8525 | 1.8145
DSO | 29 | 1 | 4 | 2 | 2025 | Winter | S, [%] | 0 | 0 | 8.891% | 8.634% | 8.703% | 8.351% | 8.767% | 8.977% | 8.804% | 8.943% | 8.14% | 7.733% | 7.677% | 7.837% | 7.807% | 7.716% | 8.791% | 8.738% | 9.563% | 9.481% | 9.574% | 8.591% | 8.265% | 7.87% | 8.868% | 8.686%
DSO | 29 | 1 | 2 | 4 | 2025 | Winter | S, [MVA] | 0 | 0 | 1.8601 | 1.8065 | 1.821 | 1.7473 | 1.8342 | 1.878 | 1.842 | 1.8701 | 1.703 | 1.6181 | 1.6063 | 1.64 | 1.6337 | 1.6147 | 1.839 | 1.8277 | 2.0008 | 1.9832 | 2.0028 | 1.7976 | 1.7294 | 1.6466 | 1.8555 | 1.8176
DSO | 29 | 1 | 2 | 4 | 2025 | Winter | S, [%] | 0 | 0 | 8.904% | 8.648% | 8.717% | 8.365% | 8.78% | 8.99% | 8.818% | 8.952% | 8.152% | 7.746% | 7.689% | 7.851% | 7.821% | 7.729% | 8.803% | 8.749% | 9.578% | 9.494% | 9.588% | 8.605% | 8.279% | 7.882% | 8.882% | 8.701%
DSO | 29 | 2 | 5 | 4 | 2025 | Winter | P, [MW] | 0 | 0 | -1.8611 | -1.8072 | -1.8217 | -1.748 | -1.8355 | -1.8795 | -1.8434 | -1.8739 | -1.7036 | -1.6173 | -1.6064 | -1.638 | -1.6325 | -1.6124 | -1.842 | -1.8312 | -2.0014 | -1.9862 | -2.0054 | -1.7979 | -1.7277 | -1.647 | -1.8553 | -1.8166
DSO | 29 | 2 | 5 | 4 | 2025 | Winter | P, [%] | 0 | 0 | 7.983% | 7.752% | 7.814% | 7.498% | 7.874% | 8.062% | 7.908% | 8.038% | 7.308% | 6.938% | 6.891% | 7.026% | 7.003% | 6.917% | 7.902% | 7.855% | 8.585% | 8.52% | 8.602% | 7.712% | 7.411% | 7.065% | 7.959% | 7.793%
DSO | 29 | 2 | 4 | 5 | 2025 | Winter | P, [MW] | 0 | 0 | 1.8611 | 1.8072 | 1.8217 | 1.748 | 1.8355 | 1.8795 | 1.8435 | 1.8739 | 1.7037 | 1.6173 | 1.6064 | 1.638 | 1.6326 | 1.6125 | 1.842 | 1.8312 | 2.0015 | 1.9863 | 2.0054 | 1.7979 | 1.7277 | 1.6471 | 1.8554 | 1.8167
DSO | 29 | 2 | 4 | 5 | 2025 | Winter | P, [%] | 0 | 0 | 7.984% | 7.752% | 7.815% | 7.498% | 7.874% | 8.063% | 7.908% | 8.039% | 7.308% | 6.938% | 6.891% | 7.027% | 7.003% | 6.917% | 7.902% | 7.855% | 8.586% | 8.521% | 8.603% | 7.712% | 7.411% | 7.065% | 7.959% | 7.793%
DSO | 29 | 2 | 5 | 4 | 2025 | Winter | Q, [MVAr] | 0 | 0 | 0.080426 | 0.085398 | 0.084471 | 0.086506 | 0.074902 | 0.070561 | 0.071462 | -0.029804 | 0.086053 | 0.10557 | 0.093823 | 0.11993 | 0.11061 | 0.12193 | 0.033154 | 0.017323 | 0.084816 | 0.020447 | 0.038577 | 0.091594 | 0.11919 | 0.089036 | 0.099217 | 0.10955
DSO | 29 | 2 | 5 | 4 | 2025 | Winter | Q, [%] | 0 | 0 | 0.345% | 0.3663% | 0.3624% | 0.3711% | 0.3213% | 0.3027% | 0.3065% | 0.1278% | 0.3691% | 0.4529% | 0.4025% | 0.5145% | 0.4745% | 0.523% | 0.1422% | 0.07431% | 0.3638% | 0.08771% | 0.1655% | 0.3929% | 0.5113% | 0.3819% | 0.4256% | 0.47%
DSO | 29 | 2 | 4 | 5 | 2025 | Winter | Q, [MVAr] | 0 | 0 | -0.089149 | -0.094121 | -0.093193 | -0.095229 | -0.083622 | -0.079279 | -0.080179 | 0.021087 | -0.094768 | -0.11428 | -0.10253 | -0.12864 | -0.11932 | -0.13064 | -0.041871 | -0.02604 | -0.093533 | -0.029155 | -0.047293 | -0.10031 | -0.1279 | -0.097749 | -0.10793 | -0.11827
DSO | 29 | 2 | 4 | 5 | 2025 | Winter | Q, [%] | 0 | 0 | 0.3824% | 0.4037% | 0.3998% | 0.4085% | 0.3587% | 0.3401% | 0.3439% | 0.09046% | 0.4065% | 0.4902% | 0.4398% | 0.5518% | 0.5119% | 0.5604% | 0.1796% | 0.1117% | 0.4012% | 0.1251% | 0.2029% | 0.4303% | 0.5487% | 0.4193% | 0.463% | 0.5073%
DSO | 29 | 2 | 5 | 4 | 2025 | Winter | S, [MVA] | 0 | 0 | 1.8628 | 1.8092 | 1.8237 | 1.7501 | 1.837 | 1.8808 | 1.8448 | 1.8741 | 1.7058 | 1.6207 | 1.6091 | 1.6424 | 1.6363 | 1.617 | 1.8423 | 1.8313 | 2.0032 | 1.9864 | 2.0058 | 1.8002 | 1.7318 | 1.6495 | 1.858 | 1.8199
DSO | 29 | 2 | 5 | 4 | 2025 | Winter | S, [%] | 0 | 0 | 7.991% | 7.761% | 7.823% | 7.507% | 7.88% | 8.068% | 7.914% | 8.039% | 7.317% | 6.952% | 6.903% | 7.045% | 7.019% | 6.937% | 7.903% | 7.855% | 8.593% | 8.521% | 8.604% | 7.722% | 7.429% | 7.076% | 7.97% | 7.807%
DSO | 29 | 2 | 4 | 5 | 2025 | Winter | S, [MVA] | 0 | 0 | 1.8633 | 1.8096 | 1.8241 | 1.7506 | 1.8374 | 1.8812 | 1.8452 | 1.8741 | 1.7063 | 1.6214 | 1.6097 | 1.643 | 1.6369 | 1.6178 | 1.8425 | 1.8314 | 2.0036 | 1.9865 | 2.006 | 1.8007 | 1.7324 | 1.65 | 1.8585 | 1.8205
DSO | 29 | 2 | 4 | 5 | 2025 | Winter | S, [%] | 0 | 0 | 7.993% | 7.763% | 7.825% | 7.51% | 7.882% | 8.07% | 7.915% | 8.039% | 7.32% | 6.955% | 6.905% | 7.048% | 7.022% | 6.94% | 7.904% | 7.856% | 8.595% | 8.521% | 8.605% | 7.724% | 7.432% | 7.078% | 7.972% | 7.809%
DSO | 29 | 3 | 7 | 5 | 2025 | Winter | P, [MW] | 0 | 0 | 0.0059867 | 0.0059867 | 0.0059867 | 0.0059867 | 0.0059867 | 0.0059867 | 0.0059867 | 0.0059867 | 0.0059867 | 0.0059867 | 0.0059867 | 0.0059867 | 0.0059867 | 0.0059867 | 0.0059867 | 0.0059867 | 0.0059867 | 0.0059867 | 0.0059867 | 0.0059867 | 0.0059867 | 0.0059867 | 0.0059867 | 0.0059867
DSO | 29 | 3 | 7 | 5 | 2025 | Winter | P, [%] | 0 | 0 | 0.02568% | 0.02568% | 0.02568% | 0.02568% | 0.02568% | 0.02568% | 0.02568% | 0.02568% | 0.02568% | 0.02568% | 0.02568% | 0.02568% | 0.02568% | 0.02568% | 0.02568% | 0.02568% | 0.02568% | 0.02568% | 0.02568% | 0.02568% | 0.02568% | 0.02568% | 0.02568% | 0.02568%
DSO | 29 | 3 | 5 | 7 | 2025 | Winter | P, [MW] | 0 | 0 | -0.0059867 | -0.0059867 | -0.0059867 | -0.0059867 | -0.0059867 | -0.0059867 | -0.0059867 | -0.0059867 | -0.0059867 | -0.0059867 | -0.0059867 | -0.0059867 | -0.0059867 | -0.0059867 | -0.0059867 | -0.0059867 | -0.0059867 | -0.0059867 | -0.0059867 | -0.0059867 | -0.0059867 | -0.0059867 | -0.0059867 | -0.0059867
DSO | 29 | 3 | 5 | 7 | 2025 | Winter | P, [%] | 0 | 0 | 0.02568% | 0.02568% | 0.02568% | 0.02568% | 0.02568% | 0.02568% | 0.02568% | 0.02568% | 0.02568% | 0.02568% | 0.02568% | 0.02568% | 0.02568% | 0.02568% | 0.02568% | 0.02568% | 0.02568% | 0.02568% | 0.02568% | 0.02568% | 0.02568% | 0.02568% | 0.02568% | 0.02568%
DSO | 29 | 3 | 7 | 5 | 2025 | Winter | Q, [MVAr] | 0 | 0 | -0.00044281 | -0.00035806 | -0.00031847 | -0.00032797 | -0.00032157 | -0.00030524 | -0.00025779 | -0.00041418 | -0.00016602 | -0.00013959 | -0.00015156 | -0.00013275 | -0.00017012 | -0.00015894 | -0.0003197 | -0.00036529 | -0.00021072 | -0.00015388 | -0.0001228 | -0.00015207 | -0.00014886 | -0.00025366 | -0.00024569 | -0.00027415
DSO | 29 | 3 | 7 | 5 | 2025 | Winter | Q, [%] | 0 | 0 | 0.0019% | 0.001536% | 0.001366% | 0.001407% | 0.001379% | 0.001309% | 0.001106% | 0.001777% | 0.0007122% | 0.0005988% | 0.0006502% | 0.0005694% | 0.0007298% | 0.0006818% | 0.001371% | 0.001567% | 0.0009039% | 0.0006601% | 0.0005268% | 0.0006523% | 0.0006386% | 0.001088% | 0.001054% | 0.001176%
DSO | 29 | 3 | 5 | 7 | 2025 | Winter | Q, [MVAr] | 0 | 0 | -0.0045834 | -0.0046673 | -0.0047062 | -0.0046967 | -0.0047028 | -0.0047187 | -0.004765 | -0.0046086 | -0.0048529 | -0.0048763 | -0.0048638 | -0.004884 | -0.0048465 | -0.0048568 | -0.0047027 | -0.0046568 | -0.0048144 | -0.0048657 | -0.0049014 | -0.0048679 | -0.0048703 | -0.0047633 | -0.0047773 | -0.0047484
DSO | 29 | 3 | 5 | 7 | 2025 | Winter | Q, [%] | 0 | 0 | 0.01966% | 0.02002% | 0.02019% | 0.02015% | 0.02017% | 0.02024% | 0.02044% | 0.01977% | 0.02082% | 0.02092% | 0.02086% | 0.02095% | 0.02079% | 0.02083% | 0.02017% | 0.01998% | 0.02065% | 0.02087% | 0.02103% | 0.02088% | 0.02089% | 0.02043% | 0.02049% | 0.02037%
DSO | 29 | 3 | 7 | 5 | 2025 | Winter | S, [MVA] | 0 | 0 | 0.006003 | 0.0059974 | 0.0059951 | 0.0059956 | 0.0059953 | 0.0059944 | 0.0059922 | 0.006001 | 0.005989 | 0.0059883 | 0.0059886 | 0.0059881 | 0.0059891 | 0.0059888 | 0.0059952 | 0.0059978 | 0.0059904 | 0.0059887 | 0.0059879 | 0.0059886 | 0.0059885 | 0.005992 | 0.0059917 | 0.0059929
DSO | 29 | 3 | 7 | 5 | 2025 | Winter | S, [%] | 0 | 0 | 0.02575% | 0.02573% | 0.02572% | 0.02572% | 0.02572% | 0.02571% | 0.0257% | 0.02574% | 0.02569% | 0.02569% | 0.02569% | 0.02569% | 0.02569% | 0.02569% | 0.02572% | 0.02573% | 0.0257% | 0.02569% | 0.02569% | 0.02569% | 0.02569% | 0.0257% | 0.0257% | 0.02571%
DSO | 29 | 3 | 5 | 7 | 2025 | Winter | S, [MVA] | 0 | 0 | 0.0075398 | 0.0075911 | 0.007615 | 0.0076091 | 0.0076129 | 0.0076227 | 0.0076515 | 0.0075551 | 0.0077066 | 0.0077213 | 0.0077134 | 0.0077262 | 0.0077025 | 0.007709 | 0.0076129 | 0.0075846 | 0.0076824 | 0.0077146 | 0.0077372 | 0.007716 | 0.0077175 | 0.0076504 | 0.0076592 | 0.0076411
DSO | 29 | 3 | 5 | 7 | 2025 | Winter | S, [%] | 0 | 0 | 0.03234% | 0.03256% | 0.03267% | 0.03264% | 0.03266% | 0.0327% | 0.03282% | 0.03241% | 0.03306% | 0.03312% | 0.03309% | 0.03314% | 0.03304% | 0.03307% | 0.03266% | 0.03254% | 0.03295% | 0.03309% | 0.03319% | 0.0331% | 0.03311% | 0.03282% | 0.03286% | 0.03278%
DSO | 29 | 29 | 1 | 2 | 2025 | Winter | P, [MW] | 0 | 0 | 8.0568 | 7.6895 | 7.472 | 7.4377 | 7.3986 | 7.2812 | 6.9578 | 7.113 | 6.1704 | 5.7148 | 5.6555 | 5.8222 | 5.803 | 5.6896 | 6.9229 | 6.869 | 7.7188 | 6.2531 | 7.4963 | 6.3191 | 6.1643 | 5.8641 | 6.982 | 6.8475
DSO | 29 | 29 | 1 | 2 | 2025 | Winter | P, [%] | 0 | 0 | 40.28% | 38.45% | 37.36% | 37.19% | 36.99% | 36.41% | 34.79% | 35.57% | 30.85% | 28.57% | 28.28% | 29.11% | 29.01% | 28.45% | 34.61% | 34.34% | 38.59% | 31.27% | 37.48% | 31.6% | 30.82% | 29.32% | 34.91% | 34.24%
DSO | 29 | 29 | 2 | 1 | 2025 | Winter | P, [MW] | 0 | 0 | -8.046 | -7.6797 | -7.4627 | -7.4285 | -7.3894 | -7.2724 | -6.9498 | -7.1045 | -6.1641 | -5.7093 | -5.6502 | -5.8166 | -5.7974 | -5.6842 | -6.9149 | -6.8611 | -7.7089 | -6.2466 | -7.4869 | -6.3125 | -6.158 | -5.8584 | -6.974 | -6.8397
DSO | 29 | 29 | 2 | 1 | 2025 | Winter | P, [%] | 0 | 0 | 40.23% | 38.4% | 37.31% | 37.14% | 36.95% | 36.36% | 34.75% | 35.52% | 30.82% | 28.55% | 28.25% | 29.08% | 28.99% | 28.42% | 34.57% | 34.31% | 38.54% | 31.23% | 37.43% | 31.56% | 30.79% | 29.29% | 34.87% | 34.2%
DSO | 29 | 29 | 1 | 2 | 2025 | Winter | Q, [MVAr] | 0 | 0 | 1.0966 | 0.94951 | 0.86291 | 0.86124 | 0.88346 | 0.8664 | 0.76519 | 1.2857 | 0.56001 | 0.41895 | 0.46878 | 0.36451 | 0.45738 | 0.40616 | 0.95925 | 1.0507 | 0.78036 | 0.743 | 0.78122 | 0.54561 | 0.4549 | 0.62549 | 0.68503 | 0.67297
DSO | 29 | 29 | 1 | 2 | 2025 | Winter | Q, [%] | 0 | 0 | 5.483% | 4.748% | 4.315% | 4.306% | 4.417% | 4.332% | 3.826% | 6.429% | 2.8% | 2.095% | 2.344% | 1.823% | 2.287% | 2.031% | 4.796% | 5.254% | 3.902% | 3.715% | 3.906% | 2.728% | 2.274% | 3.127% | 3.425% | 3.365%
DSO | 29 | 29 | 2 | 1 | 2025 | Winter | Q, [MVAr] | 0 | 0 | -0.79909 | -0.67898 | -0.60771 | -0.60833 | -0.63306 | -0.62386 | -0.5439 | -1.0509 | -0.38614 | -0.26993 | -0.32267 | -0.21001 | -0.30368 | -0.25846 | -0.73902 | -0.83322 | -0.50875 | -0.5638 | -0.52485 | -0.36344 | -0.28169 | -0.46798 | -0.46259 | -0.45895
DSO | 29 | 29 | 2 | 1 | 2025 | Winter | Q, [%] | 0 | 0 | 3.995% | 3.395% | 3.039% | 3.042% | 3.165% | 3.119% | 2.72% | 5.255% | 1.931% | 1.35% | 1.613% | 1.05% | 1.518% | 1.292% | 3.695% | 4.166% | 2.544% | 2.819% | 2.624% | 1.817% | 1.408% | 2.34% | 2.313% | 2.295%
DSO | 29 | 29 | 1 | 2 | 2025 | Winter | S, [MVA] | 0 | 0 | 8.1311 | 7.7479 | 7.5216 | 7.4874 | 7.4511 | 7.3326 | 6.9998 | 7.2283 | 6.1958 | 5.7301 | 5.6749 | 5.8336 | 5.821 | 5.7041 | 6.9891 | 6.9489 | 7.7581 | 6.2971 | 7.5369 | 6.3426 | 6.1811 | 5.8974 | 7.0156 | 6.8805
DSO | 29 | 29 | 1 | 2 | 2025 | Winter | S, [%] | 0 | 0 | 40.66% | 38.74% | 37.61% | 37.44% | 37.26% | 36.66% | 35% | 36.14% | 30.98% | 28.65% | 28.37% | 29.17% | 29.1% | 28.52% | 34.95% | 34.74% | 38.79% | 31.49% | 37.68% | 31.71% | 30.91% | 29.49% | 35.08% | 34.4%
DSO | 29 | 29 | 2 | 1 | 2025 | Winter | S, [MVA] | 0 | 0 | 8.0856 | 7.7096 | 7.4874 | 7.4533 | 7.4165 | 7.2991 | 6.971 | 7.1818 | 6.1762 | 5.7157 | 5.6594 | 5.8204 | 5.8054 | 5.6901 | 6.9543 | 6.9115 | 7.7257 | 6.2719 | 7.5053 | 6.3229 | 6.1645 | 5.8771 | 6.9893 | 6.8551
DSO | 29 | 29 | 2 | 1 | 2025 | Winter | S, [%] | 0 | 0 | 40.43% | 38.55% | 37.44% | 37.27% | 37.08% | 36.5% | 34.86% | 35.91% | 30.88% | 28.58% | 28.3% | 29.1% | 29.03% | 28.45% | 34.77% | 34.56% | 38.63% | 31.36% | 37.53% | 31.61% | 30.82% | 29.39% | 34.95% | 34.28%
DSO | 29 | 31 | 2 | 3 | 2025 | Winter | P, [MW] | 0 | 0 | 6.1947 | 5.8825 | 5.6509 | 5.6906 | 5.5638 | 5.4027 | 5.1162 | 5.2404 | 4.4706 | 4.1024 | 4.0542 | 4.189 | 4.1752 | 4.0821 | 5.0828 | 5.0398 | 5.717 | 4.2698 | 5.491 | 4.5246 | 4.4405 | 4.2217 | 5.1285 | 5.033
DSO | 29 | 31 | 2 | 3 | 2025 | Winter | P, [%] | 0 | 0 | 38.72% | 36.77% | 35.32% | 35.57% | 34.77% | 33.77% | 31.98% | 32.75% | 27.94% | 25.64% | 25.34% | 26.18% | 26.09% | 25.51% | 31.77% | 31.5% | 35.73% | 26.69% | 34.32% | 28.28% | 27.75% | 26.39% | 32.05% | 31.46%
DSO | 29 | 31 | 3 | 2 | 2025 | Winter | P, [MW] | 0 | 0 | -6.1833 | -5.8722 | -5.6415 | -5.681 | -5.5547 | -5.394 | -5.1084 | -5.2321 | -4.4647 | -4.0974 | -4.0493 | -4.1838 | -4.17 | -4.0772 | -5.0751 | -5.0322 | -5.7073 | -4.2644 | -5.4821 | -4.5185 | -4.4346 | -4.2163 | -5.1207 | -5.0255
DSO | 29 | 31 | 3 | 2 | 2025 | Winter | P, [%] | 0 | 0 | 38.65% | 36.7% | 35.26% | 35.51% | 34.72% | 33.71% | 31.93% | 32.7% | 27.9% | 25.61% | 25.31% | 26.15% | 26.06% | 25.48% | 31.72% | 31.45% | 35.67% | 26.65% | 34.26% | 28.24% | 27.72% | 26.35% | 32% | 31.41%
DSO | 29 | 31 | 2 | 3 | 2025 | Winter | Q, [MVAr] | 0 | 0 | 0.90207 | 0.78728 | 0.71511 | 0.71797 | 0.73083 | 0.71717 | 0.63832 | 1.0435 | 0.49575 | 0.39936 | 0.44035 | 0.35379 | 0.43806 | 0.40426 | 0.79494 | 0.87323 | 0.61613 | 0.60684 | 0.58608 | 0.47835 | 0.42445 | 0.58055 | 0.58478 | 0.59156
DSO | 29 | 31 | 2 | 3 | 2025 | Winter | Q, [%] | 0 | 0 | 5.638% | 4.92% | 4.469% | 4.487% | 4.568% | 4.482% | 3.989% | 6.522% | 3.098% | 2.496% | 2.752% | 2.211% | 2.738% | 2.527% | 4.968% | 5.458% | 3.851% | 3.793% | 3.663% | 2.99% | 2.653% | 3.628% | 3.655% | 3.697%
DSO | 29 | 31 | 3 | 2 | 2025 | Winter | Q, [MVAr] | 0 | 0 | -0.71508 | -0.61899 | -0.55998 | -0.56068 | -0.58027 | -0.57513 | -0.51108 | -0.90736 | -0.39873 | -0.31778 | -0.36052 | -0.2689 | -0.35347 | -0.32346 | -0.66845 | -0.74828 | -0.45789 | -0.51773 | -0.44007 | -0.37907 | -0.32896 | -0.49352 | -0.45719 | -0.46857
DSO | 29 | 31 | 3 | 2 | 2025 | Winter | Q, [%] | 0 | 0 | 4.469% | 3.869% | 3.5% | 3.504% | 3.627% | 3.595% | 3.194% | 5.671% | 2.492% | 1.986% | 2.253% | 1.681% | 2.209% | 2.022% | 4.178% | 4.677% | 2.862% | 3.236% | 2.75% | 2.369% | 2.056% | 3.084% | 2.857% | 2.929%
DSO | 29 | 31 | 2 | 3 | 2025 | Winter | S, [MVA] | 0 | 0 | 6.2601 | 5.9349 | 5.696 | 5.7357 | 5.6116 | 5.4501 | 5.1559 | 5.3433 | 4.498 | 4.1218 | 4.078 | 4.2039 | 4.1981 | 4.1021 | 5.1446 | 5.1149 | 5.7501 | 4.3127 | 5.5222 | 4.5498 | 4.4607 | 4.2614 | 5.1617 | 5.0677
DSO | 29 | 31 | 2 | 3 | 2025 | Winter | S, [%] | 0 | 0 | 39.13% | 37.09% | 35.6% | 35.85% | 35.07% | 34.06% | 32.22% | 33.4% | 28.11% | 25.76% | 25.49% | 26.27% | 26.24% | 25.64% | 32.15% | 31.97% | 35.94% | 26.95% | 34.51% | 28.44% | 27.88% | 26.63% | 32.26% | 31.67%
DSO | 29 | 31 | 3 | 2 | 2025 | Winter | S, [MVA] | 0 | 0 | 6.2245 | 5.9047 | 5.6692 | 5.7086 | 5.5849 | 5.4246 | 5.1339 | 5.3102 | 4.4825 | 4.1097 | 4.0653 | 4.1924 | 4.185 | 4.09 | 5.1189 | 5.0875 | 5.7256 | 4.2957 | 5.4997 | 4.5344 | 4.4468 | 4.2451 | 5.141 | 5.0473
DSO | 29 | 31 | 3 | 2 | 2025 | Winter | S, [%] | 0 | 0 | 38.9% | 36.9% | 35.43% | 35.68% | 34.91% | 33.9% | 32.09% | 33.19% | 28.02% | 25.69% | 25.41% | 26.2% | 26.16% | 25.56% | 31.99% | 31.8% | 35.79% | 26.85% | 34.37% | 28.34% | 27.79% | 26.53% | 32.13% | 31.55%
DSO | 29 | 32 | 5 | 6 | 2025 | Winter | P, [MW] | 0 | 0 | 1.8731 | 1.8191 | 1.8337 | 1.7599 | 1.8475 | 1.8915 | 1.8554 | 1.8859 | 1.7156 | 1.6293 | 1.6183 | 1.6499 | 1.6445 | 1.6244 | 1.854 | 1.8431 | 2.0134 | 1.9982 | 2.0174 | 1.8098 | 1.7396 | 1.659 | 1.8673 | 1.8286
DSO | 29 | 32 | 5 | 6 | 2025 | Winter | P, [%] | 0 | 0 | 23.41% | 22.74% | 22.92% | 22% | 23.09% | 23.64% | 23.19% | 23.57% | 21.45% | 20.37% | 20.23% | 20.62% | 20.56% | 20.31% | 23.17% | 23.04% | 25.17% | 24.98% | 25.22% | 22.62% | 21.75% | 20.74% | 23.34% | 22.86%
DSO | 29 | 32 | 6 | 5 | 2025 | Winter | P, [MW] | 0 | 0 | -1.8708 | -1.817 | -1.8315 | -1.7579 | -1.8452 | -1.8891 | -1.8532 | -1.8836 | -1.7137 | -1.6275 | -1.6166 | -1.6482 | -1.6427 | -1.6227 | -1.8517 | -1.8409 | -2.0107 | -1.9956 | -2.0147 | -1.8077 | -1.7377 | -1.6572 | -1.865 | -1.8264
DSO | 29 | 32 | 6 | 5 | 2025 | Winter | P, [%] | 0 | 0 | 23.38% | 22.71% | 22.89% | 21.97% | 23.07% | 23.61% | 23.16% | 23.54% | 21.42% | 20.34% | 20.21% | 20.6% | 20.53% | 20.28% | 23.15% | 23.01% | 25.13% | 24.95% | 25.18% | 22.6% | 21.72% | 20.72% | 23.31% | 22.83%
DSO | 29 | 32 | 5 | 6 | 2025 | Winter | Q, [MVAr] | 0 | 0 | -0.076285 | -0.081089 | -0.080084 | -0.082137 | -0.07052 | -0.066147 | -0.066954 | 0.033998 | -0.081366 | -0.10083 | -0.089111 | -0.11518 | -0.10593 | -0.11723 | -0.028771 | -0.013031 | -0.080212 | -0.015735 | -0.033799 | -0.086878 | -0.11447 | -0.084526 | -0.094685 | -0.10508
DSO | 29 | 32 | 5 | 6 | 2025 | Winter | Q, [%] | 0 | 0 | 0.9536% | 1.014% | 1.001% | 1.027% | 0.8815% | 0.8268% | 0.8369% | 0.425% | 1.017% | 1.26% | 1.114% | 1.44% | 1.324% | 1.465% | 0.3596% | 0.1629% | 1.003% | 0.1967% | 0.4225% | 1.086% | 1.431% | 1.057% | 1.184% | 1.313%
DSO | 29 | 32 | 6 | 5 | 2025 | Winter | Q, [MVAr] | 0 | 0 | 0.10174 | 0.10512 | 0.1045 | 0.10464 | 0.095285 | 0.092093 | 0.091928 | -0.0082649 | 0.10276 | 0.12018 | 0.10818 | 0.13504 | 0.12565 | 0.13649 | 0.053666 | 0.037628 | 0.10961 | 0.044626 | 0.063254 | 0.11068 | 0.13652 | 0.10455 | 0.12002 | 0.1294
DSO | 29 | 32 | 6 | 5 | 2025 | Winter | Q, [%] | 0 | 0 | 1.272% | 1.314% | 1.306% | 1.308% | 1.191% | 1.151% | 1.149% | 0.1033% | 1.285% | 1.502% | 1.352% | 1.688% | 1.571% | 1.706% | 0.6708% | 0.4703% | 1.37% | 0.5578% | 0.7907% | 1.383% | 1.706% | 1.307% | 1.5% | 1.618%
DSO | 29 | 32 | 5 | 6 | 2025 | Winter | S, [MVA] | 0 | 0 | 1.8746 | 1.8209 | 1.8354 | 1.7619 | 1.8488 | 1.8926 | 1.8566 | 1.8862 | 1.7176 | 1.6324 | 1.6208 | 1.654 | 1.6479 | 1.6286 | 1.8542 | 1.8432 | 2.015 | 1.9983 | 2.0176 | 1.8119 | 1.7434 | 1.6612 | 1.8697 | 1.8316
DSO | 29 | 32 | 5 | 6 | 2025 | Winter | S, [%] | 0 | 0 | 23.43% | 22.76% | 22.94% | 22.02% | 23.11% | 23.66% | 23.21% | 23.58% | 21.47% | 20.4% | 20.26% | 20.67% | 20.6% | 20.36% | 23.18% | 23.04% | 25.19% | 24.98% | 25.22% | 22.65% | 21.79% | 20.76% | 23.37% | 22.9%
DSO | 29 | 32 | 6 | 5 | 2025 | Winter | S, [MVA] | 0 | 0 | 1.8735 | 1.82 | 1.8344 | 1.761 | 1.8477 | 1.8914 | 1.8554 | 1.8836 | 1.7168 | 1.632 | 1.6202 | 1.6537 | 1.6475 | 1.6284 | 1.8525 | 1.8413 | 2.0137 | 1.9961 | 2.0157 | 1.8111 | 1.743 | 1.6605 | 1.8689 | 1.831
DSO | 29 | 32 | 6 | 5 | 2025 | Winter | S, [%] | 0 | 0 | 23.42% | 22.75% | 22.93% | 22.01% | 23.1% | 23.64% | 23.19% | 23.54% | 21.46% | 20.4% | 20.25% | 20.67% | 20.59% | 20.36% | 23.16% | 23.02% | 25.17% | 24.95% | 25.2% | 22.64% | 21.79% | 20.76% | 23.36% | 22.89%
DSO | 29 | 1 | 4 | 2 | 2025 | Winter | P, [MW] | 0 | 1 | -1.1757 | -1.042 | -0.93687 | -0.78658 | -0.79514 | -0.80252 | -0.98594 | -1.0719 | -2.6071 | -2.8254 | -2.8717 | -2.7853 | -2.6947 | -2.6278 | -1.2025 | -1.293 | -2.5802 | -2.9412 | -2.7389 | -2.6665 | -2.5818 | -2.4111 | -1.7704 | -1.3543
DSO | 29 | 1 | 4 | 2 | 2025 | Winter | P, [%] | 0 | 1 | 5.628% | 4.988% | 4.485% | 3.765% | 3.806% | 3.842% | 4.72% | 5.131% | 12.48% | 13.53% | 13.75% | 13.33% | 12.9% | 12.58% | 5.757% | 6.19% | 12.35% | 14.08% | 13.11% | 12.76% | 12.36% | 11.54% | 8.475% | 6.483%
DSO | 29 | 1 | 2 | 4 | 2025 | Winter | P, [MW] | 0 | 1 | 1.1771 | 1.0432 | 0.93789 | 0.78742 | 0.796 | 0.80339 | 0.98704 | 1.0731 | 2.6134 | 2.8329 | 2.8794 | 2.7925 | 2.7013 | 2.6341 | 1.204 | 1.2946 | 2.5864 | 2.9492 | 2.7458 | 2.673 | 2.5879 | 2.4164 | 1.7733 | 1.3561
DSO | 29 | 1 | 2 | 4 | 2025 | Winter | P, [%] | 0 | 1 | 5.635% | 4.994% | 4.49% | 3.769% | 3.81% | 3.846% | 4.725% | 5.137% | 12.51% | 13.56% | 13.78% | 13.37% | 12.93% | 12.61% | 5.764% | 6.198% | 12.38% | 14.12% | 13.14% | 12.8% | 12.39% | 11.57% | 8.489% | 6.492%
DSO | 29 | 1 | 4 | 2 | 2025 | Winter | Q, [MVAr] | 0 | 1 | 0.45176 | 0.48411 | 0.4984 | 0.556 | 0.55449 | 0.55907 | 0.48858 | 0.42042 | -0.30784 | -0.39502 | -0.39348 | -0.32072 | -0.27271 | -0.23814 | 0.4263 | 0.38181 | -0.19161 | -0.34081 | -0.23764 | -0.18621 | -0.13191 | 0.033915 | 0.33281 | 0.39961
DSO | 29 | 1 | 4 | 2 | 2025 | Winter | Q, [%] | 0 | 1 | 2.163% | 2.317% | 2.386% | 2.662% | 2.654% | 2.676% | 2.339% | 2.013% | 1.474% | 1.891% | 1.884% | 1.535% | 1.305% | 1.14% | 2.041% | 1.828% | 0.9172% | 1.631% | 1.138% | 0.8914% | 0.6314% | 0.1624% | 1.593% | 1.913%
DSO | 29 | 1 | 2 | 4 | 2025 | Winter | Q, [MVAr] | 0 | 1 | -0.46155 | -0.49425 | -0.50882 | -0.56672 | -0.56519 | -0.56975 | -0.49888 | -0.43057 | 0.30477 | 0.39351 | 0.39231 | 0.31887 | 0.2702 | 0.23515 | -0.43604 | -0.39131 | 0.18829 | 0.34011 | 0.23541 | 0.18346 | 0.12857 | -0.038339 | -0.34047 | -0.40887
DSO | 29 | 1 | 2 | 4 | 2025 | Winter | Q, [%] | 0 | 1 | 2.209% | 2.366% | 2.436% | 2.713% | 2.706% | 2.727% | 2.388% | 2.061% | 1.459% | 1.884% | 1.878% | 1.526% | 1.293% | 1.126% | 2.087% | 1.873% | 0.9014% | 1.628% | 1.127% | 0.8782% | 0.6155% | 0.1835% | 1.63% | 1.957%
DSO | 29 | 1 | 4 | 2 | 2025 | Winter | S, [MVA] | 0 | 1 | 1.2595 | 1.149 | 1.0612 | 0.96324 | 0.96939 | 0.97806 | 1.1004 | 1.1514 | 2.6252 | 2.8529 | 2.8985 | 2.8037 | 2.7084 | 2.6385 | 1.2759 | 1.3482 | 2.5874 | 2.9609 | 2.7492 | 2.673 | 2.5852 | 2.4113 | 1.8014 | 1.412
DSO | 29 | 1 | 4 | 2 | 2025 | Winter | S, [%] | 0 | 1 | 6.029% | 5.5% | 5.08% | 4.611% | 4.64% | 4.682% | 5.267% | 5.512% | 12.57% | 13.66% | 13.88% | 13.42% | 12.97% | 12.63% | 6.108% | 6.454% | 12.39% | 14.17% | 13.16% | 12.8% | 12.38% | 11.54% | 8.623% | 6.759%
DSO | 29 | 1 | 2 | 4 | 2025 | Winter | S, [MVA] | 0 | 1 | 1.2644 | 1.1544 | 1.067 | 0.97015 | 0.97624 | 0.98491 | 1.106 | 1.1562 | 2.6311 | 2.8601 | 2.906 | 2.8106 | 2.7148 | 2.6446 | 1.2805 | 1.3525 | 2.5932 | 2.9688 | 2.7559 | 2.6793 | 2.5911 | 2.4167 | 1.8057 | 1.4164
DSO | 29 | 1 | 2 | 4 | 2025 | Winter | S, [%] | 0 | 1 | 6.053% | 5.526% | 5.108% | 4.644% | 4.673% | 4.715% | 5.294% | 5.535% | 12.6% | 13.69% | 13.91% | 13.45% | 13% | 12.66% | 6.13% | 6.474% | 12.41% | 14.21% | 13.19% | 12.83% | 12.4% | 11.57% | 8.644% | 6.78%
DSO | 29 | 2 | 5 | 4 | 2025 | Winter | P, [MW] | 0 | 1 | -1.1696 | -1.036 | -0.93085 | -0.78057 | -0.78913 | -0.79651 | -0.97992 | -1.0659 | -2.601 | -2.8193 | -2.8656 | -2.7792 | -2.6885 | -2.6217 | -1.1965 | -1.287 | -2.5741 | -2.9351 | -2.7328 | -2.6604 | -2.5757 | -2.405 | -1.7643 | -1.3483
DSO | 29 | 2 | 5 | 4 | 2025 | Winter | P, [%] | 0 | 1 | 5.017% | 4.444% | 3.993% | 3.348% | 3.385% | 3.417% | 4.204% | 4.572% | 11.16% | 12.09% | 12.29% | 11.92% | 11.53% | 11.25% | 5.133% | 5.521% | 11.04% | 12.59% | 11.72% | 11.41% | 11.05% | 10.32% | 7.568% | 5.784%
DSO | 29 | 2 | 4 | 5 | 2025 | Winter | P, [MW] | 0 | 1 | 1.1697 | 1.036 | 0.93087 | 0.78058 | 0.78915 | 0.79652 | 0.97994 | 1.0659 | 2.6011 | 2.8194 | 2.8657 | 2.7793 | 2.6887 | 2.6218 | 1.1965 | 1.287 | 2.5743 | 2.9352 | 2.7329 | 2.6605 | 2.5758 | 2.4051 | 1.7644 | 1.3483
DSO | 29 | 2 | 4 | 5 | 2025 | Winter | P, [%] | 0 | 1 | 5.017% | 4.444% | 3.993% | 3.348% | 3.385% | 3.417% | 4.204% | 4.572% | 11.16% | 12.09% | 12.29% | 11.92% | 11.53% | 11.25% | 5.133% | 5.521% | 11.04% | 12.59% | 11.72% | 11.41% | 11.05% | 10.32% | 7.569% | 5.784%
DSO | 29 | 2 | 5 | 4 | 2025 | Winter | Q, [MVAr] | 0 | 1 | 0.43999 | 0.47232 | 0.4866 | 0.54417 | 0.54265 | 0.54724 | 0.47678 | 0.40862 | -0.31953 | -0.40669 | -0.40515 | -0.3324 | -0.28439 | -0.24982 | 0.41452 | 0.37004 | -0.2033 | -0.35248 | -0.24932 | -0.1979 | -0.14359 | 0.022215 | 0.32107 | 0.38785
DSO | 29 | 2 | 5 | 4 | 2025 | Winter | Q, [%] | 0 | 1 | 1.887% | 2.026% | 2.087% | 2.334% | 2.328% | 2.347% | 2.045% | 1.753% | 1.371% | 1.745% | 1.738% | 1.426% | 1.22% | 1.072% | 1.778% | 1.587% | 0.8721% | 1.512% | 1.07% | 0.8489% | 0.616% | 0.0953% | 1.377% | 1.664%
DSO | 29 | 2 | 4 | 5 | 2025 | Winter | Q, [MVAr] | 0 | 1 | -0.44587 | -0.47822 | -0.49252 | -0.55011 | -0.5486 | -0.55318 | -0.48269 | -0.41453 | 0.31372 | 0.4009 | 0.39936 | 0.3266 | 0.27859 | 0.24402 | -0.42041 | -0.37593 | 0.19749 | 0.3467 | 0.24353 | 0.1921 | 0.13779 | -0.028031 | -0.32692 | -0.39372
DSO | 29 | 2 | 4 | 5 | 2025 | Winter | Q, [%] | 0 | 1 | 1.913% | 2.051% | 2.113% | 2.36% | 2.353% | 2.373% | 2.071% | 1.778% | 1.346% | 1.72% | 1.713% | 1.401% | 1.195% | 1.047% | 1.803% | 1.613% | 0.8472% | 1.487% | 1.045% | 0.824% | 0.5911% | 0.1202% | 1.402% | 1.689%
DSO | 29 | 2 | 5 | 4 | 2025 | Winter | S, [MVA] | 0 | 1 | 1.2497 | 1.1386 | 1.0504 | 0.95153 | 0.95771 | 0.96638 | 1.0898 | 1.1415 | 2.6205 | 2.8485 | 2.8941 | 2.799 | 2.7035 | 2.6335 | 1.2663 | 1.3391 | 2.5822 | 2.9562 | 2.7442 | 2.6677 | 2.5797 | 2.4051 | 1.7933 | 1.4029
DSO | 29 | 2 | 5 | 4 | 2025 | Winter | S, [%] | 0 | 1 | 5.361% | 4.884% | 4.506% | 4.082% | 4.108% | 4.145% | 4.675% | 4.897% | 11.24% | 12.22% | 12.41% | 12.01% | 11.6% | 11.3% | 5.432% | 5.744% | 11.08% | 12.68% | 11.77% | 11.44% | 11.07% | 10.32% | 7.693% | 6.018%
DSO | 29 | 2 | 4 | 5 | 2025 | Winter | S, [MVA] | 0 | 1 | 1.2518 | 1.1411 | 1.0531 | 0.95495 | 0.9611 | 0.96977 | 1.0924 | 1.1436 | 2.6199 | 2.8478 | 2.8934 | 2.7984 | 2.7031 | 2.6331 | 1.2682 | 1.3408 | 2.5818 | 2.9556 | 2.7438 | 2.6674 | 2.5795 | 2.4053 | 1.7944 | 1.4046
DSO | 29 | 2 | 4 | 5 | 2025 | Winter | S, [%] | 0 | 1 | 5.37% | 4.895% | 4.518% | 4.096% | 4.123% | 4.16% | 4.686% | 4.906% | 11.24% | 12.22% | 12.41% | 12% | 11.6% | 11.3% | 5.44% | 5.752% | 11.08% | 12.68% | 11.77% | 11.44% | 11.07% | 10.32% | 7.697% | 6.025%
DSO | 29 | 3 | 7 | 5 | 2025 | Winter | P, [MW] | 0 | 1 | -0.0059959 | -0.0059959 | -0.0059959 | -0.0059959 | -0.0059959 | -0.0059959 | -0.0059959 | -0.0059959 | -0.0059959 | -0.0059959 | -0.0059959 | -0.0059959 | -0.0059959 | -0.0059959 | -0.0059959 | -0.0059959 | -0.0059959 | -0.0059959 | -0.0059959 | -0.0059959 | -0.0059959 | -0.0059959 | -0.0059959 | -0.0059959
DSO | 29 | 3 | 7 | 5 | 2025 | Winter | P, [%] | 0 | 1 | 0.02572% | 0.02572% | 0.02572% | 0.02572% | 0.02572% | 0.02572% | 0.02572% | 0.02572% | 0.02572% | 0.02572% | 0.02572% | 0.02572% | 0.02572% | 0.02572% | 0.02572% | 0.02572% | 0.02572% | 0.02572% | 0.02572% | 0.02572% | 0.02572% | 0.02572% | 0.02572% | 0.02572%
DSO | 29 | 3 | 5 | 7 | 2025 | Winter | P, [MW] | 0 | 1 | 0.0059959 | 0.0059959 | 0.0059959 | 0.0059959 | 0.0059959 | 0.0059959 | 0.0059959 | 0.0059959 | 0.0059959 | 0.0059959 | 0.0059959 | 0.0059959 | 0.0059959 | 0.0059959 | 0.0059959 | 0.0059959 | 0.0059959 | 0.0059959 | 0.0059959 | 0.0059959 | 0.0059959 | 0.0059959 | 0.0059959 | 0.0059959
DSO | 29 | 3 | 5 | 7 | 2025 | Winter | P, [%] | 0 | 1 | 0.02572% | 0.02572% | 0.02572% | 0.02572% | 0.02572% | 0.02572% | 0.02572% | 0.02572% | 0.02572% | 0.02572% | 0.02572% | 0.02572% | 0.02572% | 0.02572% | 0.02572% | 0.02572% | 0.02572% | 0.02572% | 0.02572% | 0.02572% | 0.02572% | 0.02572% | 0.02572% | 0.02572%
DSO | 29 | 3 | 7 | 5 | 2025 | Winter | Q, [MVAr] | 0 | 1 | 0.0058862 | 0.0058863 | 0.0058863 | 0.0058867 | 0.0058867 | 0.0058867 | 0.0058863 | 0.0058862 | 0.0058813 | 0.0058807 | 0.0058808 | 0.0058812 | 0.0058815 | 0.0058817 | 0.005886 | 0.0058859 | 0.0058822 | 0.0058813 | 0.0058819 | 0.0058821 | 0.0058823 | 0.0058835 | 0.0058853 | 0.0058857
DSO | 29 | 3 | 7 | 5 | 2025 | Winter | Q, [%] | 0 | 1 | 0.02525% | 0.02525% | 0.02525% | 0.02525% | 0.02525% | 0.02525% | 0.02525% | 0.02525% | 0.02523% | 0.02523% | 0.02523% | 0.02523% | 0.02523% | 0.02523% | 0.02525% | 0.02525% | 0.02523% | 0.02523% | 0.02523% | 0.02523% | 0.02523% | 0.02524% | 0.02525% | 0.02525%
DSO | 29 | 3 | 5 | 7 | 2025 | Winter | Q, [MVAr] | 0 | 1 | -0.0092786 | -0.0092848 | -0.0092928 | -0.009308 | -0.0093074 | -0.0093069 | -0.0092915 | -0.0092873 | -0.0092594 | -0.0092583 | -0.0092583 | -0.0092589 | -0.0092594 | -0.0092597 | -0.0092797 | -0.0092768 | -0.0092603 | -0.0092587 | -0.0092596 | -0.00926 | -0.0092605 | -0.0092622 | -0.0092673 | -0.0092743
DSO | 29 | 3 | 5 | 7 | 2025 | Winter | Q, [%] | 0 | 1 | 0.0398% | 0.03983% | 0.03986% | 0.03993% | 0.03993% | 0.03992% | 0.03986% | 0.03984% | 0.03972% | 0.03972% | 0.03972% | 0.03972% | 0.03972% | 0.03972% | 0.03981% | 0.03979% | 0.03972% | 0.03972% | 0.03972% | 0.03972% | 0.03972% | 0.03973% | 0.03975% | 0.03978%
DSO | 29 | 3 | 7 | 5 | 2025 | Winter | S, [MVA] | 0 | 1 | 0.0084022 | 0.0084023 | 0.0084023 | 0.0084026 | 0.0084026 | 0.0084026 | 0.0084023 | 0.0084023 | 0.0083988 | 0.0083984 | 0.0083985 | 0.0083987 | 0.008399 | 0.0083991 | 0.0084021 | 0.008402 | 0.0083995 | 0.0083988 | 0.0083992 | 0.0083994 | 0.0083995 | 0.0084004 | 0.0084016 | 0.0084019
DSO | 29 | 3 | 7 | 5 | 2025 | Winter | S, [%] | 0 | 1 | 0.03604% | 0.03604% | 0.03604% | 0.03604% | 0.03604% | 0.03604% | 0.03604% | 0.03604% | 0.03603% | 0.03603% | 0.03603% | 0.03603% | 0.03603% | 0.03603% | 0.03604% | 0.03604% | 0.03603% | 0.03603% | 0.03603% | 0.03603% | 0.03603% | 0.03603% | 0.03604% | 0.03604%
DSO | 29 | 3 | 5 | 7 | 2025 | Winter | S, [MVA] | 0 | 1 | 0.011047 | 0.011053 | 0.011059 | 0.011072 | 0.011071 | 0.011071 | 0.011058 | 0.011055 | 0.011031 | 0.01103 | 0.01103 | 0.011031 | 0.011031 | 0.011031 | 0.011048 | 0.011046 | 0.011032 | 0.011031 | 0.011031 | 0.011032 | 0.011032 | 0.011034 | 0.011038 | 0.011044
DSO | 29 | 3 | 5 | 7 | 2025 | Winter | S, [%] | 0 | 1 | 0.04739% | 0.04741% | 0.04744% | 0.0475% | 0.04749% | 0.04749% | 0.04744% | 0.04742% | 0.04732% | 0.04732% | 0.04732% | 0.04732% | 0.04732% | 0.04732% | 0.04739% | 0.04738% | 0.04732% | 0.04732% | 0.04732% | 0.04732% | 0.04732% | 0.04733% | 0.04735% | 0.04737%
DSO | 29 | 29 | 1 | 2 | 2025 | Winter | P, [MW] | 0 | 1 | 7.6104 | 7.243 | 7.0254 | 6.9911 | 6.952 | 6.8346 | 6.5111 | 6.6664 | 5.7236 | 5.2679 | 5.2086 | 5.3754 | 5.3561 | 5.2427 | 6.4762 | 6.4223 | 7.2722 | 5.8062 | 7.0497 | 5.8723 | 5.7175 | 5.4173 | 6.5354 | 6.4008
DSO | 29 | 29 | 1 | 2 | 2025 | Winter | P, [%] | 0 | 1 | 38.05% | 36.21% | 35.13% | 34.96% | 34.76% | 34.17% | 32.56% | 33.33% | 28.62% | 26.34% | 26.04% | 26.88% | 26.78% | 26.21% | 32.38% | 32.11% | 36.36% | 29.03% | 35.25% | 29.36% | 28.59% | 27.09% | 32.68% | 32%
DSO | 29 | 29 | 2 | 1 | 2025 | Winter | P, [MW] | 0 | 1 | -7.5961 | -7.2301 | -7.0133 | -6.9792 | -6.9401 | -6.8232 | -6.5007 | -6.6553 | -5.7156 | -5.2611 | -5.2019 | -5.3683 | -5.3491 | -5.236 | -6.4659 | -6.412 | -7.2593 | -5.7979 | -7.0375 | -5.8638 | -5.7095 | -5.41 | -6.5249 | -6.3907
DSO | 29 | 29 | 2 | 1 | 2025 | Winter | P, [%] | 0 | 1 | 37.98% | 36.15% | 35.07% | 34.9% | 34.7% | 34.12% | 32.5% | 33.28% | 28.58% | 26.31% | 26.01% | 26.84% | 26.75% | 26.18% | 32.33% | 32.06% | 36.3% | 28.99% | 35.19% | 29.32% | 28.55% | 27.05% | 32.62% | 31.95%
DSO | 29 | 29 | 1 | 2 | 2025 | Winter | Q, [MVAr] | 0 | 1 | 1.1169 | 0.96962 | 0.88292 | 0.88126 | 0.90351 | 0.88644 | 0.78511 | 1.3064 | 0.57963 | 0.4384 | 0.48832 | 0.38389 | 0.4769 | 0.42559 | 0.97947 | 1.0711 | 0.80014 | 0.76288 | 0.80098 | 0.56518 | 0.47434 | 0.64529 | 0.7048 | 0.69275
DSO | 29 | 29 | 1 | 2 | 2025 | Winter | Q, [%] | 0 | 1 | 5.584% | 4.848% | 4.415% | 4.406% | 4.518% | 4.432% | 3.926% | 6.532% | 2.898% | 2.192% | 2.442% | 1.919% | 2.384% | 2.128% | 4.897% | 5.356% | 4.001% | 3.814% | 4.005% | 2.826% | 2.372% | 3.226% | 3.524% | 3.464%
DSO | 29 | 29 | 2 | 1 | 2025 | Winter | Q, [MVAr] | 0 | 1 | -0.7239 | -0.61476 | -0.55008 | -0.5529 | -0.57854 | -0.57226 | -0.49914 | -1.0014 | -0.35834 | -0.25131 | -0.30521 | -0.18925 | -0.2833 | -0.2402 | -0.69417 | -0.78941 | -0.44313 | -0.53426 | -0.46535 | -0.33238 | -0.25385 | -0.44626 | -0.4158 | -0.41574
DSO | 29 | 29 | 2 | 1 | 2025 | Winter | Q, [%] | 0 | 1 | 3.62% | 3.074% | 2.75% | 2.765% | 2.893% | 2.861% | 2.496% | 5.007% | 1.792% | 1.257% | 1.526% | 0.9462% | 1.417% | 1.201% | 3.471% | 3.947% | 2.216% | 2.671% | 2.327% | 1.662% | 1.269% | 2.231% | 2.079% | 2.079%
DSO | 29 | 29 | 1 | 2 | 2025 | Winter | S, [MVA] | 0 | 1 | 7.6919 | 7.3076 | 7.0807 | 7.0464 | 7.0104 | 6.8919 | 6.5583 | 6.7932 | 5.7529 | 5.2861 | 5.2314 | 5.3891 | 5.3773 | 5.2599 | 6.5499 | 6.511 | 7.3161 | 5.8561 | 7.095 | 5.8994 | 5.7372 | 5.4556 | 6.5733 | 6.4382
DSO | 29 | 29 | 1 | 2 | 2025 | Winter | S, [%] | 0 | 1 | 38.46% | 36.54% | 35.4% | 35.23% | 35.05% | 34.46% | 32.79% | 33.97% | 28.76% | 26.43% | 26.16% | 26.95% | 26.89% | 26.3% | 32.75% | 32.55% | 36.58% | 29.28% | 35.48% | 29.5% | 28.69% | 27.28% | 32.87% | 32.19%
DSO | 29 | 29 | 2 | 1 | 2025 | Winter | S, [MVA] | 0 | 1 | 7.6305 | 7.2562 | 7.0348 | 7.001 | 6.9642 | 6.8472 | 6.5199 | 6.7302 | 5.7268 | 5.2671 | 5.2109 | 5.3716 | 5.3566 | 5.2415 | 6.503 | 6.4604 | 7.2728 | 5.8225 | 7.0528 | 5.8732 | 5.7151 | 5.4284 | 6.5381 | 6.4043
DSO | 29 | 29 | 2 | 1 | 2025 | Winter | S, [%] | 0 | 1 | 38.15% | 36.28% | 35.17% | 35.01% | 34.82% | 34.24% | 32.6% | 33.65% | 28.63% | 26.34% | 26.05% | 26.86% | 26.78% | 26.21% | 32.52% | 32.3% | 36.36% | 29.11% | 35.26% | 29.37% | 28.58% | 27.14% | 32.69% | 32.02%
DSO | 29 | 31 | 2 | 3 | 2025 | Winter | P, [MW] | 0 | 1 | 6.413 | 6.1808 | 6.0694 | 6.1857 | 6.1382 | 6.0138 | 5.5077 | 5.5762 | 3.0962 | 2.4222 | 2.3166 | 2.5699 | 2.6417 | 2.5958 | 5.2559 | 5.1114 | 4.6669 | 2.8427 | 4.2856 | 3.1848 | 3.1156 | 2.9876 | 4.7455 | 5.0286
DSO | 29 | 31 | 2 | 3 | 2025 | Winter | P, [%] | 0 | 1 | 40.08% | 38.63% | 37.93% | 38.66% | 38.36% | 37.59% | 34.42% | 34.85% | 19.35% | 15.14% | 14.48% | 16.06% | 16.51% | 16.22% | 32.85% | 31.95% | 29.17% | 17.77% | 26.79% | 19.91% | 19.47% | 18.67% | 29.66% | 31.43%
DSO | 29 | 31 | 3 | 2 | 2025 | Winter | P, [MW] | 0 | 1 | -6.3947 | -6.1638 | -6.053 | -6.1687 | -6.1213 | -5.9977 | -5.4942 | -5.5619 | -3.092 | -2.4196 | -2.3142 | -2.5669 | -2.6387 | -2.5929 | -5.2434 | -5.0995 | -4.6574 | -2.8391 | -4.2776 | -3.1804 | -3.1113 | -2.9837 | -4.7355 | -5.0174
DSO | 29 | 31 | 3 | 2 | 2025 | Winter | P, [%] | 0 | 1 | 39.97% | 38.52% | 37.83% | 38.55% | 38.26% | 37.49% | 34.34% | 34.76% | 19.33% | 15.12% | 14.46% | 16.04% | 16.49% | 16.21% | 32.77% | 31.87% | 29.11% | 17.74% | 26.73% | 19.88% | 19.45% | 18.65% | 29.6% | 31.36%
DSO | 29 | 31 | 2 | 3 | 2025 | Winter | Q, [MVAr] | 0 | 1 | 1.1913 | 1.1149 | 1.0648 | 1.1255 | 1.1496 | 1.1479 | 1.0039 | 1.4379 | 0.059456 | -0.13632 | -0.081216 | -0.12374 | 0.018988 | 0.01093 | 1.1361 | 1.1866 | 0.26072 | 0.20003 | 0.23582 | 0.1548 | 0.13116 | 0.49048 | 0.76215 | 0.83049
DSO | 29 | 31 | 2 | 3 | 2025 | Winter | Q, [%] | 0 | 1 | 7.446% | 6.968% | 6.655% | 7.034% | 7.185% | 7.174% | 6.274% | 8.987% | 0.3716% | 0.852% | 0.5076% | 0.7734% | 0.1187% | 0.06832% | 7.101% | 7.416% | 1.63% | 1.25% | 1.474% | 0.9675% | 0.8198% | 3.066% | 4.763% | 5.191%
DSO | 29 | 31 | 3 | 2 | 2025 | Winter | Q, [MVAr] | 0 | 1 | -0.89096 | -0.8361 | -0.79621 | -0.84615 | -0.87411 | -0.88308 | -0.782 | -1.2045 | 0.0093932 | 0.17869 | 0.11986 | 0.17139 | 0.031145 | 0.037479 | -0.93175 | -0.99214 | -0.10437 | -0.14185 | -0.10392 | -0.081907 | -0.061424 | -0.42507 | -0.59801 | -0.64611
DSO | 29 | 31 | 3 | 2 | 2025 | Winter | Q, [%] | 0 | 1 | 5.568% | 5.226% | 4.976% | 5.288% | 5.463% | 5.519% | 4.888% | 7.528% | 0.05871% | 1.117% | 0.7492% | 1.071% | 0.1947% | 0.2342% | 5.823% | 6.201% | 0.6523% | 0.8865% | 0.6495% | 0.5119% | 0.3839% | 2.657% | 3.738% | 4.038%
DSO | 29 | 31 | 2 | 3 | 2025 | Winter | S, [MVA] | 0 | 1 | 6.5227 | 6.2806 | 6.1621 | 6.2873 | 6.2449 | 6.1224 | 5.5985 | 5.7586 | 3.0968 | 2.4261 | 2.318 | 2.5728 | 2.6418 | 2.5959 | 5.3772 | 5.2473 | 4.6742 | 2.8497 | 4.2921 | 3.1886 | 3.1183 | 3.0276 | 4.8064 | 5.0968
DSO | 29 | 31 | 2 | 3 | 2025 | Winter | S, [%] | 0 | 1 | 40.77% | 39.25% | 38.51% | 39.3% | 39.03% | 38.26% | 34.99% | 35.99% | 19.35% | 15.16% | 14.49% | 16.08% | 16.51% | 16.22% | 33.61% | 32.8% | 29.21% | 17.81% | 26.83% | 19.93% | 19.49% | 18.92% | 30.04% | 31.85%
DSO | 29 | 31 | 3 | 2 | 2025 | Winter | S, [MVA] | 0 | 1 | 6.4565 | 6.2203 | 6.1052 | 6.2265 | 6.1834 | 6.0623 | 5.5495 | 5.6909 | 3.092 | 2.4262 | 2.3173 | 2.5727 | 2.6389 | 2.5932 | 5.3255 | 5.1951 | 4.6585 | 2.8427 | 4.2789 | 3.1814 | 3.1119 | 3.0138 | 4.7731 | 5.0588
DSO | 29 | 31 | 3 | 2 | 2025 | Winter | S, [%] | 0 | 1 | 40.35% | 38.88% | 38.16% | 38.92% | 38.65% | 37.89% | 34.68% | 35.57% | 19.33% | 15.16% | 14.48% | 16.08% | 16.49% | 16.21% | 33.28% | 32.47% | 29.12% | 17.77% | 26.74% | 19.88% | 19.45% | 18.84% | 29.83% | 31.62%
DSO | 29 | 32 | 5 | 6 | 2025 | Winter | P, [MW] | 0 | 1 | 1.1576 | 1.024 | 0.91886 | 0.76857 | 0.77714 | 0.78452 | 0.96793 | 1.0539 | 2.589 | 2.8073 | 2.8536 | 2.7672 | 2.6765 | 2.6097 | 1.1845 | 1.275 | 2.5621 | 2.9231 | 2.7208 | 2.6484 | 2.5637 | 2.393 | 1.7523 | 1.3363
DSO | 29 | 32 | 5 | 6 | 2025 | Winter | P, [%] | 0 | 1 | 14.47% | 12.8% | 11.49% | 9.607% | 9.714% | 9.806% | 12.1% | 13.17% | 32.36% | 35.09% | 35.67% | 34.59% | 33.46% | 32.62% | 14.81% | 15.94% | 32.03% | 36.54% | 34.01% | 33.1% | 32.05% | 29.91% | 21.9% | 16.7%
DSO | 29 | 32 | 6 | 5 | 2025 | Winter | P, [MW] | 0 | 1 | -1.1562 | -1.0228 | -0.91782 | -0.76772 | -0.77628 | -0.78364 | -0.96681 | -1.0526 | -2.5824 | -2.7996 | -2.8456 | -2.7597 | -2.6696 | -2.603 | -1.183 | -1.2733 | -2.5558 | -2.9148 | -2.7136 | -2.6416 | -2.5574 | -2.3875 | -1.7492 | -1.3344
DSO | 29 | 32 | 6 | 5 | 2025 | Winter | P, [%] | 0 | 1 | 14.45% | 12.79% | 11.47% | 9.597% | 9.703% | 9.795% | 12.09% | 13.16% | 32.28% | 34.99% | 35.57% | 34.5% | 33.37% | 32.54% | 14.79% | 15.92% | 31.95% | 36.43% | 33.92% | 33.02% | 31.97% | 29.84% | 21.87% | 16.68%
DSO | 29 | 32 | 5 | 6 | 2025 | Winter | Q, [MVAr] | 0 | 1 | -0.42482 | -0.45715 | -0.47142 | -0.52897 | -0.52746 | -0.53205 | -0.4616 | -0.39345 | 0.33467 | 0.42182 | 0.42029 | 0.34754 | 0.29953 | 0.26496 | -0.39936 | -0.35488 | 0.21844 | 0.36762 | 0.26446 | 0.21304 | 0.15874 | -0.0070697 | -0.30592 | -0.37269
DSO | 29 | 32 | 5 | 6 | 2025 | Winter | Q, [%] | 0 | 1 | 5.31% | 5.714% | 5.893% | 6.612% | 6.593% | 6.651% | 5.77% | 4.918% | 4.183% | 5.273% | 5.254% | 4.344% | 3.744% | 3.312% | 4.992% | 4.436% | 2.73% | 4.595% | 3.306% | 2.663% | 1.984% | 0.08837% | 3.824% | 4.659%
DSO | 29 | 32 | 6 | 5 | 2025 | Winter | Q, [MVAr] | 0 | 1 | 0.44134 | 0.47082 | 0.48302 | 0.53845 | 0.53706 | 0.54182 | 0.4741 | 0.40719 | -0.26191 | -0.33596 | -0.33165 | -0.26453 | -0.22203 | -0.19139 | 0.41632 | 0.37388 | -0.14767 | -0.27505 | -0.18457 | -0.13748 | -0.088026 | 0.068671 | 0.3402 | 0.39357
DSO | 29 | 32 | 6 | 5 | 2025 | Winter | Q, [%] | 0 | 1 | 5.517% | 5.885% | 6.038% | 6.731% | 6.713% | 6.773% | 5.926% | 5.09% | 3.274% | 4.2% | 4.146% | 3.307% | 2.775% | 2.392% | 5.204% | 4.673% | 1.846% | 3.438% | 2.307% | 1.718% | 1.1% | 0.8584% | 4.252% | 4.92%
DSO | 29 | 32 | 5 | 6 | 2025 | Winter | S, [MVA] | 0 | 1 | 1.2331 | 1.1214 | 1.0327 | 0.93302 | 0.93924 | 0.94791 | 1.0724 | 1.1249 | 2.6105 | 2.8388 | 2.8844 | 2.7889 | 2.6933 | 2.6231 | 1.25 | 1.3234 | 2.5714 | 2.9461 | 2.7336 | 2.6569 | 2.5686 | 2.393 | 1.7788 | 1.3873
DSO | 29 | 32 | 5 | 6 | 2025 | Winter | S, [%] | 0 | 1 | 15.41% | 14.02% | 12.91% | 11.66% | 11.74% | 11.85% | 13.4% | 14.06% | 32.63% | 35.49% | 36.05% | 34.86% | 33.67% | 32.79% | 15.63% | 16.54% | 32.14% | 36.83% | 34.17% | 33.21% | 32.11% | 29.91% | 22.24% | 17.34%
DSO | 29 | 32 | 6 | 5 | 2025 | Winter | S, [MVA] | 0 | 1 | 1.2375 | 1.126 | 1.0372 | 0.93772 | 0.94395 | 0.95271 | 1.0768 | 1.1286 | 2.5957 | 2.8197 | 2.8649 | 2.7723 | 2.6788 | 2.6101 | 1.2541 | 1.327 | 2.56 | 2.9277 | 2.7199 | 2.6452 | 2.5589 | 2.3885 | 1.782 | 1.3912
DSO | 29 | 32 | 6 | 5 | 2025 | Winter | S, [%] | 0 | 1 | 15.47% | 14.07% | 12.96% | 11.72% | 11.8% | 11.91% | 13.46% | 14.11% | 32.45% | 35.25% | 35.81% | 34.65% | 33.48% | 32.63% | 15.68% | 16.59% | 32% | 36.6% | 34% | 33.06% | 31.99% | 29.86% | 22.28% | 17.39%
DSO | 29 | 1 | 4 | 2 | 2025 | Winter | P, [MW] | 0 | 2 | -1.9599 | -1.9071 | -1.8891 | -1.8912 | -1.8904 | -1.9045 | -1.9128 | -1.9093 | -1.9689 | -1.9588 | -1.9572 | -1.9623 | -1.961 | -1.9557 | -1.9168 | -1.9215 | -1.9691 | -1.9813 | -2.0839 | -1.9896 | -1.9744 | -1.9596 | -1.9196 | -1.92
DSO | 29 | 1 | 4 | 2 | 2025 | Winter | P, [%] | 0 | 2 | 9.382% | 9.129% | 9.043% | 9.053% | 9.049% | 9.117% | 9.157% | 9.14% | 9.425% | 9.377% | 9.369% | 9.393% | 9.387% | 9.362% | 9.176% | 9.198% | 9.426% | 9.484% | 9.976% | 9.524% | 9.452% | 9.381% | 9.189% | 9.191%
DSO | 29 | 1 | 2 | 4 | 2025 | Winter | P, [MW] | 0 | 2 | 1.9634 | 1.9104 | 1.8923 | 1.8944 | 1.8936 | 1.9078 | 1.9161 | 1.9126 | 1.9721 | 1.962 | 1.9604 | 1.9655 | 1.9642 | 1.9589 | 1.9201 | 1.9247 | 1.9726 | 1.9846 | 2.0877 | 1.9929 | 1.9777 | 1.9628 | 1.9229 | 1.9232
DSO | 29 | 1 | 2 | 4 | 2025 | Winter | P, [%] | 0 | 2 | 9.399% | 9.145% | 9.059% | 9.069% | 9.065% | 9.133% | 9.172% | 9.156% | 9.441% | 9.392% | 9.384% | 9.409% | 9.403% | 9.377% | 9.191% | 9.214% | 9.443% | 9.5% | 9.994% | 9.54% | 9.467% | 9.396% | 9.205% | 9.206%
DSO | 29 | 1 | 4 | 2 | 2025 | Winter | Q, [MVAr] | 0 | 2 | 0.090479 | 0.092003 | 0.090314 | 0.091249 | 0.088052 | 0.084528 | 0.084913 | 0.053745 | 0.090661 | 0.095628 | 0.092744 | 0.10122 | 0.098145 | 0.10137 | 0.07517 | 0.068509 | 0.086834 | 0.062068 | 0.062642 | 0.089125 | 0.10205 | 0.092365 | 0.094825 | 0.099589
DSO | 29 | 1 | 4 | 2 | 2025 | Winter | Q, [%] | 0 | 2 | 0.4331% | 0.4404% | 0.4323% | 0.4368% | 0.4215% | 0.4046% | 0.4065% | 0.2573% | 0.434% | 0.4578% | 0.444% | 0.4845% | 0.4698% | 0.4853% | 0.3598% | 0.328% | 0.4157% | 0.2971% | 0.2999% | 0.4266% | 0.4885% | 0.4422% | 0.4539% | 0.4767%
DSO | 29 | 1 | 2 | 4 | 2025 | Winter | Q, [MVAr] | 0 | 2 | -0.097483 | -0.099279 | -0.097698 | -0.09863 | -0.095445 | -0.091901 | -0.092438 | -0.061166 | -0.098831 | -0.10393 | -0.10106 | -0.10948 | -0.10642 | -0.10969 | -0.082721 | -0.076108 | -0.093858 | -0.070192 | -0.069699 | -0.097188 | -0.11019 | -0.10064 | -0.10233 | -0.10722
DSO | 29 | 1 | 2 | 4 | 2025 | Winter | Q, [%] | 0 | 2 | 0.4667% | 0.4753% | 0.4677% | 0.4721% | 0.4569% | 0.4399% | 0.4425% | 0.2928% | 0.4731% | 0.4975% | 0.4838% | 0.5241% | 0.5094% | 0.5251% | 0.396% | 0.3643% | 0.4493% | 0.336% | 0.3337% | 0.4652% | 0.5275% | 0.4818% | 0.4898% | 0.5133%
DSO | 29 | 1 | 4 | 2 | 2025 | Winter | S, [MVA] | 0 | 2 | 1.962 | 1.9093 | 1.8912 | 1.8934 | 1.8925 | 1.9064 | 1.9147 | 1.9101 | 1.971 | 1.9611 | 1.9594 | 1.9649 | 1.9634 | 1.9583 | 1.9183 | 1.9227 | 1.971 | 1.9822 | 2.0849 | 1.9916 | 1.977 | 1.9618 | 1.9219 | 1.9225
DSO | 29 | 1 | 4 | 2 | 2025 | Winter | S, [%] | 0 | 2 | 9.392% | 9.14% | 9.053% | 9.064% | 9.059% | 9.126% | 9.166% | 9.144% | 9.435% | 9.388% | 9.38% | 9.406% | 9.399% | 9.374% | 9.183% | 9.204% | 9.435% | 9.489% | 9.98% | 9.534% | 9.464% | 9.391% | 9.2% | 9.203%
DSO | 29 | 1 | 2 | 4 | 2025 | Winter | S, [MVA] | 0 | 2 | 1.9658 | 1.9129 | 1.8948 | 1.897 | 1.896 | 1.91 | 1.9183 | 1.9136 | 1.9746 | 1.9647 | 1.963 | 1.9686 | 1.9671 | 1.962 | 1.9218 | 1.9262 | 1.9748 | 1.9858 | 2.0889 | 1.9953 | 1.9808 | 1.9654 | 1.9256 | 1.9262
DSO | 29 | 1 | 2 | 4 | 2025 | Winter | S, [%] | 0 | 2 | 9.41% | 9.157% | 9.071% | 9.081% | 9.076% | 9.143% | 9.183% | 9.16% | 9.453% | 9.405% | 9.397% | 9.424% | 9.417% | 9.392% | 9.2% | 9.221% | 9.454% | 9.506% | 10% | 9.552% | 9.482% | 9.408% | 9.218% | 9.221%
DSO | 29 | 2 | 5 | 4 | 2025 | Winter | P, [MW] | 0 | 2 | -1.9658 | -1.913 | -1.895 | -1.8971 | -1.8963 | -1.9105 | -1.9188 | -1.9153 | -1.9748 | -1.9647 | -1.9631 | -1.9682 | -1.9669 | -1.9616 | -1.9227 | -1.9274 | -1.975 | -1.9872 | -2.0898 | -1.9955 | -1.9803 | -1.9655 | -1.9255 | -1.9259
DSO | 29 | 2 | 5 | 4 | 2025 | Winter | P, [%] | 0 | 2 | 8.433% | 8.206% | 8.129% | 8.138% | 8.135% | 8.195% | 8.231% | 8.216% | 8.471% | 8.428% | 8.421% | 8.443% | 8.437% | 8.415% | 8.248% | 8.268% | 8.472% | 8.524% | 8.965% | 8.56% | 8.495% | 8.431% | 8.26% | 8.261%
DSO | 29 | 2 | 4 | 5 | 2025 | Winter | P, [MW] | 0 | 2 | 1.9659 | 1.9131 | 1.8951 | 1.8972 | 1.8964 | 1.9105 | 1.9188 | 1.9153 | 1.9749 | 1.9648 | 1.9632 | 1.9683 | 1.967 | 1.9617 | 1.9228 | 1.9275 | 1.9751 | 1.9873 | 2.0899 | 1.9956 | 1.9804 | 1.9656 | 1.9256 | 1.9259
DSO | 29 | 2 | 4 | 5 | 2025 | Winter | P, [%] | 0 | 2 | 8.433% | 8.206% | 8.129% | 8.138% | 8.135% | 8.196% | 8.231% | 8.216% | 8.472% | 8.428% | 8.421% | 8.443% | 8.438% | 8.415% | 8.248% | 8.268% | 8.473% | 8.525% | 8.965% | 8.56% | 8.495% | 8.432% | 8.26% | 8.262%
DSO | 29 | 2 | 5 | 4 | 2025 | Winter | Q, [MVAr] | 0 | 2 | 0.090486 | 0.092001 | 0.090304 | 0.091236 | 0.088036 | 0.084496 | 0.084812 | 0.05369 | 0.090227 | 0.095163 | 0.092274 | 0.10076 | 0.097685 | 0.10091 | 0.075053 | 0.068368 | 0.086819 | 0.061632 | 0.062419 | 0.088696 | 0.10161 | 0.091906 | 0.09472 | 0.099435
DSO | 29 | 2 | 5 | 4 | 2025 | Winter | Q, [%] | 0 | 2 | 0.3882% | 0.3947% | 0.3874% | 0.3914% | 0.3776% | 0.3625% | 0.3638% | 0.2303% | 0.387% | 0.4082% | 0.3958% | 0.4322% | 0.419% | 0.4329% | 0.322% | 0.2933% | 0.3724% | 0.2644% | 0.2678% | 0.3805% | 0.4359% | 0.3942% | 0.4063% | 0.4265%
DSO | 29 | 2 | 4 | 5 | 2025 | Winter | Q, [MVAr] | 0 | 2 | -0.096362 | -0.097886 | -0.096197 | -0.097132 | -0.093935 | -0.090411 | -0.090797 | -0.059629 | -0.096544 | -0.10151 | -0.098627 | -0.1071 | -0.10403 | -0.10726 | -0.081054 | -0.074393 | -0.092718 | -0.067951 | -0.068525 | -0.095008 | -0.10793 | -0.098248 | -0.10071 | -0.10547
DSO | 29 | 2 | 4 | 5 | 2025 | Winter | Q, [%] | 0 | 2 | 0.4134% | 0.4199% | 0.4127% | 0.4167% | 0.403% | 0.3878% | 0.3895% | 0.2558% | 0.4141% | 0.4355% | 0.4231% | 0.4594% | 0.4462% | 0.4601% | 0.3477% | 0.3191% | 0.3977% | 0.2915% | 0.294% | 0.4076% | 0.463% | 0.4215% | 0.432% | 0.4524%
DSO | 29 | 2 | 5 | 4 | 2025 | Winter | S, [MVA] | 0 | 2 | 1.9679 | 1.9152 | 1.8972 | 1.8993 | 1.8984 | 1.9123 | 1.9206 | 1.916 | 1.9769 | 1.967 | 1.9653 | 1.9708 | 1.9693 | 1.9642 | 1.9242 | 1.9286 | 1.9769 | 1.9882 | 2.0908 | 1.9975 | 1.9829 | 1.9677 | 1.9279 | 1.9284
DSO | 29 | 2 | 5 | 4 | 2025 | Winter | S, [%] | 0 | 2 | 8.442% | 8.216% | 8.138% | 8.148% | 8.143% | 8.203% | 8.239% | 8.219% | 8.48% | 8.438% | 8.43% | 8.454% | 8.448% | 8.426% | 8.254% | 8.273% | 8.48% | 8.529% | 8.969% | 8.569% | 8.506% | 8.441% | 8.27% | 8.272%
DSO | 29 | 2 | 4 | 5 | 2025 | Winter | S, [MVA] | 0 | 2 | 1.9682 | 1.9156 | 1.8975 | 1.8997 | 1.8987 | 1.9127 | 1.921 | 1.9163 | 1.9772 | 1.9674 | 1.9656 | 1.9712 | 1.9697 | 1.9646 | 1.9245 | 1.9289 | 1.9773 | 1.9884 | 2.091 | 1.9978 | 1.9833 | 1.968 | 1.9282 | 1.9288
DSO | 29 | 2 | 4 | 5 | 2025 | Winter | S, [%] | 0 | 2 | 8.443% | 8.217% | 8.14% | 8.149% | 8.145% | 8.205% | 8.24% | 8.22% | 8.482% | 8.439% | 8.432% | 8.456% | 8.449% | 8.427% | 8.255% | 8.274% | 8.482% | 8.53% | 8.97% | 8.57% | 8.508% | 8.442% | 8.271% | 8.274%
DSO | 29 | 3 | 7 | 5 | 2025 | Winter | P, [MW] | 0 | 2 | 0.005994 | 0.005994 | 0.005994 | 0.005994 | 0.005994 | 0.005994 | 0.005994 | 0.005994 | 0.005994 | 0.005994 | 0.005994 | 0.005994 | 0.005994 | 0.005994 | 0.005994 | 0.005994 | 0.005994 | 0.005994 | 0.005994 | 0.005994 | 0.005994 | 0.005994 | 0.005994 | 0.005994
DSO | 29 | 3 | 7 | 5 | 2025 | Winter | P, [%] | 0 | 2 | 0.02571% | 0.02571% | 0.02571% | 0.02571% | 0.02571% | 0.02571% | 0.02571% | 0.02571% | 0.02571% | 0.02571% | 0.02571% | 0.02571% | 0.02571% | 0.02571% | 0.02571% | 0.02571% | 0.02571% | 0.02571% | 0.02571% | 0.02571% | 0.02571% | 0.02571% | 0.02571% | 0.02571%
DSO | 29 | 3 | 5 | 7 | 2025 | Winter | P, [MW] | 0 | 2 | -0.005994 | -0.005994 | -0.005994 | -0.005994 | -0.005994 | -0.005994 | -0.005994 | -0.005994 | -0.005994 | -0.005994 | -0.005994 | -0.005994 | -0.005994 | -0.005994 | -0.005994 | -0.005994 | -0.005994 | -0.005994 | -0.005994 | -0.005994 | -0.005994 | -0.005994 | -0.005994 | -0.005994
DSO | 29 | 3 | 5 | 7 | 2025 | Winter | P, [%] | 0 | 2 | 0.02571% | 0.02571% | 0.02571% | 0.02571% | 0.02571% | 0.02571% | 0.02571% | 0.02571% | 0.02571% | 0.02571% | 0.02571% | 0.02571% | 0.02571% | 0.02571% | 0.02571% | 0.02571% | 0.02571% | 0.02571% | 0.02571% | 0.02571% | 0.02571% | 0.02571% | 0.02571% | 0.02571%
DSO | 29 | 3 | 7 | 5 | 2025 | Winter | Q, [MVAr] | 0 | 2 | -0.0058837 | -0.0058837 | -0.0058837 | -0.0058837 | -0.0058837 | -0.0058837 | -0.0058836 | -0.0058837 | -0.0058836 | -0.0058836 | -0.0058836 | -0.0058836 | -0.0058836 | -0.0058836 | -0.0058837 | -0.0058837 | -0.0058836 | -0.0058835 | -0.0058835 | -0.0058836 | -0.0058836 | -0.0058836 | -0.0058836 | -0.0058837
DSO | 29 | 3 | 7 | 5 | 2025 | Winter | Q, [%] | 0 | 2 | 0.02524% | 0.02524% | 0.02524% | 0.02524% | 0.02524% | 0.02524% | 0.02524% | 0.02524% | 0.02524% | 0.02524% | 0.02524% | 0.02524% | 0.02524% | 0.02524% | 0.02524% | 0.02524% | 0.02524% | 0.02524% | 0.02524% | 0.02524% | 0.02524% | 0.02524% | 0.02524% | 0.02524%
DSO | 29 | 3 | 5 | 7 | 2025 | Winter | Q, [MVAr] | 0 | 2 | 0.0024829 | 0.0024794 | 0.0024749 | 0.0024732 | 0.0024717 | 0.002462 | 0.0024223 | 0.0024487 | 0.002231 | 0.0022134 | 0.0022109 | 0.0022177 | 0.002216 | 0.0022132 | 0.0024134 | 0.0023991 | 0.0024698 | 0.0022299 | 0.0023484 | 0.0022335 | 0.0022299 | 0.0022171 | 0.00242 | 0.0023919
DSO | 29 | 3 | 5 | 7 | 2025 | Winter | Q, [%] | 0 | 2 | 0.01065% | 0.01064% | 0.01062% | 0.01061% | 0.0106% | 0.01056% | 0.01039% | 0.0105% | 0.00957% | 0.009495% | 0.009484% | 0.009513% | 0.009506% | 0.009494% | 0.01035% | 0.01029% | 0.01059% | 0.009565% | 0.01007% | 0.009581% | 0.009565% | 0.009511% | 0.01038% | 0.01026%
DSO | 29 | 3 | 7 | 5 | 2025 | Winter | S, [MVA] | 0 | 2 | 0.0083992 | 0.0083992 | 0.0083992 | 0.0083992 | 0.0083992 | 0.0083992 | 0.0083991 | 0.0083992 | 0.0083991 | 0.0083991 | 0.0083991 | 0.0083991 | 0.0083991 | 0.0083991 | 0.0083992 | 0.0083992 | 0.0083991 | 0.0083991 | 0.0083991 | 0.0083991 | 0.0083991 | 0.0083991 | 0.0083991 | 0.0083992
DSO | 29 | 3 | 7 | 5 | 2025 | Winter | S, [%] | 0 | 2 | 0.03603% | 0.03603% | 0.03603% | 0.03603% | 0.03603% | 0.03603% | 0.03603% | 0.03603% | 0.03603% | 0.03603% | 0.03603% | 0.03603% | 0.03603% | 0.03603% | 0.03603% | 0.03603% | 0.03603% | 0.03603% | 0.03603% | 0.03603% | 0.03603% | 0.03603% | 0.03603% | 0.03603%
DSO | 29 | 3 | 5 | 7 | 2025 | Winter | S, [MVA] | 0 | 2 | 0.0064879 | 0.0064866 | 0.0064849 | 0.0064842 | 0.0064837 | 0.00648 | 0.006465 | 0.0064749 | 0.0063958 | 0.0063896 | 0.0063888 | 0.0063911 | 0.0063906 | 0.0063896 | 0.0064616 | 0.0064563 | 0.0064829 | 0.0063954 | 0.0064376 | 0.0063966 | 0.0063954 | 0.0063909 | 0.0064641 | 0.0064536
DSO | 29 | 3 | 5 | 7 | 2025 | Winter | S, [%] | 0 | 2 | 0.02783% | 0.02783% | 0.02782% | 0.02782% | 0.02781% | 0.0278% | 0.02773% | 0.02778% | 0.02744% | 0.02741% | 0.02741% | 0.02742% | 0.02741% | 0.02741% | 0.02772% | 0.0277% | 0.02781% | 0.02743% | 0.02762% | 0.02744% | 0.02743% | 0.02741% | 0.02773% | 0.02768%
DSO | 29 | 29 | 1 | 2 | 2025 | Winter | P, [MW] | 0 | 2 | 8.1831 | 7.8158 | 7.5982 | 7.5639 | 7.5248 | 7.4074 | 7.084 | 7.2392 | 6.2965 | 5.8408 | 5.7815 | 5.9483 | 5.929 | 5.8156 | 7.0491 | 6.9951 | 7.845 | 6.3791 | 7.6225 | 6.4452 | 6.2904 | 5.9902 | 7.1082 | 6.9737
DSO | 29 | 29 | 1 | 2 | 2025 | Winter | P, [%] | 0 | 2 | 40.92% | 39.08% | 37.99% | 37.82% | 37.62% | 37.04% | 35.42% | 36.2% | 31.48% | 29.2% | 28.91% | 29.74% | 29.65% | 29.08% | 35.25% | 34.98% | 39.22% | 31.9% | 38.11% | 32.23% | 31.45% | 29.95% | 35.54% | 34.87%
DSO | 29 | 29 | 2 | 1 | 2025 | Winter | P, [MW] | 0 | 2 | -8.1667 | -7.8008 | -7.5841 | -7.55 | -7.511 | -7.3941 | -7.0719 | -7.2264 | -6.2875 | -5.8331 | -5.774 | -5.9403 | -5.9211 | -5.808 | -7.0371 | -6.9834 | -7.83 | -6.3699 | -7.6088 | -6.4357 | -6.2814 | -5.982 | -7.0961 | -6.9621
DSO | 29 | 29 | 2 | 1 | 2025 | Winter | P, [%] | 0 | 2 | 40.83% | 39% | 37.92% | 37.75% | 37.55% | 36.97% | 35.36% | 36.13% | 31.44% | 29.17% | 28.87% | 29.7% | 29.61% | 29.04% | 35.19% | 34.92% | 39.15% | 31.85% | 38.04% | 32.18% | 31.41% | 29.91% | 35.48% | 34.81%
DSO | 29 | 29 | 1 | 2 | 2025 | Winter | Q, [MVAr] | 0 | 2 | 1.0781 | 0.93079 | 0.84408 | 0.84242 | 0.86467 | 0.8476 | 0.74627 | 1.2676 | 0.54083 | 0.39961 | 0.44953 | 0.3451 | 0.4381 | 0.3868 | 0.94062 | 1.0323 | 0.76132 | 0.72407 | 0.76218 | 0.52638 | 0.43555 | 0.60648 | 0.66598 | 0.65393
DSO | 29 | 29 | 1 | 2 | 2025 | Winter | Q, [%] | 0 | 2 | 5.39% | 4.654% | 4.22% | 4.212% | 4.323% | 4.238% | 3.731% | 6.338% | 2.704% | 1.998% | 2.248% | 1.725% | 2.191% | 1.934% | 4.703% | 5.161% | 3.807% | 3.62% | 3.811% | 2.632% | 2.178% | 3.032% | 3.33% | 3.27%
DSO | 29 | 29 | 2 | 1 | 2025 | Winter | Q, [MVAr] | 0 | 2 | -0.6274 | -0.52059 | -0.45717 | -0.45915 | -0.48534 | -0.48101 | -0.41503 | -0.9147 | -0.293 | -0.18756 | -0.24175 | -0.12505 | -0.21938 | -0.17661 | -0.61214 | -0.70925 | -0.35025 | -0.46898 | -0.38716 | -0.26668 | -0.18858 | -0.38256 | -0.3331 | -0.33603
DSO | 29 | 29 | 2 | 1 | 2025 | Winter | Q, [%] | 0 | 2 | 3.137% | 2.603% | 2.286% | 2.296% | 2.427% | 2.405% | 2.075% | 4.574% | 1.465% | 0.9378% | 1.209% | 0.6253% | 1.097% | 0.883% | 3.061% | 3.546% | 1.751% | 2.345% | 1.936% | 1.333% | 0.9429% | 1.913% | 1.665% | 1.68%
DSO | 29 | 29 | 1 | 2 | 2025 | Winter | S, [MVA] | 0 | 2 | 8.2538 | 7.871 | 7.6449 | 7.6107 | 7.5743 | 7.4558 | 7.1232 | 7.3493 | 6.3197 | 5.8544 | 5.799 | 5.9583 | 5.9452 | 5.8285 | 7.1116 | 7.0709 | 7.8818 | 6.4201 | 7.6605 | 6.4666 | 6.3055 | 6.0208 | 7.1393 | 7.0043
DSO | 29 | 29 | 1 | 2 | 2025 | Winter | S, [%] | 0 | 2 | 41.27% | 39.35% | 38.22% | 38.05% | 37.87% | 37.28% | 35.62% | 36.75% | 31.6% | 29.27% | 28.99% | 29.79% | 29.73% | 29.14% | 35.56% | 35.35% | 39.41% | 32.1% | 38.3% | 32.33% | 31.53% | 30.1% | 35.7% | 35.02%
DSO | 29 | 29 | 2 | 1 | 2025 | Winter | S, [MVA] | 0 | 2 | 8.1908 | 7.8182 | 7.5979 | 7.5639 | 7.5266 | 7.4097 | 7.0841 | 7.284 | 6.2943 | 5.8361 | 5.779 | 5.9416 | 5.9251 | 5.8107 | 7.0637 | 7.0193 | 7.8379 | 6.3871 | 7.6187 | 6.4413 | 6.2843 | 5.9943 | 7.1039 | 6.9702
DSO | 29 | 29 | 2 | 1 | 2025 | Winter | S, [%] | 0 | 2 | 40.95% | 39.09% | 37.99% | 37.82% | 37.63% | 37.05% | 35.42% | 36.42% | 31.47% | 29.18% | 28.9% | 29.71% | 29.63% | 29.05% | 35.32% | 35.1% | 39.19% | 31.94% | 38.09% | 32.21% | 31.42% | 29.97% | 35.52% | 34.85%
DSO | 29 | 31 | 2 | 3 | 2025 | Winter | P, [MW] | 0 | 2 | 6.2093 | 5.8965 | 5.6978 | 5.6615 | 5.6233 | 5.4923 | 5.1619 | 5.3197 | 4.3214 | 3.8771 | 3.8196 | 3.9808 | 3.9629 | 3.8551 | 5.1231 | 5.0646 | 5.8634 | 4.3913 | 5.5271 | 4.4488 | 4.3097 | 4.0252 | 5.1792 | 5.0449
DSO | 29 | 31 | 2 | 3 | 2025 | Winter | P, [%] | 0 | 2 | 38.81% | 36.85% | 35.61% | 35.38% | 35.15% | 34.33% | 32.26% | 33.25% | 27.01% | 24.23% | 23.87% | 24.88% | 24.77% | 24.09% | 32.02% | 31.65% | 36.65% | 27.45% | 34.54% | 27.8% | 26.94% | 25.16% | 32.37% | 31.53%
DSO | 29 | 31 | 3 | 2 | 2025 | Winter | P, [MW] | 0 | 2 | -6.1969 | -5.8853 | -5.6874 | -5.6512 | -5.6132 | -5.4826 | -5.1534 | -5.3105 | -4.3158 | -3.8726 | -3.8152 | -3.976 | -3.9582 | -3.8506 | -5.1147 | -5.0565 | -5.8525 | -4.3855 | -5.5177 | -4.4429 | -4.3042 | -4.0204 | -5.1708 | -5.0369
DSO | 29 | 31 | 3 | 2 | 2025 | Winter | P, [%] | 0 | 2 | 38.73% | 36.78% | 35.55% | 35.32% | 35.08% | 34.27% | 32.21% | 33.19% | 26.97% | 24.2% | 23.85% | 24.85% | 24.74% | 24.07% | 31.97% | 31.6% | 36.58% | 27.41% | 34.49% | 27.77% | 26.9% | 25.13% | 32.32% | 31.48%
DSO | 29 | 31 | 2 | 3 | 2025 | Winter | Q, [MVAr] | 0 | 2 | 0.719 | 0.61398 | 0.54898 | 0.5519 | 0.5749 | 0.56702 | 0.50158 | 0.96998 | 0.38594 | 0.28561 | 0.33693 | 0.22865 | 0.31991 | 0.28041 | 0.68898 | 0.77947 | 0.43822 | 0.53328 | 0.45097 | 0.35798 | 0.29289 | 0.47732 | 0.42954 | 0.43736
DSO | 29 | 31 | 2 | 3 | 2025 | Winter | Q, [%] | 0 | 2 | 4.494% | 3.837% | 3.431% | 3.449% | 3.593% | 3.544% | 3.135% | 6.062% | 2.412% | 1.785% | 2.106% | 1.429% | 1.999% | 1.753% | 4.306% | 4.872% | 2.739% | 3.333% | 2.819% | 2.237% | 1.831% | 2.983% | 2.685% | 2.734%
DSO | 29 | 31 | 3 | 2 | 2025 | Winter | Q, [MVAr] | 0 | 2 | -0.51531 | -0.43092 | -0.37851 | -0.38364 | -0.40882 | -0.409 | -0.36374 | -0.81901 | -0.29439 | -0.2123 | -0.26564 | -0.15148 | -0.24323 | -0.20794 | -0.55239 | -0.64579 | -0.25866 | -0.43816 | -0.29672 | -0.26105 | -0.20215 | -0.39764 | -0.29121 | -0.30707
DSO | 29 | 31 | 3 | 2 | 2025 | Winter | Q, [%] | 0 | 2 | 3.221% | 2.693% | 2.366% | 2.398% | 2.555% | 2.556% | 2.273% | 5.119% | 1.84% | 1.327% | 1.66% | 0.9467% | 1.52% | 1.3% | 3.452% | 4.036% | 1.617% | 2.739% | 1.855% | 1.632% | 1.263% | 2.485% | 1.82% | 1.919%
DSO | 29 | 31 | 2 | 3 | 2025 | Winter | S, [MVA] | 0 | 2 | 6.2508 | 5.9283 | 5.7242 | 5.6883 | 5.6526 | 5.5215 | 5.1862 | 5.4074 | 4.3386 | 3.8876 | 3.8344 | 3.9873 | 3.9757 | 3.8653 | 5.1692 | 5.1243 | 5.8798 | 4.4235 | 5.5455 | 4.4632 | 4.3197 | 4.0534 | 5.197 | 5.0638
DSO | 29 | 31 | 2 | 3 | 2025 | Winter | S, [%] | 0 | 2 | 39.07% | 37.05% | 35.78% | 35.55% | 35.33% | 34.51% | 32.41% | 33.8% | 27.12% | 24.3% | 23.97% | 24.92% | 24.85% | 24.16% | 32.31% | 32.03% | 36.75% | 27.65% | 34.66% | 27.89% | 27% | 25.33% | 32.48% | 31.65%
DSO | 29 | 31 | 3 | 2 | 2025 | Winter | S, [MVA] | 0 | 2 | 6.2183 | 5.901 | 5.7 | 5.6642 | 5.628 | 5.4979 | 5.1663 | 5.3733 | 4.3258 | 3.8784 | 3.8245 | 3.9789 | 3.9656 | 3.8563 | 5.1445 | 5.0975 | 5.8582 | 4.4073 | 5.5257 | 4.4505 | 4.3089 | 4.04 | 5.179 | 5.0463
DSO | 29 | 31 | 3 | 2 | 2025 | Winter | S, [%] | 0 | 2 | 38.86% | 36.88% | 35.62% | 35.4% | 35.18% | 34.36% | 32.29% | 33.58% | 27.04% | 24.24% | 23.9% | 24.87% | 24.79% | 24.1% | 32.15% | 31.86% | 36.61% | 27.55% | 34.54% | 27.82% | 26.93% | 25.25% | 32.37% | 31.54%
DSO | 29 | 32 | 5 | 6 | 2025 | Winter | P, [MW] | 0 | 2 | 1.9778 | 1.925 | 1.907 | 1.9091 | 1.9083 | 1.9225 | 1.9307 | 1.9273 | 1.9868 | 1.9767 | 1.9751 | 1.9802 | 1.9789 | 1.9736 | 1.9347 | 1.9394 | 1.987 | 1.9992 | 2.1018 | 2.0075 | 1.9923 | 1.9775 | 1.9375 | 1.9379
DSO | 29 | 32 | 5 | 6 | 2025 | Winter | P, [%] | 0 | 2 | 24.72% | 24.06% | 23.84% | 23.86% | 23.85% | 24.03% | 24.13% | 24.09% | 24.83% | 24.71% | 24.69% | 24.75% | 24.74% | 24.67% | 24.18% | 24.24% | 24.84% | 24.99% | 26.27% | 25.09% | 24.9% | 24.72% | 24.22% | 24.22%
DSO | 29 | 32 | 6 | 5 | 2025 | Winter | P, [MW] | 0 | 2 | -1.975 | -1.9224 | -1.9044 | -1.9066 | -1.9058 | -1.9199 | -1.9281 | -1.9247 | -1.9842 | -1.9741 | -1.9725 | -1.9776 | -1.9763 | -1.971 | -1.9321 | -1.9368 | -1.9842 | -1.9966 | -2.0988 | -2.0048 | -1.9897 | -1.9749 | -1.9349 | -1.9353
DSO | 29 | 32 | 6 | 5 | 2025 | Winter | P, [%] | 0 | 2 | 24.69% | 24.03% | 23.81% | 23.83% | 23.82% | 24% | 24.1% | 24.06% | 24.8% | 24.68% | 24.66% | 24.72% | 24.7% | 24.64% | 24.15% | 24.21% | 24.8% | 24.96% | 26.24% | 25.06% | 24.87% | 24.69% | 24.19% | 24.19%
DSO | 29 | 32 | 5 | 6 | 2025 | Winter | Q, [MVAr] | 0 | 2 | -0.098853 | -0.10036 | -0.098662 | -0.099593 | -0.096392 | -0.092842 | -0.093118 | -0.062022 | -0.098342 | -0.10326 | -0.10037 | -0.10886 | -0.10578 | -0.10901 | -0.083351 | -0.076651 | -0.095173 | -0.069746 | -0.070651 | -0.096813 | -0.10972 | -0.10001 | -0.10302 | -0.10771
DSO | 29 | 32 | 5 | 6 | 2025 | Winter | Q, [%] | 0 | 2 | 1.236% | 1.255% | 1.233% | 1.245% | 1.205% | 1.161% | 1.164% | 0.7753% | 1.229% | 1.291% | 1.255% | 1.361% | 1.322% | 1.363% | 1.042% | 0.9581% | 1.19% | 0.8718% | 0.8831% | 1.21% | 1.372% | 1.25% | 1.288% | 1.346%
DSO | 29 | 32 | 6 | 5 | 2025 | Winter | Q, [MVAr] | 0 | 2 | 0.12962 | 0.12949 | 0.12721 | 0.12819 | 0.12495 | 0.12173 | 0.12193 | 0.090909 | 0.12727 | 0.13178 | 0.12882 | 0.13752 | 0.13439 | 0.13745 | 0.11219 | 0.1055 | 0.1261 | 0.098988 | 0.10403 | 0.12636 | 0.13882 | 0.12857 | 0.13203 | 0.1365
DSO | 29 | 32 | 6 | 5 | 2025 | Winter | Q, [%] | 0 | 2 | 1.62% | 1.619% | 1.59% | 1.602% | 1.562% | 1.522% | 1.524% | 1.136% | 1.591% | 1.647% | 1.61% | 1.719% | 1.68% | 1.718% | 1.402% | 1.319% | 1.576% | 1.237% | 1.3% | 1.579% | 1.735% | 1.607% | 1.65% | 1.706%
DSO | 29 | 32 | 5 | 6 | 2025 | Winter | S, [MVA] | 0 | 2 | 1.9803 | 1.9276 | 1.9095 | 1.9117 | 1.9108 | 1.9247 | 1.933 | 1.9283 | 1.9892 | 1.9794 | 1.9776 | 1.9832 | 1.9817 | 1.9766 | 1.9365 | 1.9409 | 1.9893 | 2.0004 | 2.103 | 2.0098 | 1.9953 | 1.98 | 1.9402 | 1.9409
DSO | 29 | 32 | 5 | 6 | 2025 | Winter | S, [%] | 0 | 2 | 24.75% | 24.1% | 23.87% | 23.9% | 23.88% | 24.06% | 24.16% | 24.1% | 24.87% | 24.74% | 24.72% | 24.79% | 24.77% | 24.71% | 24.21% | 24.26% | 24.87% | 25.01% | 26.29% | 25.12% | 24.94% | 24.75% | 24.25% | 24.26%
DSO | 29 | 32 | 6 | 5 | 2025 | Winter | S, [MVA] | 0 | 2 | 1.9793 | 1.9267 | 1.9087 | 1.9109 | 1.9099 | 1.9237 | 1.932 | 1.9268 | 1.9883 | 1.9785 | 1.9767 | 1.9824 | 1.9809 | 1.9758 | 1.9354 | 1.9397 | 1.9882 | 1.999 | 2.1014 | 2.0088 | 1.9945 | 1.9791 | 1.9394 | 1.9401
DSO | 29 | 32 | 6 | 5 | 2025 | Winter | S, [%] | 0 | 2 | 24.74% | 24.08% | 23.86% | 23.89% | 23.87% | 24.05% | 24.15% | 24.09% | 24.85% | 24.73% | 24.71% | 24.78% | 24.76% | 24.7% | 24.19% | 24.25% | 24.85% | 24.99% | 26.27% | 25.11% | 24.93% | 24.74% | 24.24% | 24.25%
DSO | 29 | 1 | 4 | 2 | 2025 | Winter | P, [MW] | Expected | - | -1.6636 | -1.5834 | -1.5472 | -1.4733 | -1.505 | -1.5269 | -1.5787 | -1.6164 | -2.0912 | -2.1318 | -2.1431 | -2.1265 | -2.0941 | -2.0633 | -1.6518 | -1.6799 | -2.1816 | -2.3009 | -2.2741 | -2.1493 | -2.0927 | -2.0039 | -1.8464 | -1.695
DSO | 29 | 1 | 4 | 2 | 2025 | Winter | P, [%] | Expected | - | 7.964% | 7.58% | 7.407% | 7.053% | 7.205% | 7.309% | 7.558% | 7.738% | 10.01% | 10.21% | 10.26% | 10.18% | 10.02% | 9.877% | 7.907% | 8.042% | 10.44% | 11.01% | 10.89% | 10.29% | 10.02% | 9.593% | 8.839% | 8.114%
DSO | 29 | 1 | 2 | 4 | 2025 | Winter | P, [MW] | Expected | - | 1.6659 | 1.5856 | 1.5493 | 1.4753 | 1.5071 | 1.529 | 1.5809 | 1.6186 | 2.095 | 2.1359 | 2.1472 | 2.1305 | 2.0979 | 2.067 | 1.6541 | 1.6822 | 2.1856 | 2.3055 | 2.2785 | 2.1533 | 2.0964 | 2.0073 | 1.8492 | 1.6973
DSO | 29 | 1 | 2 | 4 | 2025 | Winter | Expected |  | - | 7.975% | 7.59% | 7.417% | 7.062% | 7.214% | 7.319% | 7.568% | 7.748% | 10.03% | 10.22% | 10.28% | 10.2% | 10.04% | 9.895% | 7.918% | 8.053% | 10.46% | 11.04% | 10.91% | 10.31% | 10.04% | 9.609% | 8.852% | 8.125%
DSO | 29 | 1 | 4 | 2 | 2025 | Winter | Q, [MVAr] | Expected | - | 0.21032 | 0.22329 | 0.2272 | 0.24738 | 0.24195 | 0.24086 | 0.2178 | 0.15089 | -0.040859 | -0.061748 | -0.066118 | -0.03033 | -0.01847 | -0.0020917 | 0.18101 | 0.15867 | -0.0038169 | -0.083248 | -0.04261 | 0.0010231 | 0.032633 | 0.074592 | 0.17844 | 0.20573
DSO | 29 | 1 | 4 | 2 | 2025 | Winter | Q, [%] | Expected | - | 1.007% | 1.069% | 1.088% | 1.184% | 1.158% | 1.153% | 1.043% | 0.7223% | 0.1956% | 0.2956% | 0.3165% | 0.1452% | 0.08842% | 0.01001% | 0.8665% | 0.7595% | 0.01827% | 0.3985% | 0.204% | 0.004897% | 0.1562% | 0.3571% | 0.8542% | 0.9849%
DSO | 29 | 1 | 2 | 4 | 2025 | Winter | Q, [MVAr] | Expected | - | -0.22076 | -0.234 | -0.23802 | -0.25838 | -0.25285 | -0.2517 | -0.22861 | -0.16158 | 0.032114 | 0.053409 | 0.057873 | 0.021907 | 0.0098152 | -0.0067483 | -0.19164 | -0.16924 | -0.0043259 | 0.075597 | 0.034823 | -0.009533 | -0.04143 | -0.083874 | -0.18835 | -0.21625
DSO | 29 | 1 | 2 | 4 | 2025 | Winter | Q, [%] | Expected | - | 0.010568 | 0.011202 | 0.011394 | 0.012369 | 0.012104 | 0.012049 | 0.010944 | 0.0077348 | 0.0015373 | 0.0025567 | 0.0027704 | 0.0010487 | 0.00046985 | 0.00032304 | 0.0091737 | 0.0081016 | 0.00020708 | 0.0036188 | 0.001667 | 0.00045635 | 0.0019833 | 0.0040151 | 0.0090162 | 0.010352
DSO | 29 | 1 | 4 | 2 | 2025 | Winter | S, [MVA] | Expected | - | 1.6929 | 1.6206 | 1.5902 | 1.5338 | 1.5644 | 1.5866 | 1.6181 | 1.6432 | 2.0988 | 2.1431 | 2.1539 | 2.1352 | 2.1009 | 2.0695 | 1.6769 | 1.6988 | 2.1853 | 2.3079 | 2.278 | 2.1531 | 2.0962 | 2.0057 | 1.8586 | 1.7164
DSO | 29 | 1 | 4 | 2 | 2025 | Winter | S, [%] | Expected | - | 8.104% | 7.758% | 7.612% | 7.342% | 7.489% | 7.595% | 7.746% | 7.866% | 10.05% | 10.26% | 10.31% | 10.22% | 10.06% | 9.907% | 8.027% | 8.132% | 10.46% | 11.05% | 10.91% | 10.31% | 10.03% | 9.601% | 8.897% | 8.216%
DSO | 29 | 1 | 2 | 4 | 2025 | Winter | S, [MVA] | Expected | - | 1.6968 | 1.6246 | 1.5943 | 1.5382 | 1.5688 | 1.591 | 1.6221 | 1.6466 | 2.1029 | 2.1476 | 2.1584 | 2.1397 | 2.1052 | 2.0737 | 1.6804 | 1.7021 | 2.1896 | 2.3126 | 2.2825 | 2.1574 | 2.1004 | 2.0096 | 1.8623 | 1.7201
DSO | 29 | 1 | 2 | 4 | 2025 | Winter | S, [%] | Expected | - | 8.122% | 7.777% | 7.632% | 7.363% | 7.51% | 7.616% | 7.765% | 7.883% | 10.07% | 10.28% | 10.33% | 10.24% | 10.08% | 9.927% | 8.044% | 8.148% | 10.48% | 11.07% | 10.93% | 10.33% | 10.05% | 9.62% | 8.915% | 8.234%
DSO | 29 | 2 | 5 | 4 | 2025 | Winter | P, [MW] | Expected | - | -1.6655 | -1.5854 | -1.5492 | -1.4752 | -1.507 | -1.5288 | -1.5807 | -1.6183 | -2.0931 | -2.1338 | -2.145 | -2.1284 | -2.096 | -2.0652 | -1.6537 | -1.6818 | -2.1835 | -2.3028 | -2.276 | -2.1512 | -2.0946 | -2.0059 | -1.8484 | -1.6969
DSO | 29 | 2 | 5 | 4 | 2025 | Winter | P, [%] | Expected | - | 7.145% | 6.801% | 6.646% | 6.328% | 6.464% | 6.558% | 6.781% | 6.942% | 8.979% | 9.153% | 9.201% | 9.13% | 8.991% | 8.859% | 7.094% | 7.215% | 9.367% | 9.878% | 9.763% | 9.228% | 8.985% | 8.604% | 7.929% | 7.279%
DSO | 29 | 2 | 4 | 5 | 2025 | Winter | P, [MW] | Expected | - | 1.6656 | 1.5854 | 1.5492 | 1.4753 | 1.507 | 1.5289 | 1.5807 | 1.6184 | 2.0932 | 2.1338 | 2.1451 | 2.1285 | 2.0961 | 2.0653 | 1.6538 | 1.6819 | 2.1836 | 2.3029 | 2.2761 | 2.1513 | 2.0946 | 2.0059 | 1.8484 | 1.697
DSO | 29 | 2 | 4 | 5 | 2025 | Winter | Expected |  | - | 7.145% | 6.801% | 6.646% | 6.328% | 6.465% | 6.558% | 6.781% | 6.942% | 8.979% | 9.154% | 9.202% | 9.131% | 8.991% | 8.859% | 7.094% | 7.215% | 9.367% | 9.879% | 9.764% | 9.228% | 8.985% | 8.605% | 7.929% | 7.279%
DSO | 29 | 2 | 5 | 4 | 2025 | Winter | Q, [MVAr] | Expected | - | 0.20363 | 0.21657 | 0.22046 | 0.24064 | 0.2352 | 0.2341 | 0.21102 | 0.14417 | -0.047749 | -0.068651 | -0.073017 | -0.037235 | -0.025365 | -0.0089935 | 0.17424 | 0.15191 | -0.010554 | -0.090132 | -0.049441 | -0.0058686 | 0.025735 | 0.067719 | 0.17167 | 0.19895
DSO | 29 | 2 | 5 | 4 | 2025 | Winter | Q, [%] | Expected | - | 0.8735% | 0.929% | 0.9457% | 1.032% | 1.009% | 1.004% | 0.9052% | 0.6184% | 0.2048% | 0.2945% | 0.3132% | 0.1597% | 0.1088% | 0.03858% | 0.7474% | 0.6517% | 0.04527% | 0.3866% | 0.2121% | 0.02517% | 0.1104% | 0.2905% | 0.7364% | 0.8534%
DSO | 29 | 2 | 4 | 5 | 2025 | Winter | Q, [MVAr] | Expected | - | -0.21046 | -0.22341 | -0.2273 | -0.24749 | -0.24205 | -0.24096 | -0.21789 | -0.15102 | 0.040804 | 0.061702 | 0.066067 | 0.030287 | 0.018414 | 0.0020394 | -0.18111 | -0.15879 | 0.0037472 | 0.083197 | 0.042569 | -0.0010732 | -0.032681 | -0.074676 | -0.17852 | -0.20582
DSO | 29 | 2 | 4 | 5 | 2025 | Winter | Q, [%] | Expected | - | 0.0090281 | 0.0095836 | 0.0097506 | 0.010617 | 0.010383 | 0.010336 | 0.0093467 | 0.0064785 | 0.0017504 | 0.0026468 | 0.0028341 | 0.0012992 | 0.00078988 | 8.7485e-05 | 0.0077691 | 0.0068114 | 0.00016074 | 0.0035689 | 0.0018261 | 4.6039e-05 | 0.0014019 | 0.0032034 | 0.007658 | 0.0088291
DSO | 29 | 2 | 5 | 4 | 2025 | Winter | S, [MVA] | Expected | - | 1.6935 | 1.621 | 1.5904 | 1.5337 | 1.5644 | 1.5865 | 1.6184 | 1.6439 | 2.1011 | 2.1454 | 2.1561 | 2.1374 | 2.103 | 2.0716 | 1.6776 | 1.6997 | 2.1874 | 2.3102 | 2.2802 | 2.1551 | 2.0981 | 2.0074 | 1.8597 | 1.7171
DSO | 29 | 2 | 5 | 4 | 2025 | Winter | S, [%] | Expected | - | 7.264% | 6.954% | 6.822% | 6.579% | 6.711% | 6.806% | 6.942% | 7.052% | 9.013% | 9.203% | 9.249% | 9.169% | 9.021% | 8.886% | 7.196% | 7.291% | 9.383% | 9.91% | 9.781% | 9.245% | 9% | 8.611% | 7.978% | 7.366%
DSO | 29 | 2 | 4 | 5 | 2025 | Winter | S, [MVA] | Expected | - | 1.6944 | 1.6221 | 1.5916 | 1.5351 | 1.5658 | 1.5879 | 1.6195 | 1.6447 | 2.1012 | 2.1455 | 2.1562 | 2.1375 | 2.1032 | 2.0718 | 1.6784 | 1.7004 | 2.1876 | 2.3102 | 2.2803 | 2.1553 | 2.0984 | 2.0078 | 1.8604 | 1.718
DSO | 29 | 2 | 4 | 5 | 2025 | Winter | S, [%] | Expected | - | 7.269% | 6.958% | 6.827% | 6.585% | 6.717% | 6.812% | 6.947% | 7.055% | 9.013% | 9.204% | 9.25% | 9.169% | 9.022% | 8.887% | 7.2% | 7.294% | 9.384% | 9.91% | 9.782% | 9.246% | 9.002% | 8.613% | 7.98% | 7.37%
DSO | 29 | 3 | 7 | 5 | 2025 | Winter | P, [MW] | Expected | - | 0.0019949 | 0.0019949 | 0.0019949 | 0.0019949 | 0.0019949 | 0.0019949 | 0.0019949 | 0.0019949 | 0.0019949 | 0.0019949 | 0.0019949 | 0.0019949 | 0.0019949 | 0.0019949 | 0.0019949 | 0.0019949 | 0.0019949 | 0.0019949 | 0.0019949 | 0.0019949 | 0.0019949 | 0.0019949 | 0.0019949 | 0.0019949
DSO | 29 | 3 | 7 | 5 | 2025 | Winter | P, [%] | Expected | - | 0.008558% | 0.008558% | 0.008558% | 0.008558% | 0.008558% | 0.008558% | 0.008558% | 0.008558% | 0.008558% | 0.008558% | 0.008558% | 0.008558% | 0.008558% | 0.008558% | 0.008558% | 0.008558% | 0.008558% | 0.008558% | 0.008558% | 0.008558% | 0.008558% | 0.008558% | 0.008558% | 0.008558%
DSO | 29 | 3 | 5 | 7 | 2025 | Winter | P, [MW] | Expected | - | -0.0019949 | -0.0019949 | -0.0019949 | -0.0019949 | -0.0019949 | -0.0019949 | -0.0019949 | -0.0019949 | -0.0019949 | -0.0019949 | -0.0019949 | -0.0019949 | -0.0019949 | -0.0019949 | -0.0019949 | -0.0019949 | -0.0019949 | -0.0019949 | -0.0019949 | -0.0019949 | -0.0019949 | -0.0019949 | -0.0019949 | -0.0019949
DSO | 29 | 3 | 5 | 7 | 2025 | Winter | Expected |  | - | 0.008558% | 0.008558% | 0.008558% | 0.008558% | 0.008558% | 0.008558% | 0.008558% | 0.008558% | 0.008558% | 0.008558% | 0.008558% | 0.008558% | 0.008558% | 0.008558% | 0.008558% | 0.008558% | 0.008558% | 0.008558% | 0.008558% | 0.008558% | 0.008558% | 0.008558% | 0.008558% | 0.008558%
DSO | 29 | 3 | 7 | 5 | 2025 | Winter | Q, [MVAr] | Expected | - | -0.00014677 | -0.00011849 | -0.00010526 | -0.00010832 | -0.00010618 | -0.00010073 | -8.506e-05 | -0.00013721 | -5.6098e-05 | -4.7487e-05 | -5.1467e-05 | -4.5055e-05 | -5.741e-05 | -5.3623e-05 | -0.00010578 | -0.00012103 | -7.0712e-05 | -5.2054e-05 | -4.1482e-05 | -5.1195e-05 | -5.005e-05 | -8.4601e-05 | -8.1352e-05 | -9.0719e-05
DSO | 29 | 3 | 7 | 5 | 2025 | Winter | Q, [%] | Expected | - | 0.0006296% | 0.0005083% | 0.0004515% | 0.0004647% | 0.0004555% | 0.0004321% | 0.0003649% | 0.0005886% | 0.0002406% | 0.0002037% | 0.0002208% | 0.0001933% | 0.0002463% | 0.00023% | 0.0004538% | 0.0005192% | 0.0003033% | 0.0002233% | 0.0001779% | 0.0002196% | 0.0002147% | 0.0003629% | 0.000349% | 0.0003892%
DSO | 29 | 3 | 5 | 7 | 2025 | Winter | Q, [MVAr] | Expected | - | -0.003793 | -0.0038243 | -0.0038414 | -0.0038438 | -0.0038462 | -0.0038545 | -0.0038781 | -0.0038158 | -0.0039604 | -0.0039738 | -0.0039704 | -0.0039751 | -0.0039633 | -0.0039678 | -0.0038564 | -0.0038448 | -0.0038683 | -0.0039649 | -0.0039376 | -0.0039648 | -0.003967 | -0.0039361 | -0.0038749 | -0.0038769
DSO | 29 | 3 | 5 | 7 | 2025 | Winter | Q, [%] | Expected | - | 0.00016271 | 0.00016405 | 0.00016478 | 0.00016489 | 0.00016499 | 0.00016535 | 0.00016636 | 0.00016368 | 0.00016989 | 0.00017046 | 0.00017032 | 0.00017052 | 0.00017001 | 0.00017021 | 0.00016543 | 0.00016493 | 0.00016594 | 0.00017008 | 0.00016891 | 0.00017008 | 0.00017017 | 0.00016885 | 0.00016622 | 0.00016631
DSO | 29 | 3 | 7 | 5 | 2025 | Winter | S, [MVA] | Expected | - | 0.0076015 | 0.0075996 | 0.0075989 | 0.0075991 | 0.007599 | 0.0075987 | 0.0075979 | 0.0076008 | 0.0075956 | 0.0075953 | 0.0075954 | 0.0075953 | 0.0075957 | 0.0075957 | 0.0075988 | 0.0075997 | 0.0075963 | 0.0075955 | 0.0075954 | 0.0075957 | 0.0075957 | 0.0075972 | 0.0075975 | 0.007598
DSO | 29 | 3 | 7 | 5 | 2025 | Winter | S, [%] | Expected | - | 0.03261% | 0.0326% | 0.0326% | 0.0326% | 0.0326% | 0.0326% | 0.03259% | 0.03261% | 0.03258% | 0.03258% | 0.03258% | 0.03258% | 0.03258% | 0.03258% | 0.0326% | 0.0326% | 0.03259% | 0.03258% | 0.03258% | 0.03258% | 0.03258% | 0.03259% | 0.03259% | 0.03259%
DSO | 29 | 3 | 5 | 7 | 2025 | Winter | S, [MVA] | Expected | - | 0.0083583 | 0.0083767 | 0.0083864 | 0.0083885 | 0.0083893 | 0.0083913 | 0.0083915 | 0.0083615 | 0.0083778 | 0.0083804 | 0.0083775 | 0.0083827 | 0.0083747 | 0.0083767 | 0.0083743 | 0.0083622 | 0.0083991 | 0.0083802 | 0.0084021 | 0.0083814 | 0.0083817 | 0.0083583 | 0.008387 | 0.0083795
DSO | 29 | 3 | 5 | 7 | 2025 | Winter | S, [%] | Expected | - | 0.03585% | 0.03593% | 0.03597% | 0.03598% | 0.03599% | 0.036% | 0.036% | 0.03587% | 0.03594% | 0.03595% | 0.03594% | 0.03596% | 0.03592% | 0.03593% | 0.03592% | 0.03587% | 0.03603% | 0.03595% | 0.03604% | 0.03595% | 0.03595% | 0.03585% | 0.03598% | 0.03595%
DSO | 29 | 29 | 1 | 2 | 2025 | Winter | P, [MW] | Expected | - | 7.9501 | 7.5827 | 7.3652 | 7.3309 | 7.2918 | 7.1744 | 6.851 | 7.0062 | 6.0635 | 5.6078 | 5.5485 | 5.7153 | 5.696 | 5.5826 | 6.8161 | 6.7621 | 7.612 | 6.1461 | 7.3895 | 6.2122 | 6.0574 | 5.7572 | 6.8752 | 6.7407
DSO | 29 | 29 | 1 | 2 | 2025 | Winter | P, [%] | Expected | - | 39.75% | 37.91% | 36.83% | 36.65% | 36.46% | 35.87% | 34.25% | 35.03% | 30.32% | 28.04% | 27.74% | 28.58% | 28.48% | 27.91% | 34.08% | 33.81% | 38.06% | 30.73% | 36.95% | 31.06% | 30.29% | 28.79% | 34.38% | 33.7%
DSO | 29 | 29 | 2 | 1 | 2025 | Winter | P, [MW] | Expected | - | -7.9363 | -7.5702 | -7.3534 | -7.3192 | -7.2802 | -7.1632 | -6.8408 | -6.9954 | -6.0557 | -5.6012 | -5.542 | -5.7084 | -5.6892 | -5.576 | -6.806 | -6.7522 | -7.5994 | -6.1381 | -7.3777 | -6.204 | -6.0497 | -5.7502 | -6.865 | -6.7309
DSO | 29 | 29 | 2 | 1 | 2025 | Winter | Expected |  | - | 39.68% | 37.85% | 36.77% | 36.6% | 36.4% | 35.82% | 34.2% | 34.98% | 30.28% | 28.01% | 27.71% | 28.54% | 28.45% | 27.88% | 34.03% | 33.76% | 38% | 30.69% | 36.89% | 31.02% | 30.25% | 28.75% | 34.32% | 33.65%
DSO | 29 | 29 | 1 | 2 | 2025 | Winter | Q, [MVAr] | Expected | - | 1.0972 | 0.94997 | 0.8633 | 0.86164 | 0.88388 | 0.86681 | 0.76552 | 1.2866 | 0.56016 | 0.41899 | 0.46888 | 0.3645 | 0.45746 | 0.40618 | 0.95978 | 1.0514 | 0.78061 | 0.74331 | 0.78146 | 0.54572 | 0.45493 | 0.62576 | 0.68527 | 0.67321
DSO | 29 | 29 | 1 | 2 | 2025 | Winter | Q, [%] | Expected | - | 5.486% | 4.75% | 4.317% | 4.308% | 4.419% | 4.334% | 3.828% | 6.433% | 2.801% | 2.095% | 2.344% | 1.822% | 2.287% | 2.031% | 4.799% | 5.257% | 3.903% | 3.717% | 3.907% | 2.729% | 2.275% | 3.129% | 3.426% | 3.366%
DSO | 29 | 29 | 2 | 1 | 2025 | Winter | Q, [MVAr] | Expected | - | -0.7168 | -0.60478 | -0.53832 | -0.54013 | -0.56565 | -0.55904 | -0.48602 | -0.98902 | -0.34583 | -0.23627 | -0.28988 | -0.17477 | -0.26878 | -0.22509 | -0.68178 | -0.77729 | -0.43404 | -0.52234 | -0.45912 | -0.32083 | -0.24138 | -0.43227 | -0.40383 | -0.40357
DSO | 29 | 29 | 2 | 1 | 2025 | Winter | Q, [%] | Expected | - | 0.03584 | 0.030239 | 0.026916 | 0.027006 | 0.028282 | 0.027952 | 0.024301 | 0.049451 | 0.017291 | 0.011813 | 0.014494 | 0.0087386 | 0.013439 | 0.011255 | 0.034089 | 0.038865 | 0.021702 | 0.026117 | 0.022956 | 0.016042 | 0.012069 | 0.021613 | 0.020191 | 0.020179
DSO | 29 | 29 | 1 | 2 | 2025 | Winter | S, [MVA] | Expected | - | 8.0256 | 7.6422 | 7.4158 | 7.3815 | 7.3453 | 7.2267 | 6.8938 | 7.1236 | 6.0895 | 5.6235 | 5.5684 | 5.727 | 5.7145 | 5.5975 | 6.8835 | 6.8436 | 7.652 | 6.1911 | 7.4308 | 6.2362 | 6.0746 | 5.7913 | 6.9094 | 6.7743
DSO | 29 | 29 | 1 | 2 | 2025 | Winter | S, [%] | Expected | - | 40.13% | 38.21% | 37.08% | 36.91% | 36.73% | 36.13% | 34.47% | 35.62% | 30.45% | 28.12% | 27.84% | 28.64% | 28.57% | 27.99% | 34.42% | 34.22% | 38.26% | 30.96% | 37.15% | 31.18% | 30.37% | 28.96% | 34.55% | 33.87%
DSO | 29 | 29 | 2 | 1 | 2025 | Winter | S, [MVA] | Expected | - | 7.969 | 7.5947 | 7.3734 | 7.3394 | 7.3025 | 7.1853 | 6.8583 | 7.0653 | 6.0658 | 5.6063 | 5.5498 | 5.7112 | 5.6957 | 5.5807 | 6.8403 | 6.7971 | 7.6121 | 6.1605 | 7.3923 | 6.2125 | 6.0546 | 5.7666 | 6.8771 | 6.7432
DSO | 29 | 29 | 2 | 1 | 2025 | Winter | S, [%] | Expected | - | 39.84% | 37.97% | 36.87% | 36.7% | 36.51% | 35.93% | 34.29% | 35.33% | 30.33% | 28.03% | 27.75% | 28.56% | 28.48% | 27.9% | 34.2% | 33.99% | 38.06% | 30.8% | 36.96% | 31.06% | 30.27% | 28.83% | 34.39% | 33.72%
DSO | 29 | 31 | 2 | 3 | 2025 | Winter | P, [MW] | Expected | - | 6.2724 | 5.9866 | 5.8061 | 5.8459 | 5.7751 | 5.6363 | 5.2619 | 5.3788 | 3.9627 | 3.4672 | 3.3968 | 3.5799 | 3.5933 | 3.511 | 5.1539 | 5.0719 | 5.4158 | 3.8346 | 5.1013 | 4.0527 | 3.9553 | 3.7448 | 5.0177 | 5.0355
DSO | 29 | 31 | 2 | 3 | 2025 | Winter | P, [%] | Expected | - | 39.2% | 37.42% | 36.29% | 36.54% | 36.09% | 35.23% | 32.89% | 33.62% | 24.77% | 21.67% | 21.23% | 22.37% | 22.46% | 21.94% | 32.21% | 31.7% | 33.85% | 23.97% | 31.88% | 25.33% | 24.72% | 23.41% | 31.36% | 31.47%
DSO | 29 | 31 | 3 | 2 | 2025 | Winter | P, [MW] | Expected | - | -6.2583 | -5.9738 | -5.794 | -5.8336 | -5.7631 | -5.6248 | -5.252 | -5.3682 | -3.9575 | -3.4632 | -3.3929 | -3.5756 | -3.589 | -3.5069 | -5.1444 | -5.0627 | -5.4057 | -3.8297 | -5.0925 | -4.0473 | -3.9501 | -3.7401 | -5.009 | -5.0266
DSO | 29 | 31 | 3 | 2 | 2025 | Winter | Expected |  | - | 39.11% | 37.34% | 36.21% | 36.46% | 36.02% | 35.15% | 32.83% | 33.55% | 24.73% | 21.65% | 21.21% | 22.35% | 22.43% | 21.92% | 32.15% | 31.64% | 33.79% | 23.94% | 31.83% | 25.3% | 24.69% | 23.38% | 31.31% | 31.42%
DSO | 29 | 31 | 2 | 3 | 2025 | Winter | Q, [MVAr] | Expected | - | 0.93747 | 0.83872 | 0.77629 | 0.79846 | 0.81845 | 0.8107 | 0.7146 | 1.1505 | 0.31372 | 0.18288 | 0.23202 | 0.1529 | 0.25899 | 0.23187 | 0.87334 | 0.94643 | 0.43836 | 0.44672 | 0.42429 | 0.33038 | 0.28284 | 0.51612 | 0.59216 | 0.61981
DSO | 29 | 31 | 2 | 3 | 2025 | Winter | Q, [%] | Expected | - | 5.859% | 5.242% | 4.852% | 4.99% | 5.115% | 5.067% | 4.466% | 7.19% | 1.961% | 1.143% | 1.45% | 0.9556% | 1.619% | 1.449% | 5.458% | 5.915% | 2.74% | 2.792% | 2.652% | 2.065% | 1.768% | 3.226% | 3.701% | 3.874%
DSO | 29 | 31 | 3 | 2 | 2025 | Winter | Q, [MVAr] | Expected | - | -0.70712 | -0.62867 | -0.57823 | -0.59682 | -0.62107 | -0.6224 | -0.55227 | -0.97697 | -0.22791 | -0.11713 | -0.16876 | -0.082997 | -0.18852 | -0.16464 | -0.71753 | -0.7954 | -0.27364 | -0.36591 | -0.28024 | -0.24068 | -0.19751 | -0.43874 | -0.4488 | -0.47392
DSO | 29 | 31 | 3 | 2 | 2025 | Winter | Q, [%] | Expected | - | 0.044195 | 0.039292 | 0.03614 | 0.037302 | 0.038817 | 0.0389 | 0.034517 | 0.061061 | 0.014244 | 0.0073207 | 0.010548 | 0.0051873 | 0.011782 | 0.01029 | 0.044845 | 0.049713 | 0.017103 | 0.022869 | 0.017515 | 0.015042 | 0.012344 | 0.027421 | 0.02805 | 0.02962
DSO | 29 | 31 | 2 | 3 | 2025 | Winter | S, [MVA] | Expected | - | 6.3445 | 6.0479 | 5.8608 | 5.9038 | 5.8364 | 5.698 | 5.3135 | 5.5031 | 3.9778 | 3.4785 | 3.4102 | 3.588 | 3.6052 | 3.5211 | 5.2303 | 5.1621 | 5.4347 | 3.862 | 5.1199 | 4.0672 | 3.9662 | 3.7808 | 5.055 | 5.0761
DSO | 29 | 31 | 2 | 3 | 2025 | Winter | S, [%] | Expected | - | 39.65% | 37.8% | 36.63% | 36.9% | 36.48% | 35.61% | 33.21% | 34.39% | 24.86% | 21.74% | 21.31% | 22.43% | 22.53% | 22.01% | 32.69% | 32.26% | 33.97% | 24.14% | 32% | 25.42% | 24.79% | 23.63% | 31.59% | 31.73%
DSO | 29 | 31 | 3 | 2 | 2025 | Winter | S, [MVA] | Expected | - | 6.2998 | 6.0087 | 5.8248 | 5.8664 | 5.7988 | 5.6616 | 5.2833 | 5.4581 | 3.9668 | 3.4715 | 3.4024 | 3.5813 | 3.5965 | 3.5131 | 5.1963 | 5.1267 | 5.4141 | 3.8486 | 5.1014 | 4.0555 | 3.9559 | 3.7663 | 5.0311 | 5.0508
DSO | 29 | 31 | 3 | 2 | 2025 | Winter | S, [%] | Expected | - | 39.37% | 37.55% | 36.4% | 36.67% | 36.24% | 35.38% | 33.02% | 34.11% | 24.79% | 21.7% | 21.26% | 22.38% | 22.48% | 21.96% | 32.48% | 32.04% | 33.84% | 24.05% | 31.88% | 25.35% | 24.72% | 23.54% | 31.44% | 31.57%
DSO | 29 | 32 | 5 | 6 | 2025 | Winter | P, [MW] | Expected | - | 1.6695 | 1.5894 | 1.5532 | 1.4792 | 1.511 | 1.5328 | 1.5847 | 1.6223 | 2.0971 | 2.1378 | 2.149 | 2.1324 | 2.1 | 2.0692 | 1.6577 | 1.6858 | 2.1875 | 2.3068 | 2.28 | 2.1552 | 2.0986 | 2.0098 | 1.8524 | 1.7009
DSO | 29 | 32 | 5 | 6 | 2025 | Winter | P, [%] | Expected | - | 20.87% | 19.87% | 19.41% | 18.49% | 18.89% | 19.16% | 19.81% | 20.28% | 26.21% | 26.72% | 26.86% | 26.66% | 26.25% | 25.87% | 20.72% | 21.07% | 27.34% | 28.84% | 28.5% | 26.94% | 26.23% | 25.12% | 23.15% | 21.26%
DSO | 29 | 32 | 6 | 5 | 2025 | Winter | P, [MW] | Expected | - | -1.6673 | -1.5874 | -1.5512 | -1.4774 | -1.5091 | -1.5309 | -1.5827 | -1.6203 | -2.0934 | -2.1337 | -2.1449 | -2.1285 | -2.0962 | -2.0656 | -1.6556 | -1.6837 | -2.1836 | -2.3023 | -2.2757 | -2.1514 | -2.0949 | -2.0065 | -1.8497 | -1.6987
DSO | 29 | 32 | 6 | 5 | 2025 | Winter | Expected |  | - | 20.84% | 19.84% | 19.39% | 18.47% | 18.86% | 19.14% | 19.78% | 20.25% | 26.17% | 26.67% | 26.81% | 26.61% | 26.2% | 25.82% | 20.7% | 21.05% | 27.29% | 28.78% | 28.45% | 26.89% | 26.19% | 25.08% | 23.12% | 21.23%
DSO | 29 | 32 | 5 | 6 | 2025 | Winter | Q, [MVAr] | Expected | - | -0.19999 | -0.21287 | -0.21672 | -0.2369 | -0.23146 | -0.23034 | -0.20722 | -0.14049 | 0.051653 | 0.072577 | 0.076936 | 0.041165 | 0.029271 | 0.012908 | -0.17049 | -0.14819 | 0.014352 | 0.094045 | 0.053337 | 0.0097823 | -0.021818 | -0.063868 | -0.16788 | -0.19516
DSO | 29 | 32 | 5 | 6 | 2025 | Winter | Q, [%] | Expected | - | 2.5% | 2.661% | 2.709% | 2.961% | 2.893% | 2.879% | 2.59% | 1.756% | 0.6457% | 0.9072% | 0.9617% | 0.5146% | 0.3659% | 0.1613% | 2.131% | 1.852% | 0.1794% | 1.176% | 0.6667% | 0.1223% | 0.2727% | 0.7983% | 2.098% | 2.439%
DSO | 29 | 32 | 6 | 5 | 2025 | Winter | Q, [MVAr] | Expected | - | 0.22424 | 0.23514 | 0.23824 | 0.25709 | 0.25243 | 0.25188 | 0.22932 | 0.16328 | -0.010626 | -0.028001 | -0.031549 | 0.0026759 | 0.012667 | 0.027516 | 0.19406 | 0.17234 | 0.029349 | -0.043811 | -0.0057618 | 0.033186 | 0.062437 | 0.1006 | 0.19741 | 0.21982
DSO | 29 | 32 | 6 | 5 | 2025 | Winter | Q, [%] | Expected | - | 0.028029 | 0.029393 | 0.02978 | 0.032137 | 0.031554 | 0.031485 | 0.028665 | 0.02041 | 0.0013282 | 0.0035001 | 0.0039436 | 0.00033448 | 0.0015834 | 0.0034394 | 0.024257 | 0.021542 | 0.0036686 | 0.0054763 | 0.00072022 | 0.0041483 | 0.0078047 | 0.012575 | 0.024677 | 0.027478
DSO | 29 | 32 | 5 | 6 | 2025 | Winter | S, [MVA] | Expected | - | 1.696 | 1.6233 | 1.5926 | 1.5355 | 1.5663 | 1.5884 | 1.6207 | 1.6464 | 2.1058 | 2.1502 | 2.1609 | 2.142 | 2.1076 | 2.0761 | 1.6802 | 1.7025 | 2.1919 | 2.3149 | 2.2848 | 2.1596 | 2.1025 | 2.0114 | 1.8629 | 1.7199
DSO | 29 | 32 | 5 | 6 | 2025 | Winter | S, [%] | Expected | - | 21.2% | 20.29% | 19.91% | 19.19% | 19.58% | 19.86% | 20.26% | 20.58% | 26.32% | 26.88% | 27.01% | 26.78% | 26.35% | 25.95% | 21% | 21.28% | 27.4% | 28.94% | 28.56% | 26.99% | 26.28% | 25.14% | 23.29% | 21.5%
DSO | 29 | 32 | 6 | 5 | 2025 | Winter | S, [MVA] | Expected | - | 1.6968 | 1.6242 | 1.5934 | 1.5365 | 1.5672 | 1.5893 | 1.6214 | 1.6463 | 2.1002 | 2.1434 | 2.1539 | 2.1361 | 2.1024 | 2.0714 | 1.6807 | 1.7027 | 2.1873 | 2.3076 | 2.279 | 2.155 | 2.0988 | 2.0094 | 1.8634 | 1.7208
DSO | 29 | 32 | 6 | 5 | 2025 | Winter | S, [%] | Expected | - | 21.21% | 20.3% | 19.92% | 19.21% | 19.59% | 19.87% | 20.27% | 20.58% | 26.25% | 26.79% | 26.92% | 26.7% | 26.28% | 25.89% | 21.01% | 21.28% | 27.34% | 28.85% | 28.49% | 26.94% | 26.24% | 25.12% | 23.29% | 21.51%
DSO | 1 | 5 | 10 | 15 | 2025 | Winter | P, [MW] | 0 | 0 | 2.7813 | 2.3239 | 1.8391 | 1.6793 | 1.6498 | 1.8433 | 2.9891 | 2.9478 | 3.5586 | 2.9808 | 8.1739 | 8.0824 | 8.1571 | 7.905 | 7.6408 | 7.3896 | 7.5911 | 8.7501 | 8.1713 | 7.9413 | 7.8831 | 7.4216 | 6.3488 | 3.9799
DSO | 1 | 5 | 10 | 15 | 2025 | Winter | P, [%] | 0 | 0 | 13.31% | 11.12% | 8.804% | 8.039% | 7.898% | 8.824% | 14.31% | 14.11% | 17.04% | 14.27% | 39.13% | 38.69% | 39.05% | 37.84% | 36.58% | 35.37% | 36.34% | 41.89% | 39.12% | 38.02% | 37.74% | 35.53% | 30.39% | 19.05%
DSO | 1 | 5 | 15 | 10 | 2025 | Winter | P, [MW] | 0 | 0 | -2.7749 | -2.3186 | -1.8347 | -1.675 | -1.6455 | -1.8388 | -2.9816 | -2.94 | -3.5487 | -2.9722 | -8.1264 | -8.0361 | -8.1099 | -7.8606 | -7.5992 | -7.3506 | -7.55 | -8.6958 | -8.1238 | -7.8964 | -7.8389 | -7.3822 | -6.3196 | -3.9693
DSO | 1 | 5 | 15 | 10 | 2025 | Winter | P, [%] | 0 | 0 | 13.28% | 11.1% | 8.783% | 8.018% | 7.877% | 8.802% | 14.27% | 14.07% | 16.99% | 14.23% | 38.9% | 38.47% | 38.82% | 37.63% | 36.38% | 35.19% | 36.14% | 41.63% | 38.89% | 37.8% | 37.52% | 35.34% | 30.25% | 19%
DSO | 1 | 5 | 10 | 15 | 2025 | Winter | Q, [MVAr] | 0 | 0 | -2.014 | -2.1464 | -2.2905 | -2.3587 | -2.4071 | -2.3135 | -2.0821 | -2.1627 | -1.9658 | -1.9987 | 0.75691 | 0.62529 | 0.55203 | 0.38705 | 0.22107 | 0.071276 | 0.17932 | 0.68952 | 0.38704 | 0.26492 | 0.17919 | 0.072028 | -1.1973 | -1.6787
DSO | 1 | 5 | 10 | 15 | 2025 | Winter | Q, [%] | 0 | 0 | 9.641% | 10.27% | 10.96% | 11.29% | 11.52% | 11.07% | 9.967% | 10.35% | 9.411% | 9.568% | 3.623% | 2.993% | 2.643% | 1.853% | 1.058% | 0.3412% | 0.8584% | 3.301% | 1.853% | 1.268% | 0.8578% | 0.3448% | 5.732% | 8.036%
DSO | 1 | 5 | 15 | 10 | 2025 | Winter | Q, [MVAr] | 0 | 0 | 2.0091 | 2.1393 | 2.282 | 2.3501 | 2.3985 | 2.3051 | 2.0794 | 2.1607 | 1.9672 | 1.9992 | -0.70189 | -0.57181 | -0.49736 | -0.33618 | -0.17402 | -0.027741 | -0.1329 | -0.62506 | -0.33193 | -0.21339 | -0.12851 | -0.028033 | 1.227 | 1.6801
DSO | 1 | 5 | 15 | 10 | 2025 | Winter | Q, [%] | 0 | 0 | 9.618% | 10.24% | 10.92% | 11.25% | 11.48% | 11.03% | 9.954% | 10.34% | 9.417% | 9.57% | 3.36% | 2.737% | 2.381% | 1.609% | 0.8331% | 0.1328% | 0.6362% | 2.992% | 1.589% | 1.021% | 0.6152% | 0.1342% | 5.874% | 8.043%
DSO | 1 | 5 | 10 | 15 | 2025 | Winter | S, [MVA] | 0 | 0 | 3.434 | 3.1634 | 2.9375 | 2.8954 | 2.9182 | 2.958 | 3.6428 | 3.6561 | 4.0655 | 3.5889 | 8.2089 | 8.1066 | 8.1757 | 7.9145 | 7.644 | 7.39 | 7.5932 | 8.7772 | 8.1804 | 7.9457 | 7.8851 | 7.4219 | 6.4607 | 4.3194
DSO | 1 | 5 | 10 | 15 | 2025 | Winter | S, [%] | 0 | 0 | 16.44% | 15.14% | 14.06% | 13.86% | 13.97% | 14.16% | 17.44% | 17.5% | 19.46% | 17.18% | 39.3% | 38.81% | 39.14% | 37.89% | 36.59% | 35.38% | 36.35% | 42.02% | 39.16% | 38.04% | 37.75% | 35.53% | 30.93% | 20.68%
DSO | 1 | 5 | 15 | 10 | 2025 | Winter | S, [MVA] | 0 | 0 | 3.4259 | 3.1548 | 2.9281 | 2.8859 | 2.9087 | 2.9486 | 3.6351 | 3.6486 | 4.0574 | 3.5821 | 8.1567 | 8.0564 | 8.1251 | 7.8678 | 7.6012 | 7.3507 | 7.5511 | 8.7182 | 8.1306 | 7.8993 | 7.8399 | 7.3823 | 6.4376 | 4.3103
DSO | 1 | 5 | 15 | 10 | 2025 | Winter | S, [%] | 0 | 0 | 16.4% | 15.1% | 14.02% | 13.81% | 13.92% | 14.12% | 17.4% | 17.47% | 19.42% | 17.15% | 39.05% | 38.57% | 38.9% | 37.66% | 36.39% | 35.19% | 36.15% | 41.73% | 38.92% | 37.81% | 37.53% | 35.34% | 30.82% | 20.63%
DSO | 1 | 6 | 10 | 11 | 2025 | Winter | P, [MW] | 0 | 0 | 5.607 | 2.9957 | 2.63 | 2.5034 | 2.3204 | 2.418 | 7.454 | 8.0022 | 8.0976 | 8.0838 | 8.0765 | 8.1013 | 8.105 | 4.1467 | 3.6233 | 3.7027 | 3.8988 | 7.6379 | 7.0609 | 7.2147 | 7.1795 | 6.8345 | 5.0945 | 3.7187
DSO | 1 | 6 | 10 | 11 | 2025 | Winter | P, [%] | 0 | 0 | 24.05% | 12.85% | 11.28% | 10.74% | 9.954% | 10.37% | 31.98% | 34.33% | 34.74% | 34.68% | 34.65% | 34.75% | 34.77% | 17.79% | 15.54% | 15.88% | 16.72% | 32.76% | 30.29% | 30.95% | 30.8% | 29.32% | 21.85% | 15.95%
DSO | 1 | 6 | 11 | 10 | 2025 | Winter | P, [MW] | 0 | 0 | -5.606 | -2.9954 | -2.6298 | -2.5032 | -2.3202 | -2.4179 | -7.4521 | -8.0001 | -8.0954 | -8.0813 | -8.0739 | -8.0986 | -8.1023 | -4.146 | -3.6226 | -3.7021 | -3.8982 | -7.6355 | -7.0589 | -7.2126 | -7.1774 | -6.8325 | -5.0934 | -3.7182
DSO | 1 | 6 | 11 | 10 | 2025 | Winter | P, [%] | 0 | 0 | 24.05% | 12.85% | 11.28% | 10.74% | 9.953% | 10.37% | 31.97% | 34.32% | 34.73% | 34.67% | 34.63% | 34.74% | 34.76% | 17.78% | 15.54% | 15.88% | 16.72% | 32.75% | 30.28% | 30.94% | 30.79% | 29.31% | 21.85% | 15.95%
DSO | 1 | 6 | 10 | 11 | 2025 | Winter | Q, [MVAr] | 0 | 0 | 0.086871 | -1.3004 | -0.64377 | -0.02928 | 0.0034217 | 0.089945 | 0.63343 | 0.77481 | 0.71512 | 0.97652 | -0.9273 | 0.88596 | 0.85013 | -1.4343 | -1.4554 | -1.3959 | -1.3086 | -0.57851 | -0.52373 | -0.67584 | -0.7247 | -0.83946 | -0.92164 | -1.136
DSO | 1 | 6 | 10 | 11 | 2025 | Winter | Q, [%] | 0 | 0 | 0.3726% | 5.578% | 2.762% | 0.1256% | 0.01468% | 0.3858% | 2.717% | 3.324% | 3.068% | 4.189% | 3.978% | 3.8% | 3.647% | 6.153% | 6.243% | 5.988% | 5.613% | 2.482% | 2.247% | 2.899% | 3.109% | 3.601% | 3.954% | 4.873%
DSO | 1 | 6 | 11 | 10 | 2025 | Winter | Q, [MVAr] | 0 | 0 | -0.10766 | 1.2783 | 0.62116 | 0.0066651 | -0.026035 | -0.11258 | -0.65271 | -0.79338 | -0.73297 | -0.99244 | 0.91247 | -0.90076 | -0.86491 | 1.4183 | 1.4394 | 1.3799 | 1.2926 | 0.56347 | 0.50859 | 0.6608 | 0.70966 | 0.82438 | 0.90563 | 1.1157
DSO | 1 | 6 | 11 | 10 | 2025 | Winter | Q, [%] | 0 | 0 | 0.4618% | 5.483% | 2.665% | 0.02859% | 0.1117% | 0.4829% | 2.8% | 3.403% | 3.144% | 4.257% | 3.914% | 3.864% | 3.71% | 6.084% | 6.175% | 5.919% | 5.545% | 2.417% | 2.182% | 2.835% | 3.044% | 3.536% | 3.885% | 4.786%
DSO | 1 | 6 | 10 | 11 | 2025 | Winter | S, [MVA] | 0 | 0 | 5.6077 | 3.2658 | 2.7077 | 2.5036 | 2.3204 | 2.4197 | 7.4808 | 8.0396 | 8.1291 | 8.1426 | 8.1296 | 8.1496 | 8.1494 | 4.3878 | 3.9047 | 3.9571 | 4.1126 | 7.6597 | 7.0803 | 7.2463 | 7.216 | 6.8858 | 5.1772 | 3.8883
DSO | 1 | 6 | 10 | 11 | 2025 | Winter | S, [%] | 0 | 0 | 24.06% | 14.01% | 11.62% | 10.74% | 9.954% | 10.38% | 32.09% | 34.49% | 34.87% | 34.93% | 34.87% | 34.96% | 34.96% | 18.82% | 16.75% | 16.97% | 17.64% | 32.86% | 30.37% | 31.08% | 30.95% | 29.54% | 22.21% | 16.68%
DSO | 1 | 6 | 11 | 10 | 2025 | Winter | S, [MVA] | 0 | 0 | 5.607 | 3.2567 | 2.7022 | 2.5032 | 2.3204 | 2.4205 | 7.4807 | 8.0393 | 8.1285 | 8.142 | 8.1253 | 8.1486 | 8.1483 | 4.3818 | 3.8981 | 3.9509 | 4.1069 | 7.6563 | 7.0772 | 7.2428 | 7.2124 | 6.8821 | 5.1733 | 3.882
DSO | 1 | 6 | 11 | 10 | 2025 | Winter | S, [%] | 0 | 0 | 24.05% | 13.97% | 11.59% | 10.74% | 9.954% | 10.38% | 32.09% | 34.49% | 34.87% | 34.93% | 34.85% | 34.95% | 34.95% | 18.8% | 16.72% | 16.95% | 17.62% | 32.84% | 30.36% | 31.07% | 30.94% | 29.52% | 22.19% | 16.65%
DSO | 1 | 7 | 10 | 23 | 2025 | Winter | P, [MW] | 0 | 0 | 8.5888 | 8.5023 | 8.4282 | 8.4649 | 8.5448 | 9.154 | 9.4697 | 10.0928 | 9.5488 | 10.6572 | 9.0331 | 9.6148 | 8.3627 | 10.8133 | 9.7426 | 9.5485 | 9.8281 | 8.4445 | 8.9144 | 8.4843 | 8.3087 | 7.5489 | 8.7355 | 9.0943
DSO | 1 | 7 | 10 | 23 | 2025 | Winter | P, [%] | 0 | 0 | 24.89% | 24.63% | 24.42% | 24.53% | 24.76% | 26.52% | 27.44% | 29.24% | 27.67% | 30.88% | 26.17% | 27.86% | 24.23% | 31.33% | 28.23% | 27.67% | 28.48% | 24.47% | 25.83% | 24.58% | 24.07% | 21.87% | 25.31% | 26.35%
DSO | 1 | 7 | 23 | 10 | 2025 | Winter | P, [MW] | 0 | 0 | -8.5825 | -8.4964 | -8.4225 | -8.4591 | -8.5389 | -9.1472 | -9.4617 | -10.0835 | -9.5402 | -10.6454 | -9.0241 | -9.6045 | -8.3549 | -10.8004 | -9.7321 | -9.5383 | -9.8173 | -8.4366 | -8.9056 | -8.4763 | -8.301 | -7.5425 | -8.7271 | -9.087
DSO | 1 | 7 | 23 | 10 | 2025 | Winter | P, [%] | 0 | 0 | 24.87% | 24.62% | 24.4% | 24.51% | 24.74% | 26.5% | 27.41% | 29.22% | 27.64% | 30.84% | 26.15% | 27.83% | 24.21% | 31.29% | 28.2% | 27.64% | 28.44% | 24.44% | 25.8% | 24.56% | 24.05% | 21.85% | 25.29% | 26.33%
DSO | 1 | 7 | 10 | 23 | 2025 | Winter | Q, [MVAr] | 0 | 0 | -0.65123 | -0.38242 | -0.42974 | -0.52312 | -0.53869 | -0.50123 | -0.49599 | -0.30576 | 0.39138 | 0.49738 | -0.33698 | -0.86536 | -1.018 | 0.18315 | -0.13328 | -0.49155 | -0.33367 | -0.72552 | -0.66649 | -0.53714 | -0.75604 | -0.94017 | -0.45697 | -0.0928
DSO | 1 | 7 | 10 | 23 | 2025 | Winter | Q, [%] | 0 | 0 | 1.887% | 1.108% | 1.245% | 1.516% | 1.561% | 1.452% | 1.437% | 0.8859% | 1.134% | 1.441% | 0.9764% | 2.507% | 2.95% | 0.5307% | 0.3862% | 1.424% | 0.9668% | 2.102% | 1.931% | 1.556% | 2.191% | 2.724% | 1.324% | 0.2689%
DSO | 1 | 7 | 23 | 10 | 2025 | Winter | Q, [MVAr] | 0 | 0 | 0.5291 | 0.25448 | 0.29894 | 0.39247 | 0.40832 | 0.37179 | 0.38178 | 0.19626 | -0.49789 | -0.5888 | 0.24772 | 0.77792 | 0.92739 | -0.26642 | 0.047249 | 0.40544 | 0.24814 | 0.63485 | 0.57777 | 0.44751 | 0.66615 | 0.84904 | 0.36629 | -0.023028
DSO | 1 | 7 | 23 | 10 | 2025 | Winter | Q, [%] | 0 | 0 | 1.533% | 0.7373% | 0.8662% | 1.137% | 1.183% | 1.077% | 1.106% | 0.5686% | 1.443% | 1.706% | 0.7178% | 2.254% | 2.687% | 0.7719% | 0.1369% | 1.175% | 0.719% | 1.839% | 1.674% | 1.297% | 1.93% | 2.46% | 1.061% | 0.06672%
DSO | 1 | 7 | 10 | 23 | 2025 | Winter | S, [MVA] | 0 | 0 | 8.6135 | 8.5109 | 8.4392 | 8.4811 | 8.5618 | 9.1677 | 9.4827 | 10.0974 | 9.5568 | 10.6688 | 9.0394 | 9.6536 | 8.4244 | 10.8148 | 9.7436 | 9.5611 | 9.8338 | 8.4756 | 8.9393 | 8.5012 | 8.343 | 7.6072 | 8.7474 | 9.0948
DSO | 1 | 7 | 10 | 23 | 2025 | Winter | S, [%] | 0 | 0 | 24.96% | 24.66% | 24.45% | 24.57% | 24.81% | 26.56% | 27.48% | 29.26% | 27.69% | 30.91% | 26.19% | 27.97% | 24.41% | 31.34% | 28.23% | 27.7% | 28.49% | 24.56% | 25.9% | 24.63% | 24.17% | 22.04% | 25.34% | 26.35%
DSO | 1 | 7 | 23 | 10 | 2025 | Winter | S, [MVA] | 0 | 0 | 8.5988 | 8.5002 | 8.4278 | 8.4682 | 8.5487 | 9.1548 | 9.4694 | 10.0854 | 9.5532 | 10.6617 | 9.0275 | 9.636 | 8.4062 | 10.8036 | 9.7322 | 9.5469 | 9.8205 | 8.4605 | 8.9243 | 8.4881 | 8.3277 | 7.5901 | 8.7348 | 9.087
DSO | 1 | 7 | 23 | 10 | 2025 | Winter | S, [%] | 0 | 0 | 24.91% | 24.63% | 24.42% | 24.54% | 24.77% | 26.53% | 27.44% | 29.22% | 27.68% | 30.89% | 26.16% | 27.92% | 24.36% | 31.3% | 28.2% | 27.66% | 28.45% | 24.51% | 25.86% | 24.59% | 24.13% | 21.99% | 25.31% | 26.33%
DSO | 1 | 8 | 11 | 12 | 2025 | Winter | P, [MW] | 0 | 0 | 5.6 | 2.9894 | 2.6238 | 2.4972 | 2.3143 | 2.4119 | 7.4461 | 7.9941 | 8.0894 | 8.0753 | 8.0679 | 8.0926 | 8.0963 | 4.14 | 3.6167 | 3.6961 | 3.8922 | 7.6295 | 7.0529 | 7.2066 | 7.1714 | 6.8266 | 5.0874 | 3.7122
DSO | 1 | 8 | 11 | 12 | 2025 | Winter | P, [%] | 0 | 0 | 26.81% | 14.31% | 12.56% | 11.95% | 11.08% | 11.55% | 35.64% | 38.27% | 38.72% | 38.66% | 38.62% | 38.74% | 38.76% | 19.82% | 17.31% | 17.69% | 18.63% | 36.52% | 33.76% | 34.5% | 34.33% | 32.68% | 24.35% | 17.77%
DSO | 1 | 8 | 12 | 11 | 2025 | Winter | P, [MW] | 0 | 0 | -5.5602 | -2.9766 | -2.6152 | -2.4898 | -2.3078 | -2.4049 | -7.372 | -7.9063 | -7.9967 | -7.9729 | -7.9601 | -7.9839 | -7.9875 | -4.1085 | -3.5917 | -3.6703 | -3.8644 | -7.5337 | -6.9705 | -7.1201 | -7.0856 | -6.7481 | -5.044 | -3.6925
DSO | 1 | 8 | 12 | 11 | 2025 | Winter | P, [%] | 0 | 0 | 26.62% | 14.25% | 12.52% | 11.92% | 11.05% | 11.51% | 35.29% | 37.85% | 38.28% | 38.17% | 38.11% | 38.22% | 38.24% | 19.67% | 17.19% | 17.57% | 18.5% | 36.06% | 33.37% | 34.08% | 33.92% | 32.3% | 24.15% | 17.68%
DSO | 1 | 8 | 11 | 12 | 2025 | Winter | Q, [MVAr] | 0 | 0 | 0.11352 | -1.2724 | -0.61531 | -0.00081167 | 0.031888 | 0.11844 | 0.65857 | 0.79924 | 0.73882 | 0.99829 | -0.90661 | 0.90662 | 0.87077 | -1.4124 | -1.4335 | -1.3741 | -1.2868 | -0.55762 | -0.50274 | -0.65495 | -0.70381 | -0.81852 | -0.89978 | -1.1098
DSO | 1 | 8 | 11 | 12 | 2025 | Winter | Q, [%] | 0 | 0 | 0.5434% | 6.091% | 2.945% | 0.003885% | 0.1527% | 0.567% | 3.153% | 3.826% | 3.537% | 4.779% | 4.34% | 4.34% | 4.168% | 6.761% | 6.862% | 6.578% | 6.16% | 2.669% | 2.407% | 3.135% | 3.369% | 3.918% | 4.307% | 5.313%
DSO | 1 | 8 | 12 | 11 | 2025 | Winter | Q, [MVAr] | 0 | 0 | -0.090185 | 1.2569 | 0.59346 | -0.022646 | -0.056769 | -0.14259 | -0.58624 | -0.70735 | -0.63917 | -0.88257 | 1.0313 | -0.78062 | -0.7446 | 1.4314 | 1.4436 | 1.3854 | 1.3009 | 0.66562 | 0.59234 | 0.75022 | 0.79825 | 0.90291 | 0.935 | 1.1064
DSO | 1 | 8 | 12 | 11 | 2025 | Winter | Q, [%] | 0 | 0 | 0.4317% | 6.017% | 2.841% | 0.1084% | 0.2718% | 0.6826% | 2.806% | 3.386% | 3.06% | 4.225% | 4.937% | 3.737% | 3.564% | 6.852% | 6.911% | 6.632% | 6.227% | 3.186% | 2.836% | 3.591% | 3.821% | 4.322% | 4.476% | 5.297%
DSO | 1 | 8 | 11 | 12 | 2025 | Winter | S, [MVA] | 0 | 0 | 5.6012 | 3.2489 | 2.695 | 2.4972 | 2.3145 | 2.4148 | 7.4752 | 8.0339 | 8.123 | 8.1368 | 8.1187 | 8.1433 | 8.143 | 4.3743 | 3.8904 | 3.9433 | 4.0994 | 7.6499 | 7.0708 | 7.2363 | 7.2058 | 6.8754 | 5.1664 | 3.8745
DSO | 1 | 8 | 11 | 12 | 2025 | Winter | S, [%] | 0 | 0 | 26.81% | 15.55% | 12.9% | 11.95% | 11.08% | 11.56% | 35.78% | 38.46% | 38.89% | 38.95% | 38.86% | 38.98% | 38.98% | 20.94% | 18.62% | 18.88% | 19.62% | 36.62% | 33.85% | 34.64% | 34.49% | 32.91% | 24.73% | 18.55%
DSO | 1 | 8 | 12 | 11 | 2025 | Winter | S, [MVA] | 0 | 0 | 5.5609 | 3.2311 | 2.6816 | 2.4899 | 2.3085 | 2.4091 | 7.3953 | 7.9379 | 8.0222 | 8.0216 | 8.0266 | 8.022 | 8.0221 | 4.3507 | 3.871 | 3.9231 | 4.0775 | 7.5631 | 6.9956 | 7.1595 | 7.1304 | 6.8082 | 5.13 | 3.8547
DSO | 1 | 8 | 12 | 11 | 2025 | Winter | S, [%] | 0 | 0 | 26.62% | 15.47% | 12.84% | 11.92% | 11.05% | 11.53% | 35.4% | 38% | 38.4% | 38.4% | 38.42% | 38.4% | 38.4% | 20.83% | 18.53% | 18.78% | 19.52% | 36.2% | 33.49% | 34.27% | 34.13% | 32.59% | 24.56% | 18.45%
DSO | 1 | 9 | 12 | 13 | 2025 | Winter | P, [MW] | 0 | 0 | 5.5542 | 2.9706 | 2.6092 | 2.4838 | 2.3018 | 2.3989 | 7.366 | 7.9004 | 7.9907 | 7.9669 | 7.9541 | 7.9779 | 7.9815 | 4.1025 | 3.5857 | 3.6643 | 3.8584 | 7.5278 | 6.9645 | 7.1141 | 7.0796 | 6.7421 | 5.0381 | 3.6865
DSO | 1 | 9 | 12 | 13 | 2025 | Winter | P, [%] | 0 | 0 | 23.83% | 12.74% | 11.19% | 10.65% | 9.874% | 10.29% | 31.6% | 33.89% | 34.28% | 34.18% | 34.12% | 34.22% | 34.24% | 17.6% | 15.38% | 15.72% | 16.55% | 32.29% | 29.88% | 30.52% | 30.37% | 28.92% | 21.61% | 15.81%
DSO | 1 | 9 | 13 | 12 | 2025 | Winter | P, [MW] | 0 | 0 | -5.5541 | -2.9706 | -2.6091 | -2.4838 | -2.3018 | -2.3989 | -7.3658 | -7.9001 | -7.9905 | -7.9667 | -7.9538 | -7.9777 | -7.9812 | -4.1025 | -3.5856 | -3.6643 | -3.8583 | -7.5275 | -6.9643 | -7.1139 | -7.0794 | -6.7419 | -5.038 | -3.6864
DSO | 1 | 9 | 13 | 12 | 2025 | Winter | P, [%] | 0 | 0 | 23.83% | 12.74% | 11.19% | 10.65% | 9.874% | 10.29% | 31.6% | 33.89% | 34.28% | 34.17% | 34.12% | 34.22% | 34.24% | 17.6% | 15.38% | 15.72% | 16.55% | 32.29% | 29.87% | 30.52% | 30.37% | 28.92% | 21.61% | 15.81%
DSO | 1 | 9 | 12 | 13 | 2025 | Winter | Q, [MVAr] | 0 | 0 | 0.096037 | -1.2511 | -0.5876 | 0.028499 | 0.062622 | 0.14844 | 0.59209 | 0.71319 | 0.64502 | 0.88841 | -1.0254 | 0.78647 | 0.75045 | -1.4255 | -1.4378 | -1.3795 | -1.295 | -0.65976 | -0.58649 | -0.74436 | -0.7924 | -0.89705 | -0.92914 | -1.1006
DSO | 1 | 9 | 12 | 13 | 2025 | Winter | Q, [%] | 0 | 0 | 0.412% | 5.367% | 2.521% | 0.1223% | 0.2686% | 0.6368% | 2.54% | 3.059% | 2.767% | 3.811% | 4.399% | 3.374% | 3.219% | 6.115% | 6.168% | 5.918% | 5.555% | 2.83% | 2.516% | 3.193% | 3.399% | 3.848% | 3.986% | 4.721%
DSO | 1 | 9 | 13 | 12 | 2025 | Winter | Q, [MVAr] | 0 | 0 | -0.098043 | 1.2489 | 0.5854 | -0.030701 | -0.064824 | -0.15064 | -0.59394 | -0.71497 | -0.64672 | -0.88992 | 1.024 | -0.78787 | -0.75185 | 1.424 | 1.4362 | 1.378 | 1.2935 | 0.65832 | 0.58504 | 0.74292 | 0.79096 | 0.89561 | 0.92759 | 1.0986
DSO | 1 | 9 | 13 | 12 | 2025 | Winter | Q, [%] | 0 | 0 | 0.4206% | 5.357% | 2.511% | 0.1317% | 0.2781% | 0.6462% | 2.548% | 3.067% | 2.774% | 3.817% | 4.393% | 3.38% | 3.225% | 6.108% | 6.161% | 5.911% | 5.549% | 2.824% | 2.51% | 3.187% | 3.393% | 3.842% | 3.979% | 4.713%
DSO | 1 | 9 | 12 | 13 | 2025 | Winter | S, [MVA] | 0 | 0 | 5.555 | 3.2233 | 2.6745 | 2.4839 | 2.3027 | 2.4035 | 7.3898 | 7.9325 | 8.0167 | 8.0163 | 8.0199 | 8.0166 | 8.0167 | 4.3431 | 3.8632 | 3.9154 | 4.0699 | 7.5566 | 6.9892 | 7.153 | 7.1238 | 6.8015 | 5.123 | 3.8472
DSO | 1 | 9 | 12 | 13 | 2025 | Winter | S, [%] | 0 | 0 | 23.83% | 13.83% | 11.47% | 10.66% | 9.878% | 10.31% | 31.7% | 34.03% | 34.39% | 34.39% | 34.4% | 34.39% | 34.39% | 18.63% | 16.57% | 16.8% | 17.46% | 32.42% | 29.98% | 30.68% | 30.56% | 29.18% | 21.98% | 16.5%
DSO | 1 | 9 | 13 | 12 | 2025 | Winter | S, [MVA] | 0 | 0 | 5.555 | 3.2224 | 2.674 | 2.484 | 2.3027 | 2.4036 | 7.3897 | 7.9324 | 8.0166 | 8.0163 | 8.0195 | 8.0165 | 8.0166 | 4.3426 | 3.8626 | 3.9148 | 4.0694 | 7.5563 | 6.9889 | 7.1526 | 7.1234 | 6.8011 | 5.1226 | 3.8466
DSO | 1 | 9 | 13 | 12 | 2025 | Winter | S, [%] | 0 | 0 | 23.83% | 13.82% | 11.47% | 10.66% | 9.878% | 10.31% | 31.7% | 34.03% | 34.39% | 34.39% | 34.4% | 34.39% | 34.39% | 18.63% | 16.57% | 16.79% | 17.46% | 32.41% | 29.98% | 30.68% | 30.56% | 29.17% | 21.97% | 16.5%
DSO | 1 | 10 | 13 | 8 | 2025 | Winter | P, [MW] | 0 | 0 | 0.0059885 | 0.0059885 | 0.0059885 | 0.0059885 | 0.0059885 | 0.0059885 | 0.0059886 | 0.0059886 | 0.0059886 | 0.0059886 | 0.0059886 | 0.0059886 | 0.0059886 | 0.0059885 | 0.0059885 | 0.0059885 | 0.0059885 | 0.0059886 | 0.0059886 | 0.0059886 | 0.0059886 | 0.0059886 | 0.0059885 | 0.0059885
DSO | 1 | 10 | 13 | 8 | 2025 | Winter | P, [%] | 0 | 0 | 0.02569% | 0.02569% | 0.02569% | 0.02569% | 0.02569% | 0.02569% | 0.02569% | 0.02569% | 0.02569% | 0.02569% | 0.02569% | 0.02569% | 0.02569% | 0.02569% | 0.02569% | 0.02569% | 0.02569% | 0.02569% | 0.02569% | 0.02569% | 0.02569% | 0.02569% | 0.02569% | 0.02569%
DSO | 1 | 10 | 8 | 13 | 2025 | Winter | P, [MW] | 0 | 0 | -0.0059885 | -0.0059885 | -0.0059885 | -0.0059885 | -0.0059885 | -0.0059885 | -0.0059886 | -0.0059886 | -0.0059886 | -0.0059886 | -0.0059886 | -0.0059886 | -0.0059886 | -0.0059885 | -0.0059885 | -0.0059885 | -0.0059885 | -0.0059886 | -0.0059886 | -0.0059886 | -0.0059886 | -0.0059886 | -0.0059885 | -0.0059885
DSO | 1 | 10 | 8 | 13 | 2025 | Winter | P, [%] | 0 | 0 | 0.02569% | 0.02569% | 0.02569% | 0.02569% | 0.02569% | 0.02569% | 0.02569% | 0.02569% | 0.02569% | 0.02569% | 0.02569% | 0.02569% | 0.02569% | 0.02569% | 0.02569% | 0.02569% | 0.02569% | 0.02569% | 0.02569% | 0.02569% | 0.02569% | 0.02569% | 0.02569% | 0.02569%
DSO | 1 | 10 | 13 | 8 | 2025 | Winter | Q, [MVAr] | 0 | 0 | -0.0080099 | -0.0081292 | -0.0081672 | -0.0081597 | -0.0081583 | -0.0081602 | -0.0078982 | -0.0078434 | -0.0077784 | -0.0075936 | -0.0075187 | -0.0074922 | -0.0074908 | -0.0075356 | -0.007531 | -0.0075233 | -0.0075242 | -0.0075158 | -0.0075068 | -0.0075051 | -0.0075033 | -0.0074989 | -0.0075445 | -0.0079525
DSO | 1 | 10 | 13 | 8 | 2025 | Winter | Q, [%] | 0 | 0 | 0.03436% | 0.03487% | 0.03503% | 0.035% | 0.035% | 0.035% | 0.03388% | 0.03365% | 0.03337% | 0.03257% | 0.03225% | 0.03214% | 0.03213% | 0.03233% | 0.03231% | 0.03227% | 0.03228% | 0.03224% | 0.0322% | 0.03219% | 0.03219% | 0.03217% | 0.03236% | 0.03411%
DSO | 1 | 10 | 8 | 13 | 2025 | Winter | Q, [MVAr] | 0 | 0 | 0.0058527 | 0.0058577 | 0.0058555 | 0.0058534 | 0.0058532 | 0.0058528 | 0.0058503 | 0.0058496 | 0.00585 | 0.0058482 | 0.0058586 | 0.0058485 | 0.0058487 | 0.0058612 | 0.005861 | 0.0058608 | 0.0058604 | 0.0058567 | 0.0058564 | 0.0058577 | 0.0058574 | 0.005858 | 0.0058581 | 0.005858
DSO | 1 | 10 | 8 | 13 | 2025 | Winter | Q, [%] | 0 | 0 | 0.02511% | 0.02513% | 0.02512% | 0.02511% | 0.02511% | 0.02511% | 0.0251% | 0.02509% | 0.02509% | 0.02509% | 0.02513% | 0.02509% | 0.02509% | 0.02514% | 0.02514% | 0.02514% | 0.02514% | 0.02512% | 0.02512% | 0.02513% | 0.02513% | 0.02513% | 0.02513% | 0.02513%
DSO | 1 | 10 | 13 | 8 | 2025 | Winter | S, [MVA] | 0 | 0 | 0.010001 | 0.010097 | 0.010127 | 0.010121 | 0.01012 | 0.010122 | 0.0099118 | 0.0098683 | 0.0098167 | 0.0096709 | 0.0096122 | 0.0095915 | 0.0095904 | 0.0096253 | 0.0096218 | 0.0096157 | 0.0096164 | 0.0096099 | 0.0096029 | 0.0096016 | 0.0096001 | 0.0095967 | 0.0096324 | 0.0099551
DSO | 1 | 10 | 13 | 8 | 2025 | Winter | S, [%] | 0 | 0 | 0.0429% | 0.04331% | 0.04344% | 0.04342% | 0.04341% | 0.04342% | 0.04252% | 0.04233% | 0.04211% | 0.04149% | 0.04123% | 0.04114% | 0.04114% | 0.04129% | 0.04127% | 0.04125% | 0.04125% | 0.04122% | 0.04119% | 0.04119% | 0.04118% | 0.04117% | 0.04132% | 0.0427%
DSO | 1 | 10 | 8 | 13 | 2025 | Winter | S, [MVA] | 0 | 0 | 0.0083735 | 0.008377 | 0.0083754 | 0.008374 | 0.0083739 | 0.0083735 | 0.0083719 | 0.0083714 | 0.0083717 | 0.0083705 | 0.0083778 | 0.0083707 | 0.0083708 | 0.0083795 | 0.0083793 | 0.0083792 | 0.0083789 | 0.0083764 | 0.0083762 | 0.0083771 | 0.0083769 | 0.0083774 | 0.0083773 | 0.0083772
DSO | 1 | 10 | 8 | 13 | 2025 | Winter | S, [%] | 0 | 0 | 0.03592% | 0.03593% | 0.03593% | 0.03592% | 0.03592% | 0.03592% | 0.03591% | 0.03591% | 0.03591% | 0.03591% | 0.03594% | 0.03591% | 0.03591% | 0.03595% | 0.03594% | 0.03594% | 0.03594% | 0.03593% | 0.03593% | 0.03594% | 0.03593% | 0.03594% | 0.03594% | 0.03594%
DSO | 1 | 11 | 15 | 16 | 2025 | Winter | P, [MW] | 0 | 0 | 2.7689 | 2.3127 | 1.8287 | 1.669 | 1.6395 | 1.8328 | 2.9756 | 2.934 | 3.5427 | 2.9663 | 8.1205 | 8.0301 | 8.1039 | 7.8547 | 7.5932 | 7.3446 | 7.544 | 8.6898 | 8.1178 | 7.8905 | 7.8329 | 7.3762 | 6.3136 | 3.9633
DSO | 1 | 11 | 15 | 16 | 2025 | Winter | P, [%] | 0 | 0 | 13.25% | 11.07% | 8.754% | 7.99% | 7.848% | 8.774% | 14.24% | 14.05% | 16.96% | 14.2% | 38.87% | 38.44% | 38.79% | 37.6% | 36.35% | 35.16% | 36.11% | 41.6% | 38.86% | 37.77% | 37.5% | 35.31% | 30.22% | 18.97%
DSO | 1 | 11 | 16 | 15 | 2025 | Winter | P, [MW] | 0 | 0 | -2.7533 | -2.3 | -1.818 | -1.6586 | -1.6289 | -1.8219 | -2.9572 | -2.915 | -3.5183 | -2.9454 | -8.0036 | -7.916 | -7.9877 | -7.7453 | -7.4907 | -7.2485 | -7.4427 | -8.5561 | -8.0009 | -7.78 | -7.7239 | -7.2793 | -6.2418 | -3.9375
DSO | 1 | 11 | 16 | 15 | 2025 | Winter | P, [%] | 0 | 0 | 13.18% | 11.01% | 8.703% | 7.94% | 7.798% | 8.722% | 14.16% | 13.95% | 16.84% | 14.1% | 38.31% | 37.89% | 38.24% | 37.08% | 35.86% | 34.7% | 35.63% | 40.96% | 38.3% | 37.24% | 36.97% | 34.85% | 29.88% | 18.85%
DSO | 1 | 11 | 15 | 16 | 2025 | Winter | Q, [MVAr] | 0 | 0 | -2.0033 | -2.1334 | -2.2762 | -2.3442 | -2.3927 | -2.2992 | -2.0735 | -2.1548 | -1.9613 | -1.9934 | 0.70775 | 0.57766 | 0.50322 | 0.34203 | 0.17988 | 0.033594 | 0.13875 | 0.63091 | 0.33778 | 0.21924 | 0.13437 | 0.033886 | -1.2212 | -1.6742
DSO | 1 | 11 | 15 | 16 | 2025 | Winter | Q, [%] | 0 | 0 | 9.59% | 10.21% | 10.9% | 11.22% | 11.45% | 11.01% | 9.926% | 10.32% | 9.389% | 9.542% | 3.388% | 2.765% | 2.409% | 1.637% | 0.8611% | 0.1608% | 0.6642% | 3.02% | 1.617% | 1.05% | 0.6432% | 0.1622% | 5.846% | 8.015%
DSO | 1 | 11 | 16 | 15 | 2025 | Winter | Q, [MVAr] | 0 | 0 | 1.9909 | 2.1156 | 2.2549 | 2.3225 | 2.3712 | 2.2781 | 2.0665 | 2.1494 | 1.9644 | 1.9944 | -0.57161 | -0.44533 | -0.36799 | -0.2162 | -0.063544 | 0.07405 | -0.023962 | -0.47149 | -0.20151 | -0.091818 | -0.0090669 | 0.074895 | 1.2944 | 1.6775
DSO | 1 | 11 | 16 | 15 | 2025 | Winter | Q, [%] | 0 | 0 | 9.531% | 10.13% | 10.79% | 11.12% | 11.35% | 10.91% | 9.893% | 10.29% | 9.404% | 9.547% | 2.736% | 2.132% | 1.762% | 1.035% | 0.3042% | 0.3545% | 0.1147% | 2.257% | 0.9646% | 0.4395% | 0.0434% | 0.3585% | 6.196% | 8.03%
DSO | 1 | 11 | 15 | 16 | 2025 | Winter | S, [MVA] | 0 | 0 | 3.4176 | 3.1464 | 2.9198 | 2.8776 | 2.9005 | 2.9403 | 3.6268 | 3.6403 | 4.0494 | 3.5738 | 8.1512 | 8.0509 | 8.1195 | 7.8621 | 7.5953 | 7.3447 | 7.5453 | 8.7127 | 8.1249 | 7.8935 | 7.834 | 7.3763 | 6.4306 | 4.3025
DSO | 1 | 11 | 15 | 16 | 2025 | Winter | S, [%] | 0 | 0 | 16.36% | 15.06% | 13.98% | 13.78% | 13.88% | 14.08% | 17.36% | 17.43% | 19.38% | 17.11% | 39.02% | 38.54% | 38.87% | 37.64% | 36.36% | 35.16% | 36.12% | 41.71% | 38.89% | 37.79% | 37.5% | 35.31% | 30.78% | 20.6%
DSO | 1 | 11 | 16 | 15 | 2025 | Winter | S, [MVA] | 0 | 0 | 3.3977 | 3.125 | 2.8965 | 2.8539 | 2.8768 | 2.9171 | 3.6077 | 3.6218 | 4.0296 | 3.5571 | 8.0239 | 7.9285 | 7.9962 | 7.7483 | 7.491 | 7.2489 | 7.4427 | 8.5691 | 8.0035 | 7.7805 | 7.7239 | 7.2797 | 6.3746 | 4.2799
DSO | 1 | 11 | 16 | 15 | 2025 | Winter | S, [%] | 0 | 0 | 16.26% | 14.96% | 13.87% | 13.66% | 13.77% | 13.96% | 17.27% | 17.34% | 19.29% | 17.03% | 38.41% | 37.95% | 38.28% | 37.09% | 35.86% | 34.7% | 35.63% | 41.02% | 38.31% | 37.25% | 36.97% | 34.85% | 30.52% | 20.49%
DSO | 1 | 13 | 16 | 18 | 2025 | Winter | P, [MW] | 0 | 0 | 2.6849 | 2.3121 | 1.8985 | 1.7742 | 1.6684 | 1.7321 | 2.4348 | 2.3445 | 2.9157 | 2.6771 | 6.7594 | 6.8402 | 6.7245 | 6.4177 | 6.147 | 5.9126 | 5.9747 | 6.5852 | 6.3224 | 6.3298 | 6.2837 | 5.9752 | 5.1844 | 3.382
DSO | 1 | 13 | 16 | 18 | 2025 | Winter | P, [%] | 0 | 0 | 11.52% | 9.918% | 8.144% | 7.611% | 7.157% | 7.43% | 10.44% | 10.06% | 12.51% | 11.48% | 29% | 29.34% | 28.85% | 27.53% | 26.37% | 25.36% | 25.63% | 28.25% | 27.12% | 27.15% | 26.96% | 25.63% | 22.24% | 14.51%
DSO | 1 | 13 | 18 | 16 | 2025 | Winter | P, [MW] | 0 | 0 | -2.6846 | -2.3118 | -1.8983 | -1.774 | -1.6682 | -1.7319 | -2.4345 | -2.3442 | -2.9153 | -2.6767 | -6.7572 | -6.838 | -6.7223 | -6.4157 | -6.1452 | -5.9109 | -5.973 | -6.5831 | -6.3205 | -6.3279 | -6.2818 | -5.9735 | -5.1832 | -3.3816
DSO | 1 | 13 | 18 | 16 | 2025 | Winter | P, [%] | 0 | 0 | 11.52% | 9.917% | 8.143% | 7.61% | 7.156% | 7.429% | 10.44% | 10.06% | 12.51% | 11.48% | 28.99% | 29.33% | 28.84% | 27.52% | 26.36% | 25.36% | 25.62% | 28.24% | 27.11% | 27.14% | 26.95% | 25.62% | 22.23% | 14.51%
DSO | 1 | 13 | 16 | 18 | 2025 | Winter | Q, [MVAr] | 0 | 0 | -1.1552 | -1.2576 | -1.3758 | -1.4244 | -1.4645 | -1.421 | -1.2857 | -1.3751 | -1.207 | -1.1784 | 0.95457 | 0.90208 | 0.83283 | 0.70603 | 0.56116 | 0.435 | 0.4281 | 0.65006 | 0.49812 | 0.48871 | 0.45172 | 0.38924 | -0.55576 | -0.91466
DSO | 1 | 13 | 16 | 18 | 2025 | Winter | Q, [%] | 0 | 0 | 4.955% | 5.395% | 5.902% | 6.11% | 6.282% | 6.096% | 5.515% | 5.899% | 5.178% | 5.055% | 4.095% | 3.87% | 3.573% | 3.029% | 2.407% | 1.866% | 1.836% | 2.789% | 2.137% | 2.096% | 1.938% | 1.67% | 2.384% | 3.924%
DSO | 1 | 13 | 18 | 16 | 2025 | Winter | Q, [MVAr] | 0 | 0 | 1.1309 | 1.2322 | 1.3498 | 1.3984 | 1.4385 | 1.395 | 1.2624 | 1.3524 | 1.1851 | 1.1585 | -0.97123 | -0.91871 | -0.84949 | -0.72279 | -0.578 | -0.45189 | -0.44497 | -0.66676 | -0.5149 | -0.50547 | -0.4685 | -0.40611 | 0.53792 | 0.89152
DSO | 1 | 13 | 18 | 16 | 2025 | Winter | Q, [%] | 0 | 0 | 4.851% | 5.286% | 5.79% | 5.999% | 6.171% | 5.984% | 5.415% | 5.801% | 5.084% | 4.97% | 4.166% | 3.941% | 3.644% | 3.101% | 2.479% | 1.938% | 1.909% | 2.86% | 2.209% | 2.168% | 2.01% | 1.742% | 2.308% | 3.824%
DSO | 1 | 13 | 16 | 18 | 2025 | Winter | S, [MVA] | 0 | 0 | 2.9229 | 2.6319 | 2.3446 | 2.2752 | 2.22 | 2.2404 | 2.7534 | 2.718 | 3.1556 | 2.9249 | 6.8265 | 6.8995 | 6.7758 | 6.4564 | 6.1726 | 5.9286 | 5.99 | 6.6173 | 6.342 | 6.3487 | 6.3 | 5.9879 | 5.2141 | 3.5035
DSO | 1 | 13 | 16 | 18 | 2025 | Winter | S, [%] | 0 | 0 | 12.54% | 11.29% | 10.06% | 9.76% | 9.523% | 9.611% | 11.81% | 11.66% | 13.54% | 12.55% | 29.28% | 29.6% | 29.07% | 27.7% | 26.48% | 25.43% | 25.7% | 28.39% | 27.21% | 27.23% | 27.02% | 25.69% | 22.37% | 15.03%
DSO | 1 | 13 | 18 | 16 | 2025 | Winter | S, [MVA] | 0 | 0 | 2.9131 | 2.6197 | 2.3293 | 2.2589 | 2.2028 | 2.2238 | 2.7424 | 2.7063 | 3.147 | 2.9167 | 6.8266 | 6.8994 | 6.7757 | 6.4563 | 6.1723 | 5.9281 | 5.9896 | 6.6168 | 6.3414 | 6.3481 | 6.2993 | 5.9873 | 5.211 | 3.4971
DSO | 1 | 13 | 18 | 16 | 2025 | Winter | S, [%] | 0 | 0 | 12.5% | 11.24% | 9.992% | 9.69% | 9.449% | 9.54% | 11.76% | 11.61% | 13.5% | 12.51% | 29.28% | 29.6% | 29.07% | 27.7% | 26.48% | 25.43% | 25.69% | 28.38% | 27.2% | 27.23% | 27.02% | 25.68% | 22.35% | 15%
DSO | 1 | 14 | 18 | 19 | 2025 | Winter | P, [MW] | 0 | 0 | 2.6786 | 2.3058 | 1.8923 | 1.768 | 1.6623 | 1.7259 | 2.4285 | 2.3382 | 2.9093 | 2.6707 | 6.7512 | 6.832 | 6.7163 | 6.4097 | 6.1392 | 5.9049 | 5.967 | 6.5772 | 6.3145 | 6.3219 | 6.2758 | 5.9675 | 5.1772 | 3.3756
DSO | 1 | 14 | 18 | 19 | 2025 | Winter | P, [%] | 0 | 0 | 12.82% | 11.04% | 9.059% | 8.464% | 7.957% | 8.262% | 11.63% | 11.19% | 13.93% | 12.78% | 32.32% | 32.7% | 32.15% | 30.68% | 29.39% | 28.27% | 28.56% | 31.49% | 30.23% | 30.26% | 30.04% | 28.57% | 24.78% | 16.16%
DSO | 1 | 14 | 19 | 18 | 2025 | Winter | P, [MW] | 0 | 0 | -2.6643 | -2.2947 | -1.8838 | -1.76 | -1.6546 | -1.7182 | -2.4152 | -2.325 | -2.8907 | -2.6532 | -6.6437 | -6.7222 | -6.6103 | -6.3133 | -6.0509 | -5.8233 | -5.8837 | -6.4759 | -6.2213 | -6.2286 | -6.1839 | -5.8843 | -5.1165 | -3.3539
DSO | 1 | 14 | 19 | 18 | 2025 | Winter | P, [%] | 0 | 0 | 12.75% | 10.98% | 9.018% | 8.425% | 7.921% | 8.225% | 11.56% | 11.13% | 13.84% | 12.7% | 31.8% | 32.18% | 31.64% | 30.22% | 28.97% | 27.88% | 28.17% | 31% | 29.78% | 29.82% | 29.6% | 28.17% | 24.49% | 16.06%
DSO | 1 | 14 | 18 | 19 | 2025 | Winter | Q, [MVAr] | 0 | 0 | -1.125 | -1.2263 | -1.344 | -1.3925 | -1.4326 | -1.3891 | -1.2566 | -1.3465 | -1.1793 | -1.1526 | 0.97708 | 0.92456 | 0.85534 | 0.72864 | 0.58385 | 0.45774 | 0.45082 | 0.67261 | 0.52075 | 0.51133 | 0.47435 | 0.41196 | -0.53206 | -0.88566
DSO | 1 | 14 | 18 | 19 | 2025 | Winter | Q, [%] | 0 | 0 | 5.385% | 5.87% | 6.434% | 6.666% | 6.858% | 6.65% | 6.015% | 6.446% | 5.645% | 5.518% | 4.677% | 4.426% | 4.095% | 3.488% | 2.795% | 2.191% | 2.158% | 3.22% | 2.493% | 2.448% | 2.271% | 1.972% | 2.547% | 4.24%
DSO | 1 | 14 | 19 | 18 | 2025 | Winter | Q, [MVAr] | 0 | 0 | 1.1018 | 1.1967 | 1.3099 | 1.3577 | 1.3972 | 1.3539 | 1.2338 | 1.3246 | 1.1663 | 1.1416 | -0.85973 | -0.80404 | -0.74007 | -0.62657 | -0.49298 | -0.37613 | -0.36689 | -0.56388 | -0.42315 | -0.41346 | -0.3784 | -0.32809 | 0.58351 | 0.87466
DSO | 1 | 14 | 19 | 18 | 2025 | Winter | Q, [%] | 0 | 0 | 5.274% | 5.729% | 6.27% | 6.499% | 6.689% | 6.481% | 5.906% | 6.341% | 5.583% | 5.465% | 4.116% | 3.849% | 3.543% | 2.999% | 2.36% | 1.801% | 1.756% | 2.699% | 2.026% | 1.979% | 1.811% | 1.571% | 2.793% | 4.187%
DSO | 1 | 14 | 18 | 19 | 2025 | Winter | S, [MVA] | 0 | 0 | 2.9053 | 2.6116 | 2.321 | 2.2506 | 2.1944 | 2.2155 | 2.7344 | 2.6982 | 3.1392 | 2.9088 | 6.8215 | 6.8942 | 6.7705 | 6.451 | 6.1669 | 5.9226 | 5.984 | 6.6115 | 6.3359 | 6.3426 | 6.2937 | 5.9817 | 5.2045 | 3.4899
DSO | 1 | 14 | 18 | 19 | 2025 | Winter | S, [%] | 0 | 0 | 13.91% | 12.5% | 11.11% | 10.77% | 10.5% | 10.61% | 13.09% | 12.92% | 15.03% | 13.92% | 32.66% | 33% | 32.41% | 30.88% | 29.52% | 28.35% | 28.65% | 31.65% | 30.33% | 30.36% | 30.13% | 28.63% | 24.91% | 16.71%
DSO | 1 | 14 | 19 | 18 | 2025 | Winter | S, [MVA] | 0 | 0 | 2.8831 | 2.588 | 2.2944 | 2.2228 | 2.1656 | 2.1875 | 2.7121 | 2.6758 | 3.1171 | 2.8883 | 6.6991 | 6.7701 | 6.6516 | 6.3443 | 6.071 | 5.8355 | 5.8952 | 6.5004 | 6.2357 | 6.2423 | 6.1954 | 5.8935 | 5.1496 | 3.466
DSO | 1 | 14 | 19 | 18 | 2025 | Winter | S, [%] | 0 | 0 | 13.8% | 12.39% | 10.98% | 10.64% | 10.37% | 10.47% | 12.98% | 12.81% | 14.92% | 13.83% | 32.07% | 32.41% | 31.84% | 30.37% | 29.06% | 27.93% | 28.22% | 31.12% | 29.85% | 29.88% | 29.66% | 28.21% | 24.65% | 16.59%
DSO | 1 | 15 | 21 | 10 | 2025 | Winter | P, [MW] | 0 | 0 | -5.2681 | -5.5334 | -5.4956 | -5.6401 | -5.6929 | -6.105 | -6.5913 | -7.4644 | -7.3669 | -7.6 | -4.1619 | -4.5237 | -4.4303 | -4.8108 | -7.1137 | -7.112 | -4.4642 | -4.7092 | -4.9619 | -4.6509 | -4.4635 | -4.187 | -4.4745 | -4.9394
DSO | 1 | 15 | 21 | 10 | 2025 | Winter | P, [%] | 0 | 0 | 20.72% | 21.76% | 21.61% | 22.18% | 22.39% | 24.01% | 25.92% | 29.35% | 28.97% | 29.88% | 16.37% | 17.79% | 17.42% | 18.92% | 27.97% | 27.97% | 17.55% | 18.52% | 19.51% | 18.29% | 17.55% | 16.46% | 17.59% | 19.42%
DSO | 1 | 15 | 10 | 21 | 2025 | Winter | P, [MW] | 0 | 0 | 5.2789 | 5.5448 | 5.5067 | 5.6518 | 5.7047 | 6.1186 | 6.609 | 7.4877 | 7.3905 | 7.6276 | 4.1709 | 4.5343 | 4.4405 | 4.8226 | 7.1397 | 7.1379 | 4.4744 | 4.7204 | 4.9743 | 4.6618 | 4.4737 | 4.196 | 4.4845 | 4.9493
DSO | 1 | 15 | 10 | 21 | 2025 | Winter | P, [%] | 0 | 0 | 20.76% | 21.8% | 21.65% | 22.22% | 22.43% | 24.06% | 25.99% | 29.44% | 29.06% | 29.99% | 16.4% | 17.83% | 17.46% | 18.96% | 28.07% | 28.07% | 17.59% | 18.56% | 19.56% | 18.33% | 17.59% | 16.5% | 17.63% | 19.46%
DSO | 1 | 15 | 21 | 10 | 2025 | Winter | Q, [MVAr] | 0 | 0 | -0.45783 | -0.46563 | -0.38126 | -0.43996 | -0.42321 | -0.48128 | -0.50979 | -0.69855 | 0.49566 | 0.51619 | 0.59757 | 0.69212 | 0.59392 | 0.43478 | 0.61029 | -0.52645 | 0.32752 | 0.15706 | 0.11859 | -0.41295 | 0.23357 | -0.55369 | -0.41036 | -0.45292
DSO | 1 | 15 | 21 | 10 | 2025 | Winter | Q, [%] | 0 | 0 | 1.8% | 1.831% | 1.499% | 1.73% | 1.664% | 1.892% | 2.005% | 2.747% | 1.949% | 2.03% | 2.35% | 2.722% | 2.335% | 1.71% | 2.4% | 2.07% | 1.288% | 0.6176% | 0.4663% | 1.624% | 0.9185% | 2.177% | 1.614% | 1.781%
DSO | 1 | 15 | 10 | 21 | 2025 | Winter | Q, [MVAr] | 0 | 0 | -0.1114 | -0.12647 | -0.22268 | -0.16305 | -0.17905 | -0.12027 | -0.027945 | 0.17922 | -0.99767 | -0.96658 | -1.0386 | -1.1311 | -1.0328 | -0.8701 | -1.0307 | 0.10788 | -0.76141 | -0.5958 | -0.55308 | -0.021988 | -0.66879 | 0.11956 | -0.032182 | -0.095245
DSO | 1 | 15 | 10 | 21 | 2025 | Winter | Q, [%] | 0 | 0 | 0.438% | 0.4973% | 0.8756% | 0.6411% | 0.7041% | 0.4729% | 0.1099% | 0.7047% | 3.923% | 3.801% | 4.084% | 4.448% | 4.061% | 3.421% | 4.053% | 0.4242% | 2.994% | 2.343% | 2.175% | 0.08646% | 2.63% | 0.4701% | 0.1265% | 0.3745%
DSO | 1 | 15 | 21 | 10 | 2025 | Winter | S, [MVA] | 0 | 0 | 5.2879 | 5.5529 | 5.5088 | 5.6572 | 5.7086 | 6.1239 | 6.611 | 7.497 | 7.3835 | 7.6175 | 4.2046 | 4.5763 | 4.4699 | 4.8304 | 7.1398 | 7.1315 | 4.4762 | 4.7118 | 4.9633 | 4.6692 | 4.4696 | 4.2235 | 4.4932 | 4.9601
DSO | 1 | 15 | 21 | 10 | 2025 | Winter | S, [%] | 0 | 0 | 20.79% | 21.84% | 21.66% | 22.25% | 22.45% | 24.08% | 26% | 29.48% | 29.03% | 29.95% | 16.53% | 17.99% | 17.58% | 18.99% | 28.08% | 28.04% | 17.6% | 18.53% | 19.52% | 18.36% | 17.58% | 16.61% | 17.67% | 19.5%
DSO | 1 | 15 | 10 | 21 | 2025 | Winter | S, [MVA] | 0 | 0 | 5.28 | 5.5463 | 5.5112 | 5.6541 | 5.7076 | 6.1198 | 6.6091 | 7.4898 | 7.4575 | 7.6886 | 4.2983 | 4.6733 | 4.559 | 4.9005 | 7.2137 | 7.1387 | 4.5388 | 4.7578 | 5.005 | 4.6619 | 4.5234 | 4.1977 | 4.4846 | 4.9502
DSO | 1 | 15 | 10 | 21 | 2025 | Winter | S, [%] | 0 | 0 | 20.76% | 21.81% | 21.67% | 22.23% | 22.44% | 24.06% | 25.99% | 29.45% | 29.32% | 30.23% | 16.9% | 18.38% | 17.93% | 19.27% | 28.37% | 28.07% | 17.85% | 18.71% | 19.68% | 18.33% | 17.79% | 16.51% | 17.63% | 19.47%
DSO | 1 | 16 | 23 | 27 | 2025 | Winter | P, [MW] | 0 | 0 | 3.7007 | 3.9427 | 3.9606 | 4.0686 | 4.0966 | 4.2884 | 4.5818 | 5.0659 | 5.2678 | 4.5606 | 2.1704 | 2.3801 | 2.5891 | 2.3617 | 5.0569 | 4.891 | 2.3651 | 2.8621 | 3.0383 | 2.7778 | 2.7717 | 2.5766 | 2.9907 | 3.3068
DSO | 1 | 16 | 23 | 27 | 2025 | Winter | P, [%] | 0 | 0 | 10.72% | 11.42% | 11.48% | 11.79% | 11.87% | 12.43% | 13.28% | 14.68% | 15.26% | 13.21% | 6.289% | 6.896% | 7.502% | 6.843% | 14.65% | 14.17% | 6.853% | 8.293% | 8.803% | 8.048% | 8.031% | 7.466% | 8.665% | 9.581%
DSO | 1 | 16 | 27 | 23 | 2025 | Winter | P, [MW] | 0 | 0 | -3.6987 | -3.9405 | -3.9584 | -4.0663 | -4.0943 | -4.2858 | -4.5785 | -5.0618 | -5.2635 | -4.5571 | -2.1695 | -2.379 | -2.5879 | -2.3607 | -5.0523 | -4.8863 | -2.3641 | -2.8606 | -3.0366 | -2.7763 | -2.7703 | -2.5752 | -2.989 | -3.3051
DSO | 1 | 16 | 27 | 23 | 2025 | Winter | P, [%] | 0 | 0 | 10.72% | 11.42% | 11.47% | 11.78% | 11.86% | 12.42% | 13.27% | 14.67% | 15.25% | 13.2% | 6.286% | 6.893% | 7.498% | 6.84% | 14.64% | 14.16% | 6.85% | 8.288% | 8.798% | 8.044% | 8.027% | 7.461% | 8.66% | 9.576%
DSO | 1 | 16 | 23 | 27 | 2025 | Winter | Q, [MVAr] | 0 | 0 | 0.87971 | 0.86468 | 0.80329 | 0.89558 | 0.90413 | 1.025 | 1.1718 | 1.4521 | 0.1099 | 0.10357 | -0.32846 | -0.21965 | -0.11972 | -0.17795 | 0.24788 | 1.3609 | 0.009434 | 0.26114 | 0.34995 | 0.66334 | 0.18663 | 0.94447 | 0.77621 | 0.71218
DSO | 1 | 16 | 23 | 27 | 2025 | Winter | Q, [%] | 0 | 0 | 2.549% | 2.505% | 2.327% | 2.595% | 2.62% | 2.97% | 3.395% | 4.207% | 0.3184% | 0.3001% | 0.9517% | 0.6364% | 0.3469% | 0.5156% | 0.7182% | 3.943% | 0.02733% | 0.7566% | 1.014% | 1.922% | 0.5407% | 2.737% | 2.249% | 2.063%
DSO | 1 | 16 | 27 | 23 | 2025 | Winter | Q, [MVAr] | 0 | 0 | -1.0888 | -1.0822 | -1.025 | -1.117 | -1.1253 | -1.2462 | -1.37 | -1.6442 | -0.29558 | -0.27266 | 0.16534 | 0.056973 | -0.042581 | 0.016243 | -0.40397 | -1.5162 | -0.17011 | -0.42334 | -0.51072 | -0.82408 | -0.34732 | -1.1044 | -0.93908 | -0.91373
DSO | 1 | 16 | 27 | 23 | 2025 | Winter | Q, [%] | 0 | 0 | 3.155% | 3.136% | 2.97% | 3.236% | 3.261% | 3.611% | 3.97% | 4.764% | 0.8564% | 0.79% | 0.4791% | 0.1651% | 0.1234% | 0.04706% | 1.17% | 4.393% | 0.4929% | 1.227% | 1.48% | 2.388% | 1.006% | 3.2% | 2.721% | 2.647%
DSO | 1 | 16 | 23 | 27 | 2025 | Winter | S, [MVA] | 0 | 0 | 3.8038 | 4.0364 | 4.0412 | 4.166 | 4.1952 | 4.4092 | 4.7293 | 5.2699 | 5.2689 | 4.5618 | 2.1951 | 2.3902 | 2.5919 | 2.3684 | 5.063 | 5.0768 | 2.3651 | 2.874 | 3.0584 | 2.8559 | 2.778 | 2.7443 | 3.0898 | 3.3826
DSO | 1 | 16 | 23 | 27 | 2025 | Winter | S, [%] | 0 | 0 | 11.02% | 11.7% | 11.71% | 12.07% | 12.16% | 12.78% | 13.7% | 15.27% | 15.27% | 13.22% | 6.36% | 6.925% | 7.51% | 6.862% | 14.67% | 14.71% | 6.853% | 8.327% | 8.861% | 8.275% | 8.049% | 7.951% | 8.953% | 9.801%
DSO | 1 | 16 | 27 | 23 | 2025 | Winter | S, [MVA] | 0 | 0 | 3.8556 | 4.0864 | 4.089 | 4.2169 | 4.2461 | 4.4633 | 4.7791 | 5.3221 | 5.2718 | 4.5652 | 2.1758 | 2.3797 | 2.5883 | 2.3608 | 5.0684 | 5.1161 | 2.3702 | 2.8918 | 3.0792 | 2.896 | 2.792 | 2.8021 | 3.1331 | 3.4291
DSO | 1 | 16 | 27 | 23 | 2025 | Winter | S, [%] | 0 | 0 | 11.17% | 11.84% | 11.85% | 12.22% | 12.3% | 12.93% | 13.85% | 15.42% | 15.27% | 13.23% | 6.304% | 6.895% | 7.499% | 6.84% | 14.69% | 14.82% | 6.867% | 8.379% | 8.922% | 8.391% | 8.09% | 8.119% | 9.078% | 9.936%
DSO | 1 | 17 | 25 | 23 | 2025 | Winter | P, [MW] | 0 | 0 | -0.93226 | -0.76382 | -0.65921 | -0.61712 | -0.59196 | -0.71075 | -0.35298 | -0.32989 | -0.82749 | -3.3716 | -4.0127 | -3.9225 | -2.4683 | -2.9929 | -0.37085 | -0.39551 | -2.5163 | -2.2412 | -2.1758 | -2.1405 | -2.0455 | -1.9837 | -1.4585 | -1.6748
DSO | 1 | 17 | 25 | 23 | 2025 | Winter | P, [%] | 0 | 0 | 2.701% | 2.213% | 1.91% | 1.788% | 1.715% | 2.059% | 1.023% | 0.9558% | 2.398% | 9.769% | 11.63% | 11.37% | 7.152% | 8.672% | 1.075% | 1.146% | 7.291% | 6.494% | 6.304% | 6.202% | 5.927% | 5.747% | 4.226% | 4.852%
DSO | 1 | 17 | 23 | 25 | 2025 | Winter | P, [MW] | 0 | 0 | 0.93265 | 0.76407 | 0.65943 | 0.61739 | 0.59223 | 0.71116 | 0.35327 | 0.33021 | 0.82762 | 3.3739 | 4.0162 | 3.9258 | 2.4696 | 2.9948 | 0.371 | 0.39581 | 2.5177 | 2.2422 | 2.1768 | 2.1415 | 2.0464 | 1.9847 | 1.4592 | 1.6753
DSO | 1 | 17 | 23 | 25 | 2025 | Winter | P, [%] | 0 | 0 | 2.702% | 2.214% | 1.911% | 1.789% | 1.716% | 2.061% | 1.024% | 0.9568% | 2.398% | 9.776% | 11.64% | 11.37% | 7.155% | 8.677% | 1.075% | 1.147% | 7.295% | 6.497% | 6.307% | 6.205% | 5.929% | 5.751% | 4.228% | 4.854%
DSO | 1 | 17 | 25 | 23 | 2025 | Winter | Q, [MVAr] | 0 | 0 | 1.0735 | 0.85248 | 0.8468 | 1.0137 | 1.0337 | 1.2979 | 1.1411 | 1.1796 | 0.042134 | -0.58371 | -0.82124 | -0.26812 | 0.04969 | -0.37796 | 0.63832 | 1.0075 | -0.22257 | 0.15092 | 0.21576 | 0.36161 | 0.040699 | 0.85337 | 0.89185 | 0.43948
DSO | 1 | 17 | 25 | 23 | 2025 | Winter | Q, [%] | 0 | 0 | 3.11% | 2.47% | 2.454% | 2.937% | 2.995% | 3.761% | 3.306% | 3.418% | 0.1221% | 1.691% | 2.379% | 0.7769% | 0.144% | 1.095% | 1.849% | 2.919% | 0.6449% | 0.4373% | 0.6252% | 1.048% | 0.1179% | 2.473% | 2.584% | 1.273%
DSO | 1 | 17 | 23 | 25 | 2025 | Winter | Q, [MVAr] | 0 | 0 | -1.3281 | -1.1177 | -1.1171 | -1.2838 | -1.3035 | -1.568 | -1.3848 | -1.4174 | -0.27246 | 0.3777 | 0.62847 | 0.075218 | -0.2452 | 0.1844 | -0.83367 | -1.2019 | 0.029423 | -0.3471 | -0.41065 | -0.55615 | -0.23516 | -1.0468 | -1.0899 | -0.68414
DSO | 1 | 17 | 23 | 25 | 2025 | Winter | Q, [%] | 0 | 0 | 3.848% | 3.238% | 3.237% | 3.72% | 3.777% | 4.543% | 4.012% | 4.107% | 0.7894% | 1.094% | 1.821% | 0.2179% | 0.7104% | 0.5343% | 2.415% | 3.482% | 0.08525% | 1.006% | 1.19% | 1.611% | 0.6814% | 3.033% | 3.158% | 1.982%
DSO | 1 | 17 | 25 | 23 | 2025 | Winter | S, [MVA] | 0 | 0 | 1.4218 | 1.1446 | 1.0731 | 1.1868 | 1.1912 | 1.4798 | 1.1945 | 1.2249 | 0.82856 | 3.4217 | 4.0958 | 3.9316 | 2.4688 | 3.0166 | 0.73823 | 1.0823 | 2.5261 | 2.2462 | 2.1864 | 2.1708 | 2.0459 | 2.1594 | 1.7096 | 1.7315
DSO | 1 | 17 | 25 | 23 | 2025 | Winter | S, [%] | 0 | 0 | 4.119% | 3.316% | 3.109% | 3.439% | 3.451% | 4.288% | 3.461% | 3.549% | 2.401% | 9.914% | 11.87% | 11.39% | 7.153% | 8.74% | 2.139% | 3.136% | 7.319% | 6.508% | 6.335% | 6.29% | 5.928% | 6.257% | 4.953% | 5.017%
DSO | 1 | 17 | 23 | 25 | 2025 | Winter | S, [MVA] | 0 | 0 | 1.6229 | 1.3539 | 1.2972 | 1.4245 | 1.4317 | 1.7217 | 1.4292 | 1.4554 | 0.87131 | 3.395 | 4.0651 | 3.9265 | 2.4817 | 3.0005 | 0.91249 | 1.2654 | 2.5179 | 2.269 | 2.2152 | 2.2126 | 2.0599 | 2.2439 | 1.8213 | 1.8096
DSO | 1 | 17 | 23 | 25 | 2025 | Winter | S, [%] | 0 | 0 | 4.702% | 3.923% | 3.759% | 4.127% | 4.148% | 4.989% | 4.141% | 4.217% | 2.525% | 9.837% | 11.78% | 11.38% | 7.191% | 8.694% | 2.644% | 3.666% | 7.295% | 6.574% | 6.418% | 6.411% | 5.968% | 6.501% | 5.277% | 5.243%
DSO | 1 | 18 | 25 | 10 | 2025 | Winter | P, [MW] | 0 | 0 | -3.7841 | -3.6796 | -3.5688 | -3.5174 | -3.5248 | -3.811 | -3.689 | -3.9214 | -4.3223 | -6.7772 | -6.6058 | -6.6321 | -4.99 | -6.494 | -3.9177 | -3.7747 | -5.6888 | -4.8578 | -4.9841 | -4.7794 | -4.6727 | -4.1907 | -4.2846 | -4.6849
DSO | 1 | 18 | 25 | 10 | 2025 | Winter | P, [%] | 0 | 0 | 14.88% | 14.47% | 14.03% | 13.83% | 13.86% | 14.99% | 14.51% | 15.42% | 17% | 26.65% | 25.98% | 26.08% | 19.62% | 25.54% | 15.41% | 14.84% | 22.37% | 19.1% | 19.6% | 18.79% | 18.37% | 16.48% | 16.85% | 18.42%
DSO | 1 | 18 | 10 | 25 | 2025 | Winter | P, [MW] | 0 | 0 | 3.7891 | 3.6838 | 3.5727 | 3.5214 | 3.5289 | 3.8159 | 3.6939 | 3.9269 | 4.3282 | 6.7926 | 6.6213 | 6.6484 | 4.9995 | 6.5092 | 3.9239 | 3.781 | 5.7008 | 4.8668 | 4.9937 | 4.7883 | 4.681 | 4.1983 | 4.2921 | 4.6916
DSO | 1 | 18 | 10 | 25 | 2025 | Winter | P, [%] | 0 | 0 | 14.9% | 14.49% | 14.05% | 13.85% | 13.88% | 15% | 14.53% | 15.44% | 17.02% | 26.71% | 26.04% | 26.14% | 19.66% | 25.6% | 15.43% | 14.87% | 22.42% | 19.14% | 19.64% | 18.83% | 18.41% | 16.51% | 16.88% | 18.45%
DSO | 1 | 18 | 25 | 10 | 2025 | Winter | Q, [MVAr] | 0 | 0 | 1.7757 | 1.4655 | 1.4542 | 1.613 | 1.6367 | 1.8903 | 1.7528 | 1.7586 | 0.66712 | 0.658 | 0.77549 | 1.4315 | 1.3983 | 0.8949 | 1.2832 | 1.6896 | 1.0565 | 1.3325 | 1.3875 | 1.4074 | 1.2198 | 1.8346 | 1.6885 | 1.2441
DSO | 1 | 18 | 25 | 10 | 2025 | Winter | Q, [%] | 0 | 0 | 6.982% | 5.763% | 5.718% | 6.343% | 6.436% | 7.433% | 6.892% | 6.915% | 2.623% | 2.587% | 3.049% | 5.629% | 5.498% | 3.519% | 5.046% | 6.644% | 4.154% | 5.24% | 5.456% | 5.534% | 4.797% | 7.214% | 6.64% | 4.892%
DSO | 1 | 18 | 10 | 25 | 2025 | Winter | Q, [MVAr] | 0 | 0 | -2.1758 | -1.8825 | -1.8795 | -2.038 | -2.0614 | -2.3149 | -2.1354 | -2.1314 | -1.0274 | -0.9761 | -1.075 | -1.73 | -1.7026 | -1.1926 | -1.5878 | -1.9929 | -1.3551 | -1.6378 | -1.6902 | -1.7101 | -1.5226 | -2.1367 | -1.9972 | -1.6271
DSO | 1 | 18 | 10 | 25 | 2025 | Winter | Q, [%] | 0 | 0 | 8.556% | 7.402% | 7.391% | 8.014% | 8.106% | 9.103% | 8.397% | 8.381% | 4.04% | 3.838% | 4.227% | 6.803% | 6.695% | 4.689% | 6.244% | 7.836% | 5.329% | 6.44% | 6.646% | 6.724% | 5.987% | 8.402% | 7.853% | 6.398%
DSO | 1 | 18 | 25 | 10 | 2025 | Winter | S, [MVA] | 0 | 0 | 4.1801 | 3.9606 | 3.8537 | 3.8696 | 3.8863 | 4.2541 | 4.0842 | 4.2977 | 4.3735 | 6.8091 | 6.6512 | 6.7848 | 5.1822 | 6.5553 | 4.1225 | 4.1356 | 5.7861 | 5.0372 | 5.1737 | 4.9823 | 4.8293 | 4.5746 | 4.6053 | 4.8472
DSO | 1 | 18 | 25 | 10 | 2025 | Winter | S, [%] | 0 | 0 | 16.44% | 15.57% | 15.15% | 15.22% | 15.28% | 16.73% | 16.06% | 16.9% | 17.2% | 26.77% | 26.15% | 26.68% | 20.38% | 25.78% | 16.21% | 16.26% | 22.75% | 19.81% | 20.34% | 19.59% | 18.99% | 17.99% | 18.11% | 19.06%
DSO | 1 | 18 | 10 | 25 | 2025 | Winter | S, [MVA] | 0 | 0 | 4.3693 | 4.1369 | 4.037 | 4.0686 | 4.0868 | 4.4632 | 4.2667 | 4.4681 | 4.4484 | 6.8624 | 6.708 | 6.8698 | 5.2815 | 6.6175 | 4.233 | 4.274 | 5.8597 | 5.135 | 5.272 | 5.0845 | 4.9224 | 4.7107 | 4.734 | 4.9657
DSO | 1 | 18 | 10 | 25 | 2025 | Winter | S, [%] | 0 | 0 | 17.18% | 16.27% | 15.87% | 16% | 16.07% | 17.55% | 16.78% | 17.57% | 17.49% | 26.98% | 26.38% | 27.01% | 20.77% | 26.02% | 16.64% | 16.81% | 23.04% | 20.19% | 20.73% | 19.99% | 19.36% | 18.52% | 18.62% | 19.53%
DSO | 1 | 19 | 25 | 29 | 2025 | Winter | P, [MW] | 0 | 0 | 1.8748 | 1.6286 | 1.3887 | 1.2689 | 1.1474 | 1.1538 | 1.4536 | 1.3695 | 1.9293 | 4.6056 | 4.9537 | 4.9946 | 4.6884 | 4.3253 | 1.9607 | 2.0069 | 3.9221 | 4.2752 | 4.1565 | 4.1651 | 4.0729 | 3.8637 | 3.5897 | 3.2633
DSO | 1 | 19 | 25 | 29 | 2025 | Winter | P, [%] | 0 | 0 | 8.975% | 7.796% | 6.648% | 6.074% | 5.493% | 5.523% | 6.958% | 6.556% | 9.236% | 22.05% | 23.71% | 23.91% | 22.44% | 20.71% | 9.386% | 9.607% | 18.78% | 20.47% | 19.9% | 19.94% | 19.5% | 18.5% | 17.18% | 15.62%
DSO | 1 | 19 | 29 | 25 | 2025 | Winter | P, [MW] | 0 | 0 | -1.8632 | -1.6193 | -1.3811 | -1.2619 | -1.141 | -1.1474 | -1.4452 | -1.3616 | -1.9184 | -4.5369 | -4.8696 | -4.9091 | -4.6132 | -4.2612 | -1.9453 | -1.991 | -3.8694 | -4.2133 | -4.0977 | -4.106 | -4.0163 | -3.8111 | -3.5447 | -3.234
DSO | 1 | 19 | 29 | 25 | 2025 | Winter | P, [%] | 0 | 0 | 8.919% | 7.752% | 6.611% | 6.041% | 5.462% | 5.493% | 6.918% | 6.518% | 9.184% | 21.72% | 23.31% | 23.5% | 22.08% | 20.4% | 9.312% | 9.531% | 18.52% | 20.17% | 19.62% | 19.66% | 19.23% | 18.24% | 16.97% | 15.48%
DSO | 1 | 19 | 25 | 29 | 2025 | Winter | Q, [MVAr] | 0 | 0 | -0.99899 | -1.0514 | -1.1016 | -1.1335 | -1.1659 | -1.1707 | -1.0067 | -1.0049 | 0.12414 | 0.52982 | 0.56264 | 0.56558 | 0.47576 | 0.35368 | -0.83545 | -0.79792 | 0.14525 | 0.24901 | 0.12777 | 0.1024 | 0.058702 | -0.70425 | -0.7535 | -0.4003
DSO | 1 | 19 | 25 | 29 | 2025 | Winter | Q, [%] | 0 | 0 | 4.782% | 5.033% | 5.273% | 5.426% | 5.581% | 5.604% | 4.819% | 4.81% | 0.5943% | 2.536% | 2.693% | 2.707% | 2.277% | 1.693% | 3.999% | 3.82% | 0.6953% | 1.192% | 0.6117% | 0.4902% | 0.281% | 3.371% | 3.607% | 1.916%
DSO | 1 | 19 | 29 | 25 | 2025 | Winter | Q, [MVAr] | 0 | 0 | 0.94942 | 0.9959 | 1.0423 | 1.0734 | 1.1051 | 1.1098 | 0.95543 | 0.95442 | -0.16814 | -0.48776 | -0.4962 | -0.49705 | -0.42164 | -0.31466 | 0.80645 | 0.76978 | -0.1218 | -0.21343 | -0.096256 | -0.070346 | -0.030128 | 0.7274 | 0.7649 | 0.37812
DSO | 1 | 19 | 29 | 25 | 2025 | Winter | Q, [%] | 0 | 0 | 4.545% | 4.767% | 4.99% | 5.138% | 5.29% | 5.313% | 4.574% | 4.569% | 0.8049% | 2.335% | 2.375% | 2.379% | 2.018% | 1.506% | 3.861% | 3.685% | 0.5831% | 1.022% | 0.4608% | 0.3368% | 0.1442% | 3.482% | 3.662% | 1.81%
DSO | 1 | 19 | 25 | 29 | 2025 | Winter | S, [MVA] | 0 | 0 | 2.1243 | 1.9385 | 1.7725 | 1.7014 | 1.6359 | 1.6437 | 1.7681 | 1.6986 | 1.9333 | 4.6359 | 4.9855 | 5.0266 | 4.7125 | 4.3397 | 2.1313 | 2.1597 | 3.9248 | 4.2825 | 4.1585 | 4.1663 | 4.0733 | 3.9274 | 3.6679 | 3.2877
DSO | 1 | 19 | 25 | 29 | 2025 | Winter | S, [%] | 0 | 0 | 10.17% | 9.28% | 8.485% | 8.145% | 7.831% | 7.869% | 8.464% | 8.131% | 9.255% | 22.19% | 23.87% | 24.06% | 22.56% | 20.77% | 10.2% | 10.34% | 18.79% | 20.5% | 19.91% | 19.94% | 19.5% | 18.8% | 17.56% | 15.74%
DSO | 1 | 19 | 29 | 25 | 2025 | Winter | S, [MVA] | 0 | 0 | 2.0911 | 1.9011 | 1.7303 | 1.6567 | 1.5885 | 1.5963 | 1.7325 | 1.6628 | 1.9258 | 4.5631 | 4.8948 | 4.9342 | 4.6324 | 4.2728 | 2.1059 | 2.1347 | 3.8713 | 4.2187 | 4.0989 | 4.1066 | 4.0164 | 3.8799 | 3.6263 | 3.256
DSO | 1 | 19 | 29 | 25 | 2025 | Winter | S, [%] | 0 | 0 | 10.01% | 9.1% | 8.283% | 7.931% | 7.604% | 7.642% | 8.293% | 7.96% | 9.219% | 21.84% | 23.43% | 23.62% | 22.18% | 20.45% | 10.08% | 10.22% | 18.53% | 20.2% | 19.62% | 19.66% | 19.23% | 18.57% | 17.36% | 15.59%
DSO | 1 | 20 | 27 | 21 | 2025 | Winter | P, [MW] | 0 | 0 | 1.3352 | 1.5473 | 1.5395 | 1.6256 | 1.6504 | 1.8181 | 2.1174 | 2.6353 | 2.8809 | 3.1712 | 0.94934 | 1.0946 | 1.2627 | 0.98256 | 2.6523 | 2.5271 | 0.87149 | 1.3112 | 1.3495 | 1.1348 | 1.1327 | 0.97049 | 0.7295 | 0.98999
DSO | 1 | 20 | 27 | 21 | 2025 | Winter | P, [%] | 0 | 0 | 3.869% | 4.483% | 4.461% | 4.71% | 4.782% | 5.268% | 6.135% | 7.636% | 8.347% | 9.188% | 2.751% | 3.172% | 3.659% | 2.847% | 7.685% | 7.322% | 2.525% | 3.799% | 3.91% | 3.288% | 3.282% | 2.812% | 2.114% | 2.868%
DSO | 1 | 20 | 21 | 27 | 2025 | Winter | P, [MW] | 0 | 0 | -1.3344 | -1.5464 | -1.5387 | -1.6246 | -1.6494 | -1.8169 | -2.1157 | -2.6327 | -2.8784 | -3.1679 | -0.94901 | -1.0942 | -1.2621 | -0.98218 | -2.6498 | -2.5242 | -0.87115 | -1.3104 | -1.3486 | -1.1339 | -1.1321 | -0.96971 | -0.729 | -0.98946
DSO | 1 | 20 | 21 | 27 | 2025 | Winter | P, [%] | 0 | 0 | 3.866% | 4.481% | 4.458% | 4.707% | 4.779% | 5.264% | 6.13% | 7.628% | 8.34% | 9.179% | 2.75% | 3.17% | 3.657% | 2.846% | 7.678% | 7.314% | 2.524% | 3.797% | 3.908% | 3.285% | 3.28% | 2.81% | 2.112% | 2.867%
DSO | 1 | 20 | 27 | 21 | 2025 | Winter | Q, [MVAr] | 0 | 0 | 0.96929 | 0.93837 | 0.86591 | 0.95267 | 0.94722 | 1.0399 | 1.1795 | 1.4213 | 0.5017 | 0.55774 | 0.13811 | 0.23404 | 0.32321 | 0.24215 | 0.4902 | 1.3492 | 0.35489 | 0.60427 | 0.64865 | 0.9863 | 0.50793 | 1.0212 | 0.84467 | 0.81067
DSO | 1 | 20 | 27 | 21 | 2025 | Winter | Q, [%] | 0 | 0 | 2.808% | 2.719% | 2.509% | 2.76% | 2.745% | 3.013% | 3.417% | 4.118% | 1.454% | 1.616% | 0.4002% | 0.6781% | 0.9365% | 0.7016% | 1.42% | 3.909% | 1.028% | 1.751% | 1.879% | 2.858% | 1.472% | 2.959% | 2.447% | 2.349%
DSO | 1 | 20 | 21 | 27 | 2025 | Winter | Q, [MVAr] | 0 | 0 | -1.3607 | -1.3455 | -1.2809 | -1.3673 | -1.3614 | -1.4544 | -1.5523 | -1.7836 | -0.85271 | -0.87502 | -0.44216 | -0.53748 | -0.62614 | -0.54386 | -0.78728 | -1.6443 | -0.65475 | -0.90742 | -0.94958 | -1.2866 | -0.80835 | -1.3199 | -1.15 | -1.1875
DSO | 1 | 20 | 21 | 27 | 2025 | Winter | Q, [%] | 0 | 0 | 3.942% | 3.898% | 3.711% | 3.961% | 3.945% | 4.214% | 4.498% | 5.168% | 2.471% | 2.535% | 1.281% | 1.557% | 1.814% | 1.576% | 2.281% | 4.764% | 1.897% | 2.629% | 2.751% | 3.728% | 2.342% | 3.824% | 3.332% | 3.441%
DSO | 1 | 20 | 27 | 21 | 2025 | Winter | S, [MVA] | 0 | 0 | 1.65 | 1.8096 | 1.7663 | 1.8842 | 1.9029 | 2.0945 | 2.4238 | 2.9942 | 2.9242 | 3.2199 | 0.95933 | 1.1194 | 1.3034 | 1.012 | 2.6973 | 2.8648 | 0.94098 | 1.4437 | 1.4973 | 1.5035 | 1.2414 | 1.4088 | 1.1161 | 1.2796
DSO | 1 | 20 | 27 | 21 | 2025 | Winter | S, [%] | 0 | 0 | 4.781% | 5.243% | 5.118% | 5.459% | 5.513% | 6.069% | 7.023% | 8.675% | 8.473% | 9.329% | 2.78% | 3.243% | 3.777% | 2.932% | 7.815% | 8.3% | 2.726% | 4.183% | 4.338% | 4.356% | 3.597% | 4.082% | 3.234% | 3.707%
DSO | 1 | 20 | 21 | 27 | 2025 | Winter | S, [MVA] | 0 | 0 | 1.9058 | 2.0498 | 2.0021 | 2.1234 | 2.1387 | 2.3273 | 2.6241 | 3.18 | 3.002 | 3.2866 | 1.047 | 1.2191 | 1.4089 | 1.1227 | 2.7643 | 3.0126 | 1.0898 | 1.5939 | 1.6494 | 1.7149 | 1.3911 | 1.6378 | 1.3616 | 1.5457
DSO | 1 | 20 | 21 | 27 | 2025 | Winter | S, [%] | 0 | 0 | 5.522% | 5.939% | 5.801% | 6.152% | 6.197% | 6.743% | 7.603% | 9.214% | 8.698% | 9.523% | 3.033% | 3.532% | 4.082% | 3.253% | 8.009% | 8.729% | 3.158% | 4.618% | 4.779% | 4.969% | 4.031% | 4.745% | 3.945% | 4.479%
DSO | 1 | 34 | 9 | 10 | 2025 | Winter | P, [MW] | 0 | 0 | 26.0804 | 23.0793 | 22.003 | 21.8466 | 21.7744 | 23.3783 | 30.2624 | 32.5112 | 32.9802 | 36.2149 | 36.1524 | 37.0613 | 34.1338 | 34.2669 | 32.1333 | 31.621 | 31.5542 | 34.49 | 34.1844 | 33.1563 | 32.5903 | 30.256 | 29.0074 | 26.4711
DSO | 1 | 34 | 9 | 10 | 2025 | Winter | P, [%] | 0 | 0 | 32.6% | 28.85% | 27.5% | 27.31% | 27.22% | 29.22% | 37.83% | 40.64% | 41.23% | 45.27% | 45.19% | 46.33% | 42.67% | 42.83% | 40.17% | 39.53% | 39.44% | 43.11% | 42.73% | 41.45% | 40.74% | 37.82% | 36.26% | 33.09%
DSO | 1 | 34 | 10 | 9 | 2025 | Winter | P, [MW] | 0 | 0 | -26.051 | -23.0565 | -21.9828 | -21.8267 | -21.7547 | -23.3558 | -30.2217 | -32.4634 | -32.9296 | -36.148 | -36.0818 | -36.9871 | -34.0707 | -34.2028 | -32.0762 | -31.5656 | -31.4993 | -34.4256 | -34.1206 | -33.0963 | -32.5319 | -30.2052 | -28.9613 | -26.4397
DSO | 1 | 34 | 10 | 9 | 2025 | Winter | P, [%] | 0 | 0 | 32.56% | 28.82% | 27.48% | 27.28% | 27.19% | 29.19% | 37.78% | 40.58% | 41.16% | 45.18% | 45.1% | 46.23% | 42.59% | 42.75% | 40.1% | 39.46% | 39.37% | 43.03% | 42.65% | 41.37% | 40.66% | 37.76% | 36.2% | 33.05%
DSO | 1 | 34 | 9 | 10 | 2025 | Winter | Q, [MVAr] | 0 | 0 | -4.0204 | -5.1852 | -4.8857 | -4.5435 | -4.6164 | -4.5122 | -2.9358 | -2.2673 | -1.426 | -0.537 | -0.58246 | -0.07369 | -0.53089 | -1.0794 | -2.3417 | -2.1051 | -1.9944 | -0.98925 | -1.206 | -0.94795 | -1.809 | -2.2618 | -3.2757 | -3.7284
DSO | 1 | 34 | 9 | 10 | 2025 | Winter | Q, [%] | 0 | 0 | 5.026% | 6.481% | 6.107% | 5.679% | 5.77% | 5.64% | 3.67% | 2.834% | 1.783% | 0.6712% | 0.7281% | 0.09211% | 0.6636% | 1.349% | 2.927% | 2.631% | 2.493% | 1.237% | 1.507% | 1.185% | 2.261% | 2.827% | 4.095% | 4.66%
DSO | 1 | 34 | 10 | 9 | 2025 | Winter | Q, [MVAr] | 0 | 0 | 4.8713 | 5.8438 | 5.472 | 5.1181 | 5.1887 | 5.1659 | 4.1138 | 3.6517 | 2.8903 | 2.4735 | 2.6269 | 2.2212 | 2.3572 | 2.9327 | 3.9921 | 3.7071 | 3.5854 | 2.8541 | 3.0524 | 2.6861 | 3.4989 | 3.7307 | 4.6114 | 4.6356
DSO | 1 | 34 | 10 | 9 | 2025 | Winter | Q, [%] | 0 | 0 | 6.089% | 7.305% | 6.84% | 6.398% | 6.486% | 6.457% | 5.142% | 4.565% | 3.613% | 3.092% | 3.284% | 2.776% | 2.946% | 3.666% | 4.99% | 4.634% | 4.482% | 3.568% | 3.816% | 3.358% | 4.374% | 4.663% | 5.764% | 5.795%
DSO | 1 | 34 | 9 | 10 | 2025 | Winter | S, [MVA] | 0 | 0 | 26.3885 | 23.6546 | 22.5389 | 22.314 | 22.2584 | 23.8098 | 30.4044 | 32.5902 | 33.011 | 36.2188 | 36.1571 | 37.0614 | 34.1379 | 34.2839 | 32.2185 | 31.691 | 31.6172 | 34.5042 | 34.2056 | 33.1699 | 32.6405 | 30.3404 | 29.1918 | 26.7323
DSO | 1 | 34 | 9 | 10 | 2025 | Winter | S, [%] | 0 | 0 | 32.99% | 29.57% | 28.17% | 27.89% | 27.82% | 29.76% | 38.01% | 40.74% | 41.26% | 45.27% | 45.2% | 46.33% | 42.67% | 42.85% | 40.27% | 39.61% | 39.52% | 43.13% | 42.76% | 41.46% | 40.8% | 37.93% | 36.49% | 33.42%
DSO | 1 | 34 | 10 | 9 | 2025 | Winter | S, [MVA] | 0 | 0 | 26.5026 | 23.7856 | 22.6536 | 22.4188 | 22.3649 | 23.9202 | 30.5004 | 32.6681 | 33.0562 | 36.2325 | 36.1773 | 37.0538 | 34.1521 | 34.3283 | 32.3237 | 31.7826 | 31.7027 | 34.5437 | 34.2569 | 33.2051 | 32.7196 | 30.4348 | 29.3261 | 26.843
DSO | 1 | 34 | 10 | 9 | 2025 | Winter | S, [%] | 0 | 0 | 33.13% | 29.73% | 28.32% | 28.02% | 27.96% | 29.9% | 38.13% | 40.84% | 41.32% | 45.29% | 45.22% | 46.32% | 42.69% | 42.91% | 40.4% | 39.73% | 39.63% | 43.18% | 42.82% | 41.51% | 40.9% | 38.04% | 36.66% | 33.55%
DSO | 1 | 36 | 13 | 14 | 2025 | Winter | P, [MW] | 0 | 0 | 5.5421 | 2.9586 | 2.5972 | 2.4718 | 2.2899 | 2.3869 | 7.3539 | 7.8882 | 7.9785 | 7.9547 | 7.9418 | 7.9657 | 7.9693 | 4.0905 | 3.5737 | 3.6523 | 3.8463 | 7.5155 | 6.9524 | 7.102 | 7.0674 | 6.7299 | 5.026 | 3.6744
DSO | 1 | 36 | 13 | 14 | 2025 | Winter | P, [%] | 0 | 0 | 69.28% | 36.98% | 32.46% | 30.9% | 28.62% | 29.84% | 91.92% | 98.6% | 99.73% | 99.43% | 99.27% | 99.57% | 99.62% | 51.13% | 44.67% | 45.65% | 48.08% | 93.94% | 86.9% | 88.77% | 88.34% | 84.12% | 62.82% | 45.93%
DSO | 1 | 36 | 14 | 13 | 2025 | Winter | P, [MW] | 0 | 0 | -5.5087 | -2.9481 | -2.5903 | -2.4659 | -2.2849 | -2.3815 | -7.2953 | -7.8208 | -7.9097 | -7.8862 | -7.8708 | -7.897 | -7.9006 | -4.0695 | -3.5573 | -3.6354 | -3.828 | -7.4529 | -6.8988 | -7.0458 | -7.0116 | -6.6789 | -4.997 | -3.6586
DSO | 1 | 36 | 14 | 13 | 2025 | Winter | P, [%] | 0 | 0 | 68.86% | 36.85% | 32.38% | 30.82% | 28.56% | 29.77% | 91.19% | 97.76% | 98.87% | 98.58% | 98.39% | 98.71% | 98.76% | 50.87% | 44.47% | 45.44% | 47.85% | 93.16% | 86.24% | 88.07% | 87.64% | 83.49% | 62.46% | 45.73%
DSO | 1 | 36 | 13 | 14 | 2025 | Winter | Q, [MVAr] | 0 | 0 | 0.11186 | -1.235 | -0.57144 | 0.044713 | 0.078836 | 0.16465 | 0.60767 | 0.72864 | 0.66034 | 0.90336 | -1.0106 | 0.80121 | 0.76519 | -1.4106 | -1.4228 | -1.3646 | -1.2801 | -0.64495 | -0.57167 | -0.72956 | -0.7776 | -0.88225 | -0.91422 | -1.0848
DSO | 1 | 36 | 13 | 14 | 2025 | Winter | Q, [%] | 0 | 0 | 1.398% | 15.44% | 7.143% | 0.5589% | 0.9854% | 2.058% | 7.596% | 9.108% | 8.254% | 11.29% | 12.63% | 10.02% | 9.565% | 17.63% | 17.79% | 17.06% | 16% | 8.062% | 7.146% | 9.119% | 9.72% | 11.03% | 11.43% | 13.56%
DSO | 1 | 36 | 14 | 13 | 2025 | Winter | Q, [MVAr] | 0 | 0 | 0.1693 | 1.3234 | 0.62913 | 0.0043957 | -0.037007 | -0.11894 | -0.11483 | -0.16213 | -0.081074 | -0.32659 | 1.6081 | -0.22339 | -0.18699 | 1.5871 | 1.5603 | 1.5066 | 1.4346 | 1.1719 | 1.0219 | 1.2025 | 1.2471 | 1.3111 | 1.1578 | 1.2183
DSO | 1 | 36 | 14 | 13 | 2025 | Winter | Q, [%] | 0 | 0 | 2.116% | 16.54% | 7.864% | 0.05495% | 0.4626% | 1.487% | 1.435% | 2.027% | 1.013% | 4.082% | 20.1% | 2.792% | 2.337% | 19.84% | 19.5% | 18.83% | 17.93% | 14.65% | 12.77% | 15.03% | 15.59% | 16.39% | 14.47% | 15.23%
DSO | 1 | 36 | 13 | 14 | 2025 | Winter | S, [MVA] | 0 | 0 | 5.5433 | 3.206 | 2.6593 | 2.4722 | 2.2912 | 2.3926 | 7.3789 | 7.9217 | 8.0058 | 8.0059 | 8.0059 | 8.0059 | 8.0059 | 4.3269 | 3.8465 | 3.8989 | 4.0538 | 7.5432 | 6.9758 | 7.1393 | 7.11 | 6.7875 | 5.1085 | 3.8312
DSO | 1 | 36 | 13 | 14 | 2025 | Winter | S, [%] | 0 | 0 | 69.29% | 40.07% | 33.24% | 30.9% | 28.64% | 29.91% | 92.24% | 99.02% | 100.1% | 100.1% | 100.1% | 100.1% | 100.1% | 54.09% | 48.08% | 48.74% | 50.67% | 94.29% | 87.2% | 89.24% | 88.88% | 84.84% | 63.86% | 47.89%
DSO | 1 | 36 | 14 | 13 | 2025 | Winter | S, [MVA] | 0 | 0 | 5.5113 | 3.2315 | 2.6656 | 2.466 | 2.2852 | 2.3845 | 7.2962 | 7.8225 | 7.9101 | 7.8929 | 8.0334 | 7.9002 | 7.9028 | 4.368 | 3.8845 | 3.9352 | 4.088 | 7.5445 | 6.9741 | 7.1476 | 7.1216 | 6.8064 | 5.1294 | 3.8561
DSO | 1 | 36 | 14 | 13 | 2025 | Winter | S, [%] | 0 | 0 | 68.89% | 40.39% | 33.32% | 30.82% | 28.56% | 29.81% | 91.2% | 97.78% | 98.88% | 98.66% | 100.4% | 98.75% | 98.78% | 54.6% | 48.56% | 49.19% | 51.1% | 94.31% | 87.18% | 89.35% | 89.02% | 85.08% | 64.12% | 48.2%
DSO | 1 | 39 | 16 | 17 | 2025 | Winter | P, [MW] | 0 | 0 | 0.062398 | -0.018095 | -0.086492 | -0.12159 | -0.045479 | 0.083856 | 0.51638 | 0.56457 | 0.59662 | 0.26234 | 1.2381 | 1.0697 | 1.2573 | 1.3216 | 1.3377 | 1.3299 | 1.462 | 1.9649 | 1.6725 | 1.4441 | 1.4342 | 1.2981 | 1.0514 | 0.54943
DSO | 1 | 39 | 16 | 17 | 2025 | Winter | P, [%] | 0 | 0 | 1.56% | 0.4524% | 2.162% | 3.04% | 1.137% | 2.096% | 12.91% | 14.11% | 14.92% | 6.558% | 30.95% | 26.74% | 31.43% | 33.04% | 33.44% | 33.25% | 36.55% | 49.12% | 41.81% | 36.1% | 35.86% | 32.45% | 26.28% | 13.74%
DSO | 1 | 39 | 17 | 16 | 2025 | Winter | P, [MW] | 0 | 0 | -0.061094 | 0.019454 | 0.087928 | 0.12311 | 0.046998 | -0.082493 | -0.51473 | -0.56283 | -0.59485 | -0.26092 | -1.2348 | -1.0671 | -1.2537 | -1.3176 | -1.3336 | -1.3258 | -1.4573 | -1.9568 | -1.6666 | -1.4396 | -1.4297 | -1.2942 | -1.0481 | -0.54776
DSO | 1 | 39 | 17 | 16 | 2025 | Winter | P, [%] | 0 | 0 | 1.527% | 0.4863% | 2.198% | 3.078% | 1.175% | 2.062% | 12.87% | 14.07% | 14.87% | 6.523% | 30.87% | 26.68% | 31.34% | 32.94% | 33.34% | 33.15% | 36.43% | 48.92% | 41.67% | 35.99% | 35.74% | 32.36% | 26.2% | 13.69%
DSO | 1 | 39 | 16 | 17 | 2025 | Winter | Q, [MVAr] | 0 | 0 | -0.82991 | -0.85218 | -0.8732 | -0.8922 | -0.90084 | -0.85126 | -0.77499 | -0.76842 | -0.75156 | -0.81011 | -0.37711 | -0.4509 | -0.45899 | -0.48398 | -0.49177 | -0.50319 | -0.39828 | -0.17273 | -0.29077 | -0.39103 | -0.4368 | -0.45828 | -0.73276 | -0.757
DSO | 1 | 39 | 16 | 17 | 2025 | Winter | Q, [%] | 0 | 0 | 20.75% | 21.3% | 21.83% | 22.31% | 22.52% | 21.28% | 19.37% | 19.21% | 18.79% | 20.25% | 9.428% | 11.27% | 11.47% | 12.1% | 12.29% | 12.58% | 9.957% | 4.318% | 7.269% | 9.776% | 10.92% | 11.46% | 18.32% | 18.93%
DSO | 1 | 39 | 17 | 16 | 2025 | Winter | Q, [MVAr] | 0 | 0 | 0.84088 | 0.86361 | 0.88528 | 0.90494 | 0.91362 | 0.86272 | 0.78884 | 0.78301 | 0.76643 | 0.82203 | 0.40531 | 0.47351 | 0.48927 | 0.51764 | 0.52638 | 0.53765 | 0.43743 | 0.24038 | 0.34015 | 0.42908 | 0.47506 | 0.49042 | 0.76045 | 0.77099
DSO | 1 | 39 | 17 | 16 | 2025 | Winter | Q, [%] | 0 | 0 | 21.02% | 21.59% | 22.13% | 22.62% | 22.84% | 21.57% | 19.72% | 19.58% | 19.16% | 20.55% | 10.13% | 11.84% | 12.23% | 12.94% | 13.16% | 13.44% | 10.94% | 6.01% | 8.504% | 10.73% | 11.88% | 12.26% | 19.01% | 19.27%
DSO | 1 | 39 | 16 | 17 | 2025 | Winter | S, [MVA] | 0 | 0 | 0.83225 | 0.85237 | 0.87747 | 0.90045 | 0.90199 | 0.85538 | 0.93126 | 0.95352 | 0.95958 | 0.85153 | 1.2943 | 1.1609 | 1.3384 | 1.4075 | 1.4252 | 1.4219 | 1.5152 | 1.9725 | 1.6976 | 1.4962 | 1.4993 | 1.3766 | 1.2816 | 0.93537
DSO | 1 | 39 | 16 | 17 | 2025 | Winter | S, [%] | 0 | 0 | 20.81% | 21.31% | 21.94% | 22.51% | 22.55% | 21.38% | 23.28% | 23.84% | 23.99% | 21.29% | 32.36% | 29.02% | 33.46% | 35.19% | 35.63% | 35.55% | 37.88% | 49.31% | 42.44% | 37.4% | 37.48% | 34.41% | 32.04% | 23.38%
DSO | 1 | 39 | 17 | 16 | 2025 | Winter | S, [MVA] | 0 | 0 | 0.8431 | 0.86383 | 0.88964 | 0.91327 | 0.91483 | 0.86666 | 0.94192 | 0.9643 | 0.97019 | 0.86244 | 1.2996 | 1.1674 | 1.3457 | 1.4157 | 1.4337 | 1.4307 | 1.5215 | 1.9715 | 1.701 | 1.5022 | 1.5065 | 1.384 | 1.2949 | 0.94577
DSO | 1 | 39 | 17 | 16 | 2025 | Winter | S, [%] | 0 | 0 | 21.08% | 21.6% | 22.24% | 22.83% | 22.87% | 21.67% | 23.55% | 24.11% | 24.25% | 21.56% | 32.49% | 29.19% | 33.64% | 35.39% | 35.84% | 35.77% | 38.04% | 49.29% | 42.52% | 37.56% | 37.66% | 34.6% | 32.37% | 23.64%
DSO | 1 | 40 | 19 | 20 | 2025 | Winter | P, [MW] | 0 | 0 | 2.6583 | 2.2887 | 1.8778 | 1.754 | 1.6486 | 1.7122 | 2.4092 | 2.319 | 2.8847 | 2.6472 | 6.6377 | 6.7162 | 6.6043 | 6.3073 | 6.0449 | 5.8173 | 5.8778 | 6.4699 | 6.2154 | 6.2226 | 6.1779 | 5.8783 | 5.1105 | 3.3479
DSO | 1 | 40 | 19 | 20 | 2025 | Winter | P, [%] | 0 | 0 | 33.23% | 28.61% | 23.47% | 21.93% | 20.61% | 21.4% | 30.12% | 28.99% | 36.06% | 33.09% | 82.97% | 83.95% | 82.55% | 78.84% | 75.56% | 72.72% | 73.47% | 80.87% | 77.69% | 77.78% | 77.22% | 73.48% | 63.88% | 41.85%
DSO | 1 | 40 | 20 | 19 | 2025 | Winter | P, [MW] | 0 | 0 | -2.6502 | -2.2823 | -1.8728 | -1.7494 | -1.6442 | -1.7077 | -2.4021 | -2.312 | -2.875 | -2.6388 | -6.5897 | -6.6671 | -6.5569 | -6.264 | -6.0052 | -5.7806 | -5.8402 | -6.4245 | -6.1734 | -6.1805 | -6.1365 | -5.8408 | -5.0813 | -3.3357
DSO | 1 | 40 | 20 | 19 | 2025 | Winter | P, [%] | 0 | 0 | 33.13% | 28.53% | 23.41% | 21.87% | 20.55% | 21.35% | 30.03% | 28.9% | 35.94% | 32.98% | 82.37% | 83.34% | 81.96% | 78.3% | 75.07% | 72.26% | 73% | 80.31% | 77.17% | 77.26% | 76.71% | 73.01% | 63.52% | 41.7%
DSO | 1 | 40 | 19 | 20 | 2025 | Winter | Q, [MVAr] | 0 | 0 | -1.096 | -1.1909 | -1.3041 | -1.3518 | -1.3914 | -1.348 | -1.2279 | -1.3187 | -1.1604 | -1.1357 | 0.86557 | 0.80988 | 0.74592 | 0.63241 | 0.49883 | 0.38198 | 0.37274 | 0.56973 | 0.429 | 0.41931 | 0.38426 | 0.33394 | -0.57767 | -0.86884
DSO | 1 | 40 | 19 | 20 | 2025 | Winter | Q, [%] | 0 | 0 | 13.7% | 14.89% | 16.3% | 16.9% | 17.39% | 16.85% | 15.35% | 16.48% | 14.51% | 14.2% | 10.82% | 10.12% | 9.324% | 7.905% | 6.235% | 4.775% | 4.659% | 7.122% | 5.363% | 5.241% | 4.803% | 4.174% | 7.221% | 10.86%
DSO | 1 | 40 | 20 | 19 | 2025 | Winter | Q, [MVAr] | 0 | 0 | 1.164 | 1.2447 | 1.3457 | 1.3908 | 1.4283 | 1.3857 | 1.2881 | 1.3774 | 1.2422 | 1.2064 | -0.46159 | -0.39691 | -0.34679 | -0.2685 | -0.16473 | -0.072609 | -0.056964 | -0.1873 | -0.076137 | -0.065648 | -0.035647 | -0.018134 | 0.82293 | 0.97124
DSO | 1 | 40 | 20 | 19 | 2025 | Winter | Q, [%] | 0 | 0 | 14.55% | 15.56% | 16.82% | 17.38% | 17.85% | 17.32% | 16.1% | 17.22% | 15.53% | 15.08% | 5.77% | 4.961% | 4.335% | 3.356% | 2.059% | 0.9076% | 0.7121% | 2.341% | 0.9517% | 0.8206% | 0.4456% | 0.2267% | 10.29% | 12.14%
DSO | 1 | 40 | 19 | 20 | 2025 | Winter | S, [MVA] | 0 | 0 | 2.8753 | 2.58 | 2.2862 | 2.2145 | 2.1573 | 2.1792 | 2.7041 | 2.6677 | 3.1094 | 2.8805 | 6.6939 | 6.7648 | 6.6463 | 6.3389 | 6.0655 | 5.8299 | 5.8896 | 6.495 | 6.2301 | 6.2367 | 6.1898 | 5.8878 | 5.143 | 3.4588
DSO | 1 | 40 | 19 | 20 | 2025 | Winter | S, [%] | 0 | 0 | 35.94% | 32.25% | 28.58% | 27.68% | 26.97% | 27.24% | 33.8% | 33.35% | 38.87% | 36.01% | 83.67% | 84.56% | 83.08% | 79.24% | 75.82% | 72.87% | 73.62% | 81.19% | 77.88% | 77.96% | 77.37% | 73.6% | 64.29% | 43.23%
DSO | 1 | 40 | 20 | 19 | 2025 | Winter | S, [MVA] | 0 | 0 | 2.8945 | 2.5997 | 2.3061 | 2.2349 | 2.178 | 2.1992 | 2.7257 | 2.6912 | 3.1319 | 2.9015 | 6.6059 | 6.6789 | 6.566 | 6.2698 | 6.0075 | 5.781 | 5.8405 | 6.4272 | 6.1739 | 6.1809 | 6.1366 | 5.8408 | 5.1475 | 3.4742
DSO | 1 | 40 | 20 | 19 | 2025 | Winter | S, [%] | 0 | 0 | 36.18% | 32.5% | 28.83% | 27.94% | 27.22% | 27.49% | 34.07% | 33.64% | 39.15% | 36.27% | 82.57% | 83.49% | 82.08% | 78.37% | 75.09% | 72.26% | 73.01% | 80.34% | 77.17% | 77.26% | 76.71% | 73.01% | 64.34% | 43.43%
DSO | 1 | 42 | 21 | 22 | 2025 | Winter | P, [MW] | 0 | 0 | 6.5965 | 7.0738 | 7.0283 | 7.2587 | 7.3363 | 7.9159 | 8.701 | 10.0911 | 10.2393 | 10.7619 | 5.1049 | 5.6119 | 5.6864 | 5.787 | 9.7575 | 9.6303 | 5.3293 | 6.0136 | 6.3045 | 5.7788 | 5.5897 | 5.1508 | 5.1975 | 5.9229
DSO | 1 | 42 | 21 | 22 | 2025 | Winter | P, [%] | 0 | 0 | 41.23% | 44.21% | 43.93% | 45.37% | 45.85% | 49.47% | 54.38% | 63.07% | 64% | 67.26% | 31.91% | 35.07% | 35.54% | 36.17% | 60.98% | 60.19% | 33.31% | 37.59% | 39.4% | 36.12% | 34.94% | 32.19% | 32.48% | 37.02%
DSO | 1 | 42 | 22 | 21 | 2025 | Winter | P, [MW] | 0 | 0 | -6.5766 | -7.0512 | -7.0063 | -7.235 | -7.3121 | -7.8874 | -8.6657 | -10.0413 | -10.1904 | -10.7077 | -5.0936 | -5.5981 | -5.6723 | -5.7722 | -9.7123 | -9.5843 | -5.3168 | -5.9976 | -6.2868 | -5.763 | -5.5759 | -5.1377 | -5.1847 | -5.9068
DSO | 1 | 42 | 22 | 21 | 2025 | Winter | P, [%] | 0 | 0 | 41.1% | 44.07% | 43.79% | 45.22% | 45.7% | 49.3% | 54.16% | 62.76% | 63.69% | 66.92% | 31.84% | 34.99% | 35.45% | 36.08% | 60.7% | 59.9% | 33.23% | 37.49% | 39.29% | 36.02% | 34.85% | 32.11% | 32.4% | 36.92%
DSO | 1 | 42 | 21 | 22 | 2025 | Winter | Q, [MVAr] | 0 | 0 | 1.8242 | 1.8168 | 1.6679 | 1.8131 | 1.7905 | 1.9415 | 2.0678 | 2.488 | 0.36287 | 0.36471 | -0.14956 | -0.14879 | 0.038076 | 0.11493 | 0.18285 | 2.1766 | 0.33308 | 0.75621 | 0.83684 | 1.7054 | 0.58063 | 1.8794 | 1.5662 | 1.6462
DSO | 1 | 42 | 21 | 22 | 2025 | Winter | Q, [%] | 0 | 0 | 11.4% | 11.36% | 10.42% | 11.33% | 11.19% | 12.13% | 12.92% | 15.55% | 2.268% | 2.279% | 0.9347% | 0.9299% | 0.238% | 0.7183% | 1.143% | 13.6% | 2.082% | 4.726% | 5.23% | 10.66% | 3.629% | 11.75% | 9.789% | 10.29%
DSO | 1 | 42 | 22 | 21 | 2025 | Winter | Q, [MVAr] | 0 | 0 | -1.6028 | -1.5659 | -1.4234 | -1.5497 | -1.5218 | -1.6249 | -1.6758 | -1.935 | 0.18026 | 0.23807 | 0.2754 | 0.30182 | 0.11894 | 0.049128 | 0.31993 | -1.6662 | -0.19424 | -0.57833 | -0.63973 | -1.5302 | -0.42758 | -1.7346 | -1.4241 | -1.4679
DSO | 1 | 42 | 22 | 21 | 2025 | Winter | Q, [%] | 0 | 0 | 10.02% | 9.787% | 8.896% | 9.685% | 9.511% | 10.16% | 10.47% | 12.09% | 1.127% | 1.488% | 1.721% | 1.886% | 0.7434% | 0.307% | 2% | 10.41% | 1.214% | 3.615% | 3.998% | 9.564% | 2.672% | 10.84% | 8.901% | 9.174%
DSO | 1 | 42 | 21 | 22 | 2025 | Winter | S, [MVA] | 0 | 0 | 6.8441 | 7.3034 | 7.2235 | 7.4817 | 7.5516 | 8.1505 | 8.9434 | 10.3933 | 10.2457 | 10.7681 | 5.1071 | 5.6138 | 5.6866 | 5.7881 | 9.7592 | 9.8732 | 5.3397 | 6.061 | 6.3598 | 6.0252 | 5.6197 | 5.483 | 5.4283 | 6.1474
DSO | 1 | 42 | 21 | 22 | 2025 | Winter | S, [%] | 0 | 0 | 42.78% | 45.65% | 45.15% | 46.76% | 47.2% | 50.94% | 55.9% | 64.96% | 64.04% | 67.3% | 31.92% | 35.09% | 35.54% | 36.18% | 61% | 61.71% | 33.37% | 37.88% | 39.75% | 37.66% | 35.12% | 34.27% | 33.93% | 38.42%
DSO | 1 | 42 | 22 | 21 | 2025 | Winter | S, [MVA] | 0 | 0 | 6.7691 | 7.223 | 7.1494 | 7.3991 | 7.4688 | 8.053 | 8.8263 | 10.2261 | 10.192 | 10.7103 | 5.1011 | 5.6062 | 5.6736 | 5.7724 | 9.7175 | 9.7281 | 5.3204 | 6.0255 | 6.3192 | 5.9627 | 5.5923 | 5.4227 | 5.3767 | 6.0865
DSO | 1 | 42 | 22 | 21 | 2025 | Winter | S, [%] | 0 | 0 | 42.31% | 45.14% | 44.68% | 46.24% | 46.68% | 50.33% | 55.16% | 63.91% | 63.7% | 66.94% | 31.88% | 35.04% | 35.46% | 36.08% | 60.73% | 60.8% | 33.25% | 37.66% | 39.5% | 37.27% | 34.95% | 33.89% | 33.6% | 38.04%
DSO | 1 | 44 | 23 | 24 | 2025 | Winter | P, [MW] | 0 | 0 | 3.9431 | 3.7836 | 3.7965 | 3.7672 | 3.8441 | 4.1417 | 4.5207 | 4.6813 | 3.4388 | 2.7049 | 2.8315 | 3.2927 | 3.2902 | 5.4378 | 4.2982 | 4.2455 | 4.9286 | 3.3263 | 3.6845 | 3.551 | 3.4768 | 2.9751 | 4.2712 | 4.0989
DSO | 1 | 44 | 23 | 24 | 2025 | Winter | P, [%] | 0 | 0 | 24.64% | 23.65% | 23.73% | 23.54% | 24.03% | 25.89% | 28.25% | 29.26% | 21.49% | 16.91% | 17.7% | 20.58% | 20.56% | 33.99% | 26.86% | 26.53% | 30.8% | 20.79% | 23.03% | 22.19% | 21.73% | 18.59% | 26.69% | 25.62%
DSO | 1 | 44 | 24 | 23 | 2025 | Winter | P, [MW] | 0 | 0 | -3.9368 | -3.7778 | -3.7906 | -3.7614 | -3.8381 | -4.1347 | -4.5122 | -4.6722 | -3.4337 | -2.7018 | -2.828 | -3.2879 | -3.2854 | -5.4249 | -4.2901 | -4.2375 | -4.918 | -3.3214 | -3.6786 | -3.5454 | -3.4714 | -2.9711 | -4.2633 | -4.0919
DSO | 1 | 44 | 24 | 23 | 2025 | Winter | P, [%] | 0 | 0 | 24.6% | 23.61% | 23.69% | 23.51% | 23.99% | 25.84% | 28.2% | 29.2% | 21.46% | 16.89% | 17.67% | 20.55% | 20.53% | 33.91% | 26.81% | 26.48% | 30.74% | 20.76% | 22.99% | 22.16% | 21.7% | 18.57% | 26.65% | 25.57%
DSO | 1 | 44 | 23 | 24 | 2025 | Winter | Q, [MVAr] | 0 | 0 | -0.074899 | 0.0042373 | 0.020609 | 0.0015942 | -0.0030991 | 0.17703 | -0.16296 | -0.22514 | 0.66629 | 0.11337 | -0.54188 | -0.62763 | -0.55662 | 0.26583 | 0.54439 | -0.5586 | -0.28114 | -0.54304 | -0.51121 | -0.54885 | -0.61176 | -0.74083 | -0.046779 | 0.00079602
DSO | 1 | 44 | 23 | 24 | 2025 | Winter | Q, [%] | 0 | 0 | 0.4681% | 0.02648% | 0.1288% | 0.009964% | 0.01937% | 1.106% | 1.019% | 1.407% | 4.164% | 0.7086% | 3.387% | 3.923% | 3.479% | 1.661% | 3.402% | 3.491% | 1.757% | 3.394% | 3.195% | 3.43% | 3.824% | 4.63% | 0.2924% | 0.004975%
DSO | 1 | 44 | 24 | 23 | 2025 | Winter | Q, [MVAr] | 0 | 0 | 0.14585 | 0.060529 | 0.044397 | 0.062397 | 0.069781 | -0.099412 | 0.25724 | 0.32647 | -0.60983 | -0.078973 | 0.58137 | 0.68122 | 0.60971 | -0.12264 | -0.45445 | 0.64715 | 0.39904 | 0.59713 | 0.5775 | 0.61077 | 0.67159 | 0.78593 | 0.13418 | 0.076412
DSO | 1 | 44 | 24 | 23 | 2025 | Winter | Q, [%] | 0 | 0 | 0.9116% | 0.3783% | 0.2775% | 0.39% | 0.4361% | 0.6213% | 1.608% | 2.04% | 3.811% | 0.4936% | 3.634% | 4.258% | 3.811% | 0.7665% | 2.84% | 4.045% | 2.494% | 3.732% | 3.609% | 3.817% | 4.197% | 4.912% | 0.8386% | 0.4776%
DSO | 1 | 44 | 23 | 24 | 2025 | Winter | S, [MVA] | 0 | 0 | 3.9439 | 3.7836 | 3.7965 | 3.7672 | 3.8441 | 4.1455 | 4.5236 | 4.6868 | 3.5027 | 2.7072 | 2.8829 | 3.352 | 3.337 | 5.4443 | 4.3326 | 4.2821 | 4.9366 | 3.3703 | 3.7198 | 3.5931 | 3.5302 | 3.066 | 4.2714 | 4.0989
DSO | 1 | 44 | 23 | 24 | 2025 | Winter | S, [%] | 0 | 0 | 24.65% | 23.65% | 23.73% | 23.54% | 24.03% | 25.91% | 28.27% | 29.29% | 21.89% | 16.92% | 18.02% | 20.95% | 20.86% | 34.03% | 27.08% | 26.76% | 30.85% | 21.06% | 23.25% | 22.46% | 22.06% | 19.16% | 26.7% | 25.62%
DSO | 1 | 44 | 24 | 23 | 2025 | Winter | S, [MVA] | 0 | 0 | 3.9395 | 3.7783 | 3.7909 | 3.7619 | 3.8387 | 4.1359 | 4.5195 | 4.6836 | 3.4874 | 2.7029 | 2.8871 | 3.3577 | 3.3415 | 5.4263 | 4.3141 | 4.2867 | 4.9341 | 3.3746 | 3.7236 | 3.5976 | 3.5358 | 3.0733 | 4.2654 | 4.0926
DSO | 1 | 44 | 24 | 23 | 2025 | Winter | S, [%] | 0 | 0 | 24.62% | 23.61% | 23.69% | 23.51% | 23.99% | 25.85% | 28.25% | 29.27% | 21.8% | 16.89% | 18.04% | 20.99% | 20.88% | 33.91% | 26.96% | 26.79% | 30.84% | 21.09% | 23.27% | 22.49% | 22.1% | 19.21% | 26.66% | 25.58%
DSO | 1 | 46 | 25 | 26 | 2025 | Winter | P, [MW] | 0 | 0 | 2.8356 | 2.8088 | 2.8333 | 2.8596 | 2.9634 | 3.362 | 2.5824 | 2.8758 | 3.2146 | 5.5372 | 5.6588 | 5.554 | 2.7639 | 5.1556 | 2.3219 | 2.1574 | 4.277 | 2.8178 | 2.9974 | 2.7488 | 2.6393 | 2.3046 | 2.1474 | 3.0903
DSO | 1 | 46 | 25 | 26 | 2025 | Winter | P, [%] | 0 | 0 | 17.72% | 17.55% | 17.71% | 17.87% | 18.52% | 21.01% | 16.14% | 17.97% | 20.09% | 34.61% | 35.37% | 34.71% | 17.27% | 32.22% | 14.51% | 13.48% | 26.73% | 17.61% | 18.73% | 17.18% | 16.5% | 14.4% | 13.42% | 19.31%
DSO | 1 | 46 | 26 | 25 | 2025 | Winter | P, [MW] | 0 | 0 | -2.8309 | -2.8049 | -2.8295 | -2.8554 | -2.9589 | -3.3557 | -2.5781 | -2.8708 | -3.2099 | -5.5238 | -5.6447 | -5.539 | -2.7589 | -5.1436 | -2.3191 | -2.1538 | -4.2686 | -2.813 | -2.9922 | -2.744 | -2.6356 | -2.3006 | -2.144 | -3.0857
DSO | 1 | 46 | 26 | 25 | 2025 | Winter | P, [%] | 0 | 0 | 17.69% | 17.53% | 17.68% | 17.85% | 18.49% | 20.97% | 16.11% | 17.94% | 20.06% | 34.52% | 35.28% | 34.62% | 17.24% | 32.15% | 14.49% | 13.46% | 26.68% | 17.58% | 18.7% | 17.15% | 16.47% | 14.38% | 13.4% | 19.29%
DSO | 1 | 46 | 25 | 26 | 2025 | Winter | Q, [MVAr] | 0 | 0 | -1.8444 | -1.2608 | -1.1937 | -1.4874 | -1.4986 | -2.0117 | -1.8814 | -1.9275 | -0.82755 | -0.59825 | -0.51103 | -1.7231 | -1.9179 | -0.86477 | -1.0802 | -1.8933 | -0.97333 | -1.7265 | -1.7252 | -1.8655 | -1.3134 | -1.9779 | -1.8211 | -1.2775
DSO | 1 | 46 | 25 | 26 | 2025 | Winter | Q, [%] | 0 | 0 | 11.53% | 7.88% | 7.461% | 9.296% | 9.366% | 12.57% | 11.76% | 12.05% | 5.172% | 3.739% | 3.194% | 10.77% | 11.99% | 5.405% | 6.751% | 11.83% | 6.083% | 10.79% | 10.78% | 11.66% | 8.208% | 12.36% | 11.38% | 7.984%
DSO | 1 | 46 | 26 | 25 | 2025 | Winter | Q, [MVAr] | 0 | 0 | 1.8969 | 1.3038 | 1.2365 | 1.5346 | 1.5487 | 2.0819 | 1.9287 | 1.9835 | 0.87886 | 0.74785 | 0.66796 | 1.8892 | 1.9728 | 0.99777 | 1.1117 | 1.9331 | 1.0665 | 1.779 | 1.7828 | 1.9188 | 1.3551 | 2.0225 | 1.8592 | 1.329
DSO | 1 | 46 | 26 | 25 | 2025 | Winter | Q, [%] | 0 | 0 | 11.86% | 8.149% | 7.728% | 9.591% | 9.679% | 13.01% | 12.05% | 12.4% | 5.493% | 4.674% | 4.175% | 11.81% | 12.33% | 6.236% | 6.948% | 12.08% | 6.666% | 11.12% | 11.14% | 11.99% | 8.469% | 12.64% | 11.62% | 8.306%
DSO | 1 | 46 | 25 | 26 | 2025 | Winter | S, [MVA] | 0 | 0 | 3.3827 | 3.0788 | 3.0745 | 3.2233 | 3.3207 | 3.9179 | 3.1951 | 3.462 | 3.3194 | 5.5694 | 5.6819 | 5.8151 | 3.3641 | 5.2276 | 2.5609 | 2.8703 | 4.3864 | 3.3046 | 3.4584 | 3.3221 | 2.948 | 3.037 | 2.8156 | 3.344
DSO | 1 | 46 | 25 | 26 | 2025 | Winter | S, [%] | 0 | 0 | 21.14% | 19.24% | 19.22% | 20.15% | 20.75% | 24.49% | 19.97% | 21.64% | 20.75% | 34.81% | 35.51% | 36.34% | 21.03% | 32.67% | 16.01% | 17.94% | 27.41% | 20.65% | 21.61% | 20.76% | 18.43% | 18.98% | 17.6% | 20.9%
DSO | 1 | 46 | 26 | 25 | 2025 | Winter | S, [MVA] | 0 | 0 | 3.4077 | 3.0931 | 3.0878 | 3.2416 | 3.3397 | 3.949 | 3.2197 | 3.4893 | 3.3281 | 5.5742 | 5.6841 | 5.8523 | 3.3917 | 5.2395 | 2.5718 | 2.8941 | 4.3999 | 3.3284 | 3.483 | 3.3483 | 2.9635 | 3.0632 | 2.8378 | 3.3597
DSO | 1 | 46 | 26 | 25 | 2025 | Winter | S, [%] | 0 | 0 | 21.3% | 19.33% | 19.3% | 20.26% | 20.87% | 24.68% | 20.12% | 21.81% | 20.8% | 34.84% | 35.53% | 36.58% | 21.2% | 32.75% | 16.07% | 18.09% | 27.5% | 20.8% | 21.77% | 20.93% | 18.52% | 19.14% | 17.74% | 21%
DSO | 1 | 49 | 27 | 28 | 2025 | Winter | P, [MW] | 0 | 0 | 2.3574 | 2.3872 | 2.4129 | 2.4347 | 2.4379 | 2.4618 | 2.4551 | 2.4204 | 2.3767 | 1.3799 | 1.2142 | 1.2784 | 1.3192 | 1.3722 | 2.3939 | 2.3532 | 1.4866 | 1.5435 | 1.6811 | 1.6355 | 1.6316 | 1.5987 | 2.2535 | 2.3092
DSO | 1 | 49 | 27 | 28 | 2025 | Winter | P, [%] | 0 | 0 | 29.47% | 29.84% | 30.16% | 30.43% | 30.47% | 30.77% | 30.69% | 30.26% | 29.71% | 17.25% | 15.18% | 15.98% | 16.49% | 17.15% | 29.92% | 29.41% | 18.58% | 19.29% | 21.01% | 20.44% | 20.4% | 19.98% | 28.17% | 28.86%
DSO | 1 | 49 | 28 | 27 | 2025 | Winter | P, [MW] | 0 | 0 | -2.3529 | -2.3825 | -2.4082 | -2.4299 | -2.4331 | -2.4568 | -2.4502 | -2.4156 | -2.3719 | -1.3782 | -1.2129 | -1.277 | -1.3176 | -1.3705 | -2.389 | -2.3484 | -1.4847 | -1.5414 | -1.6787 | -1.6332 | -1.6294 | -1.5966 | -2.2492 | -2.3048
DSO | 1 | 49 | 28 | 27 | 2025 | Winter | P, [%] | 0 | 0 | 29.41% | 29.78% | 30.1% | 30.37% | 30.41% | 30.71% | 30.63% | 30.19% | 29.65% | 17.23% | 15.16% | 15.96% | 16.47% | 17.13% | 29.86% | 29.35% | 18.56% | 19.27% | 20.98% | 20.42% | 20.37% | 19.96% | 28.11% | 28.81%
DSO | 1 | 49 | 27 | 28 | 2025 | Winter | Q, [MVAr] | 0 | 0 | 0.12537 | 0.14959 | 0.16494 | 0.1702 | 0.18395 | 0.21215 | 0.19637 | 0.22878 | -0.20026 | -0.27923 | -0.29759 | -0.28516 | -0.27477 | -0.25254 | -0.080377 | 0.17285 | -0.17892 | -0.17508 | -0.13208 | -0.15637 | -0.15476 | 0.089055 | 0.10025 | 0.10888
DSO | 1 | 49 | 27 | 28 | 2025 | Winter | Q, [%] | 0 | 0 | 1.567% | 1.87% | 2.062% | 2.127% | 2.299% | 2.652% | 2.455% | 2.86% | 2.503% | 3.49% | 3.72% | 3.565% | 3.435% | 3.157% | 1.005% | 2.161% | 2.237% | 2.188% | 1.651% | 1.955% | 1.934% | 1.113% | 1.253% | 1.361%
DSO | 1 | 49 | 28 | 27 | 2025 | Winter | Q, [MVAr] | 0 | 0 | -0.074905 | -0.098126 | -0.11248 | -0.11677 | -0.13034 | -0.15743 | -0.14106 | -0.17469 | 0.2529 | 0.29782 | 0.31237 | 0.30139 | 0.29195 | 0.271 | 0.13511 | -0.11987 | 0.20022 | 0.19788 | 0.15901 | 0.18195 | 0.18023 | -0.06477 | -0.052011 | -0.060187
DSO | 1 | 49 | 28 | 27 | 2025 | Winter | Q, [%] | 0 | 0 | 0.9363% | 1.227% | 1.406% | 1.46% | 1.629% | 1.968% | 1.763% | 2.184% | 3.161% | 3.723% | 3.905% | 3.767% | 3.649% | 3.387% | 1.689% | 1.498% | 2.503% | 2.474% | 1.988% | 2.274% | 2.253% | 0.8096% | 0.6501% | 0.7523%
DSO | 1 | 49 | 27 | 28 | 2025 | Winter | S, [MVA] | 0 | 0 | 2.3608 | 2.3919 | 2.4185 | 2.4407 | 2.4449 | 2.4709 | 2.463 | 2.4312 | 2.3851 | 1.4078 | 1.2501 | 1.3098 | 1.3475 | 1.3952 | 2.3953 | 2.3595 | 1.4973 | 1.5534 | 1.6863 | 1.643 | 1.639 | 1.6012 | 2.2558 | 2.3117
DSO | 1 | 49 | 27 | 28 | 2025 | Winter | S, [%] | 0 | 0 | 29.51% | 29.9% | 30.23% | 30.51% | 30.56% | 30.89% | 30.79% | 30.39% | 29.81% | 17.6% | 15.63% | 16.37% | 16.84% | 17.44% | 29.94% | 29.49% | 18.72% | 19.42% | 21.08% | 20.54% | 20.49% | 20.02% | 28.2% | 28.9%
DSO | 1 | 49 | 28 | 27 | 2025 | Winter | S, [MVA] | 0 | 0 | 2.3541 | 2.3846 | 2.4108 | 2.4327 | 2.4366 | 2.4619 | 2.4542 | 2.4219 | 2.3854 | 1.41 | 1.2525 | 1.312 | 1.3496 | 1.397 | 2.3928 | 2.3514 | 1.4981 | 1.5541 | 1.6862 | 1.6433 | 1.6393 | 1.5979 | 2.2498 | 2.3056
DSO | 1 | 49 | 28 | 27 | 2025 | Winter | S, [%] | 0 | 0 | 29.43% | 29.81% | 30.14% | 30.41% | 30.46% | 30.77% | 30.68% | 30.27% | 29.82% | 17.63% | 15.66% | 16.4% | 16.87% | 17.46% | 29.91% | 29.39% | 18.73% | 19.43% | 21.08% | 20.54% | 20.49% | 19.97% | 28.12% | 28.82%
DSO | 1 | 50 | 29 | 30 | 2025 | Winter | P, [MW] | 0 | 0 | 1.8572 | 1.6133 | 1.3751 | 1.256 | 1.135 | 1.1414 | 1.4392 | 1.3556 | 1.9125 | 4.5309 | 4.8636 | 4.9031 | 4.6072 | 4.2552 | 1.9394 | 1.9851 | 3.8634 | 4.2073 | 4.0918 | 4.1 | 4.0103 | 3.8051 | 3.5388 | 3.228
DSO | 1 | 50 | 29 | 30 | 2025 | Winter | P, [%] | 0 | 0 | 23.21% | 20.17% | 17.19% | 15.7% | 14.19% | 14.27% | 17.99% | 16.94% | 23.91% | 56.64% | 60.79% | 61.29% | 57.59% | 53.19% | 24.24% | 24.81% | 48.29% | 52.59% | 51.15% | 51.25% | 50.13% | 47.56% | 44.23% | 40.35%
DSO | 1 | 50 | 30 | 29 | 2025 | Winter | P, [MW] | 0 | 0 | -1.853 | -1.6099 | -1.3723 | -1.2534 | -1.1327 | -1.139 | -1.4364 | -1.353 | -1.9089 | -4.5085 | -4.8378 | -4.8769 | -4.5841 | -4.2354 | -1.9349 | -1.9805 | -3.8472 | -4.188 | -4.0735 | -4.0817 | -3.9928 | -3.7888 | -3.5248 | -3.2175
DSO | 1 | 50 | 30 | 29 | 2025 | Winter | P, [%] | 0 | 0 | 23.16% | 20.12% | 17.15% | 15.67% | 14.16% | 14.24% | 17.95% | 16.91% | 23.86% | 56.36% | 60.47% | 60.96% | 57.3% | 52.94% | 24.19% | 24.76% | 48.09% | 52.35% | 50.92% | 51.02% | 49.91% | 47.36% | 44.06% | 40.22%
DSO | 1 | 50 | 29 | 30 | 2025 | Winter | Q, [MVAr] | 0 | 0 | -0.94361 | -0.99011 | -1.0365 | -1.0675 | -1.0993 | -1.104 | -0.94959 | -0.94857 | 0.17399 | 0.4936 | 0.50205 | 0.5029 | 0.42749 | 0.32051 | -0.80059 | -0.76392 | 0.12765 | 0.21928 | 0.10211 | 0.0762 | 0.035981 | -0.72154 | -0.75903 | -0.37231
DSO | 1 | 50 | 29 | 30 | 2025 | Winter | Q, [%] | 0 | 0 | 11.8% | 12.38% | 12.96% | 13.34% | 13.74% | 13.8% | 11.87% | 11.86% | 2.175% | 6.17% | 6.276% | 6.286% | 5.344% | 4.006% | 10.01% | 9.549% | 1.596% | 2.741% | 1.276% | 0.9525% | 0.4498% | 9.019% | 9.488% | 4.654%
DSO | 1 | 50 | 30 | 29 | 2025 | Winter | Q, [MVAr] | 0 | 0 | 0.97862 | 1.0186 | 1.0599 | 1.0889 | 1.1188 | 1.1237 | 0.97338 | 0.97052 | -0.1442 | -0.30461 | -0.28467 | -0.28202 | -0.2325 | -0.15427 | 0.83777 | 0.80225 | 0.0092572 | -0.056934 | 0.051471 | 0.078027 | 0.11166 | 0.85848 | 0.8763 | 0.46085
DSO | 1 | 50 | 30 | 29 | 2025 | Winter | Q, [%] | 0 | 0 | 12.23% | 12.73% | 13.25% | 13.61% | 13.99% | 14.05% | 12.17% | 12.13% | 1.803% | 3.808% | 3.558% | 3.525% | 2.906% | 1.928% | 10.47% | 10.03% | 0.1157% | 0.7117% | 0.6434% | 0.9753% | 1.396% | 10.73% | 10.95% | 5.761%
DSO | 1 | 50 | 29 | 30 | 2025 | Winter | S, [MVA] | 0 | 0 | 2.0831 | 1.8929 | 1.722 | 1.6483 | 1.5801 | 1.5879 | 1.7242 | 1.6545 | 1.9204 | 4.5577 | 4.8894 | 4.9288 | 4.627 | 4.2672 | 2.0981 | 2.127 | 3.8655 | 4.213 | 4.093 | 4.1007 | 4.0105 | 3.8729 | 3.6192 | 3.2494
DSO | 1 | 50 | 29 | 30 | 2025 | Winter | S, [%] | 0 | 0 | 26.04% | 23.66% | 21.53% | 20.6% | 19.75% | 19.85% | 21.55% | 20.68% | 24% | 56.97% | 61.12% | 61.61% | 57.84% | 53.34% | 26.23% | 26.59% | 48.32% | 52.66% | 51.16% | 51.26% | 50.13% | 48.41% | 45.24% | 40.62%
DSO | 1 | 50 | 30 | 29 | 2025 | Winter | S, [MVA] | 0 | 0 | 2.0956 | 1.9051 | 1.734 | 1.6603 | 1.5921 | 1.6001 | 1.7351 | 1.6651 | 1.9144 | 4.5187 | 4.8461 | 4.885 | 4.5899 | 4.2382 | 2.1085 | 2.1368 | 3.8472 | 4.1884 | 4.0738 | 4.0824 | 3.9943 | 3.8848 | 3.6321 | 3.2503
DSO | 1 | 50 | 30 | 29 | 2025 | Winter | S, [%] | 0 | 0 | 26.19% | 23.81% | 21.67% | 20.75% | 19.9% | 20% | 21.69% | 20.81% | 23.93% | 56.48% | 60.58% | 61.06% | 57.37% | 52.98% | 26.36% | 26.71% | 48.09% | 52.35% | 50.92% | 51.03% | 49.93% | 48.56% | 45.4% | 40.63%
DSO | 1 | 5 | 10 | 15 | 2025 | Winter | P, [MW] | 0 | 1 | 4.6249 | 4.0468 | 3.8823 | 3.8826 | 3.7576 | 4.1295 | 5.1361 | 5.4401 | 5.9726 | 6.145 | 6.4022 | 6.4619 | 6.2734 | 5.9987 | 5.7811 | 5.7196 | 6.094 | 7.2638 | 7.3381 | 6.9478 | 6.7232 | 6.2183 | 5.7307 | 5.1166
DSO | 1 | 5 | 10 | 15 | 2025 | Winter | P, [%] | 0 | 1 | 22.14% | 19.37% | 18.58% | 18.59% | 17.99% | 19.77% | 24.59% | 26.04% | 28.59% | 29.42% | 30.65% | 30.93% | 30.03% | 28.72% | 27.67% | 27.38% | 29.17% | 34.77% | 35.13% | 33.26% | 32.18% | 29.77% | 27.43% | 24.49%
DSO | 1 | 5 | 15 | 10 | 2025 | Winter | P, [MW] | 0 | 1 | -4.6098 | -4.0347 | -3.8711 | -3.8714 | -3.7471 | -4.1173 | -5.1181 | -5.4201 | -5.9487 | -6.1199 | -6.375 | -6.4342 | -6.2471 | -5.9746 | -5.7586 | -5.6975 | -6.0693 | -7.2293 | -7.3028 | -6.916 | -6.6933 | -6.1926 | -5.7085 | -5.0986
DSO | 1 | 5 | 15 | 10 | 2025 | Winter | P, [%] | 0 | 1 | 22.07% | 19.31% | 18.53% | 18.53% | 17.94% | 19.71% | 24.5% | 25.95% | 28.48% | 29.3% | 30.52% | 30.8% | 29.91% | 28.6% | 27.57% | 27.27% | 29.05% | 34.61% | 34.96% | 33.11% | 32.04% | 29.64% | 27.33% | 24.41%
DSO | 1 | 5 | 10 | 15 | 2025 | Winter | Q, [MVAr] | 0 | 1 | -1.2077 | -1.3811 | -1.3606 | -1.327 | -1.312 | -1.187 | -1.0224 | -0.95729 | -0.89758 | -0.74578 | -0.74993 | -0.78637 | -0.84594 | -0.84744 | -0.90266 | -0.9285 | -0.76043 | -0.31197 | -0.3597 | -0.44358 | -0.61582 | -0.73626 | -0.91813 | -1.0164
DSO | 1 | 5 | 10 | 15 | 2025 | Winter | Q, [%] | 0 | 1 | 5.781% | 6.611% | 6.513% | 6.352% | 6.281% | 5.682% | 4.894% | 4.583% | 4.297% | 3.57% | 3.59% | 3.764% | 4.05% | 4.057% | 4.321% | 4.445% | 3.64% | 1.493% | 1.722% | 2.123% | 2.948% | 3.524% | 4.395% | 4.866%
DSO | 1 | 5 | 15 | 10 | 2025 | Winter | Q, [MVAr] | 0 | 1 | 1.2173 | 1.3865 | 1.3648 | 1.3311 | 1.3152 | 1.1926 | 1.036 | 0.97355 | 0.91918 | 0.76898 | 0.77612 | 0.81324 | 0.87085 | 0.86931 | 0.92236 | 0.9476 | 0.78327 | 0.34834 | 0.3971 | 0.47607 | 0.64576 | 0.76048 | 0.93743 | 1.0299
DSO | 1 | 5 | 15 | 10 | 2025 | Winter | Q, [%] | 0 | 1 | 5.827% | 6.637% | 6.533% | 6.372% | 6.296% | 5.709% | 4.959% | 4.66% | 4.4% | 3.681% | 3.715% | 3.893% | 4.169% | 4.161% | 4.415% | 4.536% | 3.75% | 1.668% | 1.901% | 2.279% | 3.091% | 3.64% | 4.488% | 4.93%
DSO | 1 | 5 | 10 | 15 | 2025 | Winter | S, [MVA] | 0 | 1 | 4.78 | 4.276 | 4.1138 | 4.1031 | 3.9801 | 4.2967 | 5.2369 | 5.5237 | 6.0397 | 6.1901 | 6.4459 | 6.5096 | 6.3301 | 6.0583 | 5.8511 | 5.7945 | 6.1413 | 7.2705 | 7.3469 | 6.9619 | 6.7513 | 6.2618 | 5.8038 | 5.2165
DSO | 1 | 5 | 10 | 15 | 2025 | Winter | S, [%] | 0 | 1 | 22.88% | 20.47% | 19.69% | 19.64% | 19.05% | 20.57% | 25.07% | 26.44% | 28.91% | 29.63% | 30.86% | 31.16% | 30.3% | 29% | 28.01% | 27.74% | 29.4% | 34.8% | 35.17% | 33.33% | 32.32% | 29.98% | 27.78% | 24.97%
DSO | 1 | 5 | 15 | 10 | 2025 | Winter | S, [MVA] | 0 | 1 | 4.7678 | 4.2663 | 4.1046 | 4.0938 | 3.9712 | 4.2865 | 5.2219 | 5.5068 | 6.0193 | 6.1681 | 6.422 | 6.4854 | 6.3075 | 6.0375 | 5.832 | 5.7758 | 6.1196 | 7.2377 | 7.3136 | 6.9324 | 6.7244 | 6.2391 | 5.785 | 5.2016
DSO | 1 | 5 | 15 | 10 | 2025 | Winter | S, [%] | 0 | 1 | 22.82% | 20.42% | 19.65% | 19.6% | 19.01% | 20.52% | 25% | 26.36% | 28.81% | 29.53% | 30.74% | 31.05% | 30.19% | 28.9% | 27.92% | 27.65% | 29.29% | 34.65% | 35.01% | 33.19% | 32.19% | 29.87% | 27.69% | 24.9%
DSO | 1 | 6 | 10 | 11 | 2025 | Winter | P, [MW] | 0 | 1 | 4.4951 | 4.0574 | 3.8547 | 3.8688 | 3.9268 | 4.2126 | 6.0249 | 6.419 | 6.4686 | 6.6126 | 6.5585 | 6.6751 | 6.4235 | 6.3444 | 5.8317 | 5.7709 | 5.8483 | 6.3658 | 6.0786 | 6.1041 | 6.0675 | 5.6662 | 5.2584 | 4.6968
DSO | 1 | 6 | 10 | 11 | 2025 | Winter | P, [%] | 0 | 1 | 19.28% | 17.4% | 16.54% | 16.6% | 16.84% | 18.07% | 25.84% | 27.54% | 27.75% | 28.37% | 28.13% | 28.63% | 27.55% | 27.22% | 25.02% | 24.76% | 25.09% | 27.31% | 26.08% | 26.18% | 26.03% | 24.31% | 22.56% | 20.15%
DSO | 1 | 6 | 11 | 10 | 2025 | Winter | P, [MW] | 0 | 1 | -4.4943 | -4.0567 | -3.8541 | -3.8682 | -3.9262 | -4.212 | -6.0236 | -6.4175 | -6.467 | -6.611 | -6.5569 | -6.6735 | -6.4219 | -6.3429 | -5.8304 | -5.7697 | -5.847 | -6.3643 | -6.0772 | -6.1027 | -6.0661 | -5.665 | -5.2574 | -4.6959
DSO | 1 | 6 | 11 | 10 | 2025 | Winter | P, [%] | 0 | 1 | 19.28% | 17.4% | 16.53% | 16.59% | 16.84% | 18.07% | 25.84% | 27.53% | 27.74% | 28.36% | 28.13% | 28.63% | 27.55% | 27.21% | 25.01% | 24.75% | 25.08% | 27.3% | 26.07% | 26.18% | 26.02% | 24.3% | 22.55% | 20.14%
DSO | 1 | 6 | 10 | 11 | 2025 | Winter | Q, [MVAr] | 0 | 1 | -0.43486 | -0.64034 | -0.56734 | -0.50145 | -0.49193 | -0.45025 | 0.17536 | 0.35889 | 0.54241 | 0.51397 | 0.37046 | 0.54376 | 0.45448 | 0.31387 | -0.066255 | -0.040952 | 0.043123 | 0.16243 | 0.044152 | 0.28026 | 0.1213 | 0.013993 | -0.28165 | -0.3864
DSO | 1 | 6 | 10 | 11 | 2025 | Winter | Q, [%] | 0 | 1 | 1.865% | 2.747% | 2.434% | 2.151% | 2.11% | 1.931% | 0.7522% | 1.54% | 2.327% | 2.205% | 1.589% | 2.333% | 1.95% | 1.346% | 0.2842% | 0.1757% | 0.185% | 0.6968% | 0.1894% | 1.202% | 0.5203% | 0.06003% | 1.208% | 1.658%
DSO | 1 | 6 | 11 | 10 | 2025 | Winter | Q, [MVAr] | 0 | 1 | 0.41767 | 0.62312 | 0.55007 | 0.48418 | 0.47467 | 0.43302 | -0.19225 | -0.37569 | -0.55922 | -0.53076 | -0.38725 | -0.56054 | -0.47129 | -0.3307 | 0.049292 | 0.023969 | -0.060092 | -0.17931 | -0.061123 | -0.2972 | -0.13822 | -0.031006 | 0.26457 | 0.36923
DSO | 1 | 6 | 11 | 10 | 2025 | Winter | Q, [%] | 0 | 1 | 1.792% | 2.673% | 2.36% | 2.077% | 2.036% | 1.858% | 0.8247% | 1.612% | 2.399% | 2.277% | 1.661% | 2.405% | 2.022% | 1.419% | 0.2114% | 0.1028% | 0.2578% | 0.7692% | 0.2622% | 1.275% | 0.5929% | 0.133% | 1.135% | 1.584%
DSO | 1 | 6 | 10 | 11 | 2025 | Winter | S, [MVA] | 0 | 1 | 4.5161 | 4.1076 | 3.8962 | 3.9011 | 3.9575 | 4.2366 | 6.0275 | 6.429 | 6.4913 | 6.6325 | 6.569 | 6.6972 | 6.4395 | 6.3521 | 5.8321 | 5.7711 | 5.8484 | 6.3679 | 6.0788 | 6.1105 | 6.0687 | 5.6663 | 5.2659 | 4.7126
DSO | 1 | 6 | 10 | 11 | 2025 | Winter | S, [%] | 0 | 1 | 19.37% | 17.62% | 16.71% | 16.73% | 16.98% | 18.17% | 25.86% | 27.58% | 27.85% | 28.45% | 28.18% | 28.73% | 27.62% | 27.25% | 25.02% | 24.76% | 25.09% | 27.32% | 26.08% | 26.21% | 26.03% | 24.31% | 22.59% | 20.22%
DSO | 1 | 6 | 11 | 10 | 2025 | Winter | S, [MVA] | 0 | 1 | 4.5137 | 4.1043 | 3.8932 | 3.8984 | 3.9548 | 4.2342 | 6.0266 | 6.4284 | 6.4911 | 6.6322 | 6.5683 | 6.697 | 6.4392 | 6.3515 | 5.8306 | 5.7697 | 5.8473 | 6.3668 | 6.0775 | 6.1099 | 6.0677 | 5.6651 | 5.264 | 4.7104
DSO | 1 | 6 | 11 | 10 | 2025 | Winter | S, [%] | 0 | 1 | 19.36% | 17.61% | 16.7% | 16.72% | 16.96% | 18.16% | 25.85% | 27.58% | 27.84% | 28.45% | 28.18% | 28.73% | 27.62% | 27.25% | 25.01% | 24.75% | 25.08% | 27.31% | 26.07% | 26.21% | 26.03% | 24.3% | 22.58% | 20.21%
DSO | 1 | 7 | 10 | 23 | 2025 | Winter | P, [MW] | 0 | 1 | 7.993 | 7.1033 | 6.8088 | 6.6874 | 6.7173 | 7.1718 | 8.9816 | 9.6981 | 9.6952 | 11.1288 | 10.9245 | 11.2859 | 10.0989 | 10.3812 | 9.8406 | 9.513 | 9.2836 | 9.857 | 9.8651 | 9.588 | 9.4916 | 8.7739 | 8.5757 | 7.9378
DSO | 1 | 7 | 10 | 23 | 2025 | Winter | P, [%] | 0 | 1 | 23.16% | 20.58% | 19.73% | 19.38% | 19.46% | 20.78% | 26.02% | 28.1% | 28.09% | 32.24% | 31.65% | 32.7% | 29.26% | 30.08% | 28.51% | 27.56% | 26.9% | 28.56% | 28.58% | 27.78% | 27.5% | 25.42% | 24.85% | 23%
DSO | 1 | 7 | 23 | 10 | 2025 | Winter | P, [MW] | 0 | 1 | -7.9863 | -7.0979 | -6.8038 | -6.6826 | -6.7125 | -7.1664 | -8.9733 | -9.6885 | -9.6856 | -11.1162 | -10.9124 | -11.273 | -10.0885 | -10.3701 | -9.8307 | -9.5037 | -9.2747 | -9.8471 | -9.8552 | -9.5786 | -9.4823 | -8.766 | -8.5681 | -7.9313
DSO | 1 | 7 | 23 | 10 | 2025 | Winter | P, [%] | 0 | 1 | 23.14% | 20.57% | 19.71% | 19.36% | 19.45% | 20.76% | 26% | 28.07% | 28.06% | 32.21% | 31.62% | 32.66% | 29.23% | 30.05% | 28.48% | 27.54% | 26.87% | 28.53% | 28.55% | 27.75% | 27.47% | 25.4% | 24.83% | 22.98%
DSO | 1 | 7 | 10 | 23 | 2025 | Winter | Q, [MVAr] | 0 | 1 | -0.92855 | -1.2526 | -1.1425 | -1.0468 | -1.0783 | -1.1189 | -0.85509 | -0.73108 | -0.46329 | -0.18726 | -0.10352 | 0.028914 | -0.0486 | -0.2084 | -0.52258 | -0.43852 | -0.49933 | -0.40017 | -0.39912 | -0.30557 | -0.52068 | -0.59498 | -0.82342 | -0.91793
DSO | 1 | 7 | 10 | 23 | 2025 | Winter | Q, [%] | 0 | 1 | 2.69% | 3.629% | 3.31% | 3.033% | 3.124% | 3.242% | 2.478% | 2.118% | 1.342% | 0.5426% | 0.2999% | 0.08378% | 0.1408% | 0.6038% | 1.514% | 1.271% | 1.447% | 1.159% | 1.156% | 0.8854% | 1.509% | 1.724% | 2.386% | 2.66%
DSO | 1 | 7 | 23 | 10 | 2025 | Winter | Q, [MVAr] | 0 | 1 | 0.82971 | 1.1524 | 1.0416 | 0.94567 | 0.97723 | 1.0185 | 0.75785 | 0.63539 | 0.36731 | 0.095176 | 0.010976 | -0.12053 | -0.046155 | 0.11448 | 0.42739 | 0.34244 | 0.40262 | 0.30444 | 0.30344 | 0.20933 | 0.42439 | 0.49707 | 0.72535 | 0.81873
DSO | 1 | 7 | 23 | 10 | 2025 | Winter | Q, [%] | 0 | 1 | 2.404% | 3.339% | 3.018% | 2.74% | 2.831% | 2.951% | 2.196% | 1.841% | 1.064% | 0.2758% | 0.0318% | 0.3492% | 0.1337% | 0.3317% | 1.238% | 0.9922% | 1.167% | 0.8821% | 0.8792% | 0.6065% | 1.23% | 1.44% | 2.102% | 2.372%
DSO | 1 | 7 | 10 | 23 | 2025 | Winter | S, [MVA] | 0 | 1 | 8.0467 | 7.2129 | 6.9039 | 6.7688 | 6.8033 | 7.2585 | 9.0222 | 9.7257 | 9.7063 | 11.1304 | 10.925 | 11.286 | 10.0991 | 10.3832 | 9.8545 | 9.5231 | 9.297 | 9.8651 | 9.8732 | 9.5929 | 9.5058 | 8.794 | 8.6151 | 7.9907
DSO | 1 | 7 | 10 | 23 | 2025 | Winter | S, [%] | 0 | 1 | 23.31% | 20.9% | 20% | 19.61% | 19.71% | 21.03% | 26.14% | 28.18% | 28.12% | 32.25% | 31.65% | 32.7% | 29.26% | 30.08% | 28.55% | 27.59% | 26.94% | 28.58% | 28.61% | 27.79% | 27.54% | 25.48% | 24.96% | 23.15%
DSO | 1 | 7 | 23 | 10 | 2025 | Winter | S, [MVA] | 0 | 1 | 8.0293 | 7.1908 | 6.8831 | 6.7492 | 6.7833 | 7.2384 | 9.0052 | 9.7093 | 9.6926 | 11.1166 | 10.9124 | 11.2736 | 10.0886 | 10.3708 | 9.84 | 9.5099 | 9.2835 | 9.8518 | 9.8599 | 9.5809 | 9.4918 | 8.7801 | 8.5987 | 7.9734
DSO | 1 | 7 | 23 | 10 | 2025 | Winter | S, [%] | 0 | 1 | 23.26% | 20.83% | 19.94% | 19.56% | 19.65% | 20.97% | 26.09% | 28.13% | 28.08% | 32.21% | 31.62% | 32.66% | 29.23% | 30.05% | 28.51% | 27.55% | 26.9% | 28.54% | 28.57% | 27.76% | 27.5% | 25.44% | 24.91% | 23.1%
DSO | 1 | 8 | 11 | 12 | 2025 | Winter | P, [MW] | 0 | 1 | 4.496 | 4.0584 | 3.8558 | 3.8699 | 3.9279 | 4.2136 | 6.0252 | 6.4191 | 6.4687 | 6.6126 | 6.5586 | 6.6751 | 6.4236 | 6.3446 | 5.8321 | 5.7713 | 5.8487 | 6.366 | 6.0789 | 6.1043 | 6.0678 | 5.6667 | 5.259 | 4.6976
DSO | 1 | 8 | 11 | 12 | 2025 | Winter | P, [%] | 0 | 1 | 21.52% | 19.43% | 18.46% | 18.53% | 18.8% | 20.17% | 28.84% | 30.73% | 30.97% | 31.65% | 31.4% | 31.95% | 30.75% | 30.37% | 27.92% | 27.63% | 28% | 30.47% | 29.1% | 29.22% | 29.05% | 27.13% | 25.18% | 22.49%
DSO | 1 | 8 | 12 | 11 | 2025 | Winter | P, [MW] | 0 | 1 | -4.4647 | -4.0324 | -3.8325 | -3.8465 | -3.9038 | -4.186 | -5.9697 | -6.356 | -6.4045 | -6.5457 | -6.4929 | -6.6069 | -6.3604 | -6.283 | -5.7801 | -5.7205 | -5.7965 | -6.3043 | -6.0227 | -6.0475 | -6.0116 | -5.6177 | -5.2166 | -4.6636
DSO | 1 | 8 | 12 | 11 | 2025 | Winter | P, [%] | 0 | 1 | 21.37% | 19.3% | 18.35% | 18.41% | 18.69% | 20.04% | 28.58% | 30.43% | 30.66% | 31.33% | 31.08% | 31.63% | 30.45% | 30.08% | 27.67% | 27.38% | 27.75% | 30.18% | 28.83% | 28.95% | 28.78% | 26.89% | 24.97% | 22.32%
DSO | 1 | 8 | 11 | 12 | 2025 | Winter | Q, [MVAr] | 0 | 1 | -0.41749 | -0.62293 | -0.54989 | -0.484 | -0.47449 | -0.43283 | 0.19244 | 0.37589 | 0.55941 | 0.53095 | 0.38743 | 0.56072 | 0.47147 | 0.33088 | -0.049108 | -0.023788 | 0.060272 | 0.1795 | 0.061306 | 0.29736 | 0.13839 | 0.031178 | -0.26439 | -0.36904
DSO | 1 | 8 | 11 | 12 | 2025 | Winter | Q, [%] | 0 | 1 | 1.999% | 2.982% | 2.632% | 2.317% | 2.271% | 2.072% | 0.9212% | 1.799% | 2.678% | 2.542% | 1.855% | 2.684% | 2.257% | 1.584% | 0.2351% | 0.1139% | 0.2885% | 0.8593% | 0.2935% | 1.423% | 0.6625% | 0.1493% | 1.266% | 1.767%
DSO | 1 | 8 | 12 | 11 | 2025 | Winter | Q, [MVAr] | 0 | 1 | 0.4346 | 0.63269 | 0.55603 | 0.49022 | 0.48166 | 0.44479 | -0.14187 | -0.31494 | -0.49697 | -0.46476 | -0.32289 | -0.49272 | -0.41031 | -0.27208 | 0.094629 | 0.067807 | -0.01438 | -0.12064 | -0.010008 | -0.24504 | -0.087039 | 0.010318 | 0.29677 | 0.38987
DSO | 1 | 8 | 12 | 11 | 2025 | Winter | Q, [%] | 0 | 1 | 2.08% | 3.029% | 2.662% | 2.347% | 2.306% | 2.129% | 0.6791% | 1.508% | 2.379% | 2.225% | 1.546% | 2.359% | 1.964% | 1.302% | 0.453% | 0.3246% | 0.06884% | 0.5775% | 0.04791% | 1.173% | 0.4167% | 0.04939% | 1.421% | 1.866%
DSO | 1 | 8 | 11 | 12 | 2025 | Winter | S, [MVA] | 0 | 1 | 4.5153 | 4.1059 | 3.8948 | 3.9 | 3.9564 | 4.2358 | 6.0283 | 6.4301 | 6.4928 | 6.6339 | 6.57 | 6.6986 | 6.4409 | 6.3532 | 5.8323 | 5.7714 | 5.849 | 6.3685 | 6.0792 | 6.1116 | 6.0694 | 5.6668 | 5.2657 | 4.7121
DSO | 1 | 8 | 11 | 12 | 2025 | Winter | S, [%] | 0 | 1 | 21.62% | 19.66% | 18.64% | 18.67% | 18.94% | 20.28% | 28.86% | 30.78% | 31.08% | 31.76% | 31.45% | 32.07% | 30.83% | 30.41% | 27.92% | 27.63% | 28% | 30.49% | 29.1% | 29.26% | 29.05% | 27.13% | 25.21% | 22.56%
DSO | 1 | 8 | 12 | 11 | 2025 | Winter | S, [MVA] | 0 | 1 | 4.4858 | 4.0818 | 3.8726 | 3.8776 | 3.9334 | 4.2096 | 5.9714 | 6.3638 | 6.4237 | 6.5622 | 6.5009 | 6.6253 | 6.3736 | 6.2889 | 5.7809 | 5.7209 | 5.7965 | 6.3055 | 6.0227 | 6.0524 | 6.0122 | 5.6177 | 5.225 | 4.6798
DSO | 1 | 8 | 12 | 11 | 2025 | Winter | S, [%] | 0 | 1 | 21.47% | 19.54% | 18.54% | 18.56% | 18.83% | 20.15% | 28.59% | 30.46% | 30.75% | 31.41% | 31.12% | 31.72% | 30.51% | 30.11% | 27.67% | 27.39% | 27.75% | 30.18% | 28.83% | 28.97% | 28.78% | 26.89% | 25.01% | 22.4%
DSO | 1 | 9 | 12 | 13 | 2025 | Winter | P, [MW] | 0 | 1 | 4.4664 | 4.0341 | 3.8342 | 3.8482 | 3.9055 | 4.1877 | 5.9714 | 6.3577 | 6.4062 | 6.5474 | 6.4946 | 6.6086 | 6.3621 | 6.2847 | 5.7818 | 5.7222 | 5.7982 | 6.306 | 6.0244 | 6.0492 | 6.0133 | 5.6194 | 5.2183 | 4.6653
DSO | 1 | 9 | 12 | 13 | 2025 | Winter | P, [%] | 0 | 1 | 19.16% | 17.31% | 16.45% | 16.51% | 16.75% | 17.96% | 25.62% | 27.27% | 27.48% | 28.09% | 27.86% | 28.35% | 27.29% | 26.96% | 24.8% | 24.55% | 24.87% | 27.05% | 25.84% | 25.95% | 25.8% | 24.11% | 22.38% | 20.01%
DSO | 1 | 9 | 13 | 12 | 2025 | Winter | P, [MW] | 0 | 1 | -4.4663 | -4.0341 | -3.8341 | -3.8481 | -3.9054 | -4.1877 | -5.9712 | -6.3576 | -6.406 | -6.5472 | -6.4944 | -6.6084 | -6.3619 | -6.2846 | -5.7817 | -5.7221 | -5.798 | -6.3059 | -6.0243 | -6.049 | -6.0132 | -5.6193 | -5.2182 | -4.6652
DSO | 1 | 9 | 13 | 12 | 2025 | Winter | P, [%] | 0 | 1 | 19.16% | 17.3% | 16.45% | 16.51% | 16.75% | 17.96% | 25.61% | 27.27% | 27.48% | 28.09% | 27.86% | 28.35% | 27.29% | 26.96% | 24.8% | 24.55% | 24.87% | 27.05% | 25.84% | 25.95% | 25.79% | 24.1% | 22.38% | 20.01%
DSO | 1 | 9 | 12 | 13 | 2025 | Winter | Q, [MVAr] | 0 | 1 | -0.43442 | -0.6325 | -0.55585 | -0.49005 | -0.48149 | -0.44461 | 0.14206 | 0.31513 | 0.49716 | 0.46495 | 0.32308 | 0.49291 | 0.41049 | 0.27226 | -0.094446 | -0.067627 | 0.01456 | 0.12083 | 0.01019 | 0.24521 | 0.087213 | -0.010147 | -0.29659 | -0.38969
DSO | 1 | 9 | 12 | 13 | 2025 | Winter | Q, [%] | 0 | 1 | 1.864% | 2.713% | 2.384% | 2.102% | 2.065% | 1.907% | 0.6094% | 1.352% | 2.133% | 1.994% | 1.386% | 2.114% | 1.761% | 1.168% | 0.4051% | 0.2901% | 0.06246% | 0.5183% | 0.04371% | 1.052% | 0.3741% | 0.04353% | 1.272% | 1.672%
DSO | 1 | 9 | 13 | 12 | 2025 | Winter | Q, [MVAr] | 0 | 1 | 0.43276 | 0.63083 | 0.55418 | 0.48837 | 0.47982 | 0.44294 | -0.14368 | -0.31674 | -0.49876 | -0.46655 | -0.32468 | -0.49451 | -0.4121 | -0.27387 | 0.092815 | 0.065994 | -0.01619 | -0.12244 | -0.01182 | -0.24683 | -0.088837 | 0.0085106 | 0.29495 | 0.38803
DSO | 1 | 9 | 13 | 12 | 2025 | Winter | Q, [%] | 0 | 1 | 1.856% | 2.706% | 2.377% | 2.095% | 2.058% | 1.9% | 0.6163% | 1.359% | 2.14% | 2.001% | 1.393% | 2.121% | 1.768% | 1.175% | 0.3981% | 0.2831% | 0.06945% | 0.5252% | 0.0507% | 1.059% | 0.3811% | 0.03651% | 1.265% | 1.665%
DSO | 1 | 9 | 12 | 13 | 2025 | Winter | S, [MVA] | 0 | 1 | 4.4874 | 4.0834 | 3.8742 | 3.8792 | 3.935 | 4.2113 | 5.9731 | 6.3655 | 6.4254 | 6.5639 | 6.5026 | 6.627 | 6.3753 | 6.2906 | 5.7826 | 5.7226 | 5.7982 | 6.3072 | 6.0244 | 6.0541 | 6.0139 | 5.6194 | 5.2267 | 4.6815
DSO | 1 | 9 | 12 | 13 | 2025 | Winter | S, [%] | 0 | 1 | 19.25% | 17.52% | 16.62% | 16.64% | 16.88% | 18.07% | 25.62% | 27.31% | 27.56% | 28.16% | 27.89% | 28.43% | 27.35% | 26.98% | 24.81% | 24.55% | 24.87% | 27.06% | 25.84% | 25.97% | 25.8% | 24.11% | 22.42% | 20.08%
DSO | 1 | 9 | 13 | 12 | 2025 | Winter | S, [MVA] | 0 | 1 | 4.4872 | 4.0831 | 3.874 | 3.879 | 3.9348 | 4.211 | 5.973 | 6.3655 | 6.4254 | 6.5638 | 6.5025 | 6.6269 | 6.3753 | 6.2905 | 5.7825 | 5.7224 | 5.7981 | 6.307 | 6.0243 | 6.0541 | 6.0138 | 5.6193 | 5.2265 | 4.6813
DSO | 1 | 9 | 13 | 12 | 2025 | Winter | S, [%] | 0 | 1 | 19.25% | 17.52% | 16.62% | 16.64% | 16.88% | 18.06% | 25.62% | 27.31% | 27.56% | 28.16% | 27.89% | 28.43% | 27.35% | 26.98% | 24.8% | 24.55% | 24.87% | 27.06% | 25.84% | 25.97% | 25.8% | 24.1% | 22.42% | 20.08%
DSO | 1 | 10 | 13 | 8 | 2025 | Winter | P, [MW] | 0 | 1 | -0.0017029 | -0.0017075 | -0.0017067 | -0.0017063 | -0.001705 | -0.0017036 | -0.0016981 | -0.0016907 | -0.0016991 | -0.0016941 | -0.0016976 | -0.0016978 | -0.0017021 | -0.0016999 | -0.0017007 | -0.0017001 | -0.0016987 | -0.0016993 | -0.0017009 | -0.0017035 | -0.0017022 | -0.0017029 | -0.001701 | -0.0017102
DSO | 1 | 10 | 13 | 8 | 2025 | Winter | P, [%] | 0 | 1 | 0.007305% | 0.007325% | 0.007321% | 0.00732% | 0.007314% | 0.007308% | 0.007284% | 0.007253% | 0.007289% | 0.007267% | 0.007282% | 0.007283% | 0.007301% | 0.007292% | 0.007296% | 0.007293% | 0.007287% | 0.00729% | 0.007296% | 0.007308% | 0.007302% | 0.007305% | 0.007297% | 0.007336%
DSO | 1 | 10 | 8 | 13 | 2025 | Winter | P, [MW] | 0 | 1 | 0.0017029 | 0.0017075 | 0.0017067 | 0.0017063 | 0.001705 | 0.0017036 | 0.0016981 | 0.0016907 | 0.0016991 | 0.0016941 | 0.0016976 | 0.0016978 | 0.0017021 | 0.0016999 | 0.0017007 | 0.0017001 | 0.0016987 | 0.0016993 | 0.0017009 | 0.0017035 | 0.0017022 | 0.0017029 | 0.001701 | 0.0017102
DSO | 1 | 10 | 8 | 13 | 2025 | Winter | P, [%] | 0 | 1 | 0.007305% | 0.007325% | 0.007321% | 0.00732% | 0.007314% | 0.007308% | 0.007284% | 0.007253% | 0.007289% | 0.007267% | 0.007282% | 0.007283% | 0.007301% | 0.007292% | 0.007296% | 0.007293% | 0.007287% | 0.00729% | 0.007296% | 0.007308% | 0.007302% | 0.007305% | 0.007297% | 0.007336%
DSO | 1 | 10 | 13 | 8 | 2025 | Winter | Q, [MVAr] | 0 | 1 | -0.0019651 | -0.0019717 | -0.001965 | -0.00196 | -0.0019603 | -0.0019676 | -0.00197 | -0.0019732 | -0.0019719 | -0.001974 | -0.0019711 | -0.0019715 | -0.0019651 | -0.0019665 | -0.00197 | -0.0019678 | -0.0019667 | -0.0019761 | -0.001975 | -0.0019514 | -0.0019618 | -0.0019589 | -0.0019669 | -0.0019673
DSO | 1 | 10 | 13 | 8 | 2025 | Winter | Q, [%] | 0 | 1 | 0.008429% | 0.008458% | 0.008429% | 0.008408% | 0.008409% | 0.00844% | 0.008451% | 0.008465% | 0.008459% | 0.008468% | 0.008455% | 0.008457% | 0.00843% | 0.008436% | 0.008451% | 0.008441% | 0.008437% | 0.008477% | 0.008472% | 0.008371% | 0.008415% | 0.008403% | 0.008438% | 0.008439%
DSO | 1 | 10 | 8 | 13 | 2025 | Winter | Q, [MVAr] | 0 | 1 | 0.00018013 | 0.00018847 | 0.00018094 | 0.00017587 | 0.00017658 | 0.00018282 | 0.00018758 | 0.00019045 | 0.00018714 | 0.00018739 | 0.0001854 | 0.00018533 | 0.00018162 | 0.0001821 | 0.00018291 | 0.00018037 | 0.00017956 | 0.00018504 | 0.00018212 | 0.00016321 | 0.00017463 | 0.00017134 | 0.00017918 | 0.00017999
DSO | 1 | 10 | 8 | 13 | 2025 | Winter | Q, [%] | 0 | 1 | 0.0007727% | 0.0008085% | 0.0007762% | 0.0007544% | 0.0007575% | 0.0007843% | 0.0008047% | 0.000817% | 0.0008028% | 0.0008039% | 0.0007953% | 0.000795% | 0.0007791% | 0.0007811% | 0.0007846% | 0.0007737% | 0.0007703% | 0.0007938% | 0.0007812% | 0.0007001% | 0.0007491% | 0.000735% | 0.0007686% | 0.0007721%
DSO | 1 | 10 | 13 | 8 | 2025 | Winter | S, [MVA] | 0 | 1 | 0.0026003 | 0.0026083 | 0.0026026 | 0.0025986 | 0.002598 | 0.0026026 | 0.0026008 | 0.0025985 | 0.002603 | 0.0026013 | 0.0026014 | 0.0026018 | 0.0025998 | 0.0025994 | 0.0026026 | 0.0026005 | 0.0025988 | 0.0026063 | 0.0026065 | 0.0025904 | 0.0025973 | 0.0025956 | 0.0026005 | 0.0026067
DSO | 1 | 10 | 13 | 8 | 2025 | Winter | S, [%] | 0 | 1 | 0.01115% | 0.01119% | 0.01116% | 0.01115% | 0.01114% | 0.01116% | 0.01116% | 0.01115% | 0.01117% | 0.01116% | 0.01116% | 0.01116% | 0.01115% | 0.01115% | 0.01116% | 0.01116% | 0.01115% | 0.01118% | 0.01118% | 0.01111% | 0.01114% | 0.01113% | 0.01116% | 0.01118%
DSO | 1 | 10 | 8 | 13 | 2025 | Winter | S, [MVA] | 0 | 1 | 0.0017124 | 0.0017179 | 0.0017162 | 0.0017154 | 0.0017142 | 0.0017134 | 0.0017084 | 0.0017014 | 0.0017094 | 0.0017044 | 0.0017077 | 0.0017079 | 0.0017117 | 0.0017096 | 0.0017105 | 0.0017096 | 0.0017082 | 0.0017094 | 0.0017106 | 0.0017113 | 0.0017112 | 0.0017115 | 0.0017105 | 0.0017196
DSO | 1 | 10 | 8 | 13 | 2025 | Winter | S, [%] | 0 | 1 | 0.007346% | 0.007369% | 0.007362% | 0.007358% | 0.007353% | 0.00735% | 0.007328% | 0.007299% | 0.007333% | 0.007311% | 0.007326% | 0.007326% | 0.007343% | 0.007334% | 0.007338% | 0.007334% | 0.007328% | 0.007333% | 0.007338% | 0.007341% | 0.00734% | 0.007342% | 0.007337% | 0.007377%
DSO | 1 | 11 | 15 | 16 | 2025 | Winter | P, [MW] | 0 | 1 | 4.6115 | 4.0364 | 3.8728 | 3.8731 | 3.7488 | 4.119 | 5.1198 | 5.4218 | 5.9504 | 6.1216 | 6.3766 | 6.4359 | 6.2488 | 5.9763 | 5.7603 | 5.6992 | 6.0709 | 7.231 | 7.3045 | 6.9177 | 6.695 | 6.1943 | 5.7102 | 5.1003
DSO | 1 | 11 | 15 | 16 | 2025 | Winter | P, [%] | 0 | 1 | 22.08% | 19.32% | 18.54% | 18.54% | 17.95% | 19.72% | 24.51% | 25.95% | 28.48% | 29.3% | 30.53% | 30.81% | 29.91% | 28.61% | 27.57% | 27.28% | 29.06% | 34.61% | 34.97% | 33.12% | 32.05% | 29.65% | 27.34% | 24.42%
DSO | 1 | 11 | 16 | 15 | 2025 | Winter | P, [MW] | 0 | 1 | -4.5743 | -4.0065 | -3.8452 | -3.8456 | -3.723 | -4.0889 | -5.0753 | -5.3724 | -5.8915 | -6.0598 | -6.3096 | -6.3676 | -6.184 | -5.917 | -5.7048 | -5.6449 | -6.0099 | -7.1457 | -7.2174 | -6.8394 | -6.6212 | -6.1308 | -5.6556 | -5.056
DSO | 1 | 11 | 16 | 15 | 2025 | Winter | P, [%] | 0 | 1 | 21.9% | 19.18% | 18.41% | 18.41% | 17.82% | 19.57% | 24.3% | 25.72% | 28.2% | 29.01% | 30.2% | 30.48% | 29.6% | 28.32% | 27.31% | 27.02% | 28.77% | 34.21% | 34.55% | 32.74% | 31.7% | 29.35% | 27.07% | 24.2%
DSO | 1 | 11 | 15 | 16 | 2025 | Winter | Q, [MVAr] | 0 | 1 | -1.2171 | -1.3864 | -1.3646 | -1.3309 | -1.3151 | -1.1924 | -1.0358 | -0.97336 | -0.91899 | -0.7688 | -0.77594 | -0.81306 | -0.87067 | -0.86913 | -0.92218 | -0.94742 | -0.7831 | -0.34815 | -0.39692 | -0.47591 | -0.64559 | -0.76031 | -0.93725 | -1.0297
DSO | 1 | 11 | 15 | 16 | 2025 | Winter | Q, [%] | 0 | 1 | 5.826% | 6.637% | 6.533% | 6.371% | 6.295% | 5.708% | 4.958% | 4.66% | 4.399% | 3.68% | 3.714% | 3.892% | 4.168% | 4.161% | 4.415% | 4.535% | 3.749% | 1.667% | 1.9% | 2.278% | 3.09% | 3.64% | 4.487% | 4.929%
DSO | 1 | 11 | 16 | 15 | 2025 | Winter | Q, [MVAr] | 0 | 1 | 1.2408 | 1.3999 | 1.3751 | 1.3411 | 1.323 | 1.2062 | 1.0694 | 1.0137 | 0.97252 | 0.82634 | 0.84087 | 0.87966 | 0.93241 | 0.92334 | 0.97102 | 0.99476 | 0.83974 | 0.43831 | 0.48962 | 0.55647 | 0.71981 | 0.82037 | 0.98509 | 1.0631
DSO | 1 | 11 | 16 | 15 | 2025 | Winter | Q, [%] | 0 | 1 | 5.94% | 6.701% | 6.582% | 6.42% | 6.333% | 5.774% | 5.119% | 4.853% | 4.655% | 3.956% | 4.025% | 4.211% | 4.463% | 4.42% | 4.648% | 4.762% | 4.02% | 2.098% | 2.344% | 2.664% | 3.446% | 3.927% | 4.716% | 5.089%
DSO | 1 | 11 | 15 | 16 | 2025 | Winter | S, [MVA] | 0 | 1 | 4.7694 | 4.2678 | 4.1062 | 4.0954 | 3.9728 | 4.2881 | 5.2235 | 5.5085 | 6.021 | 6.1697 | 6.4237 | 6.487 | 6.3091 | 6.0392 | 5.8336 | 5.7774 | 6.1212 | 7.2393 | 7.3153 | 6.934 | 6.726 | 6.2408 | 5.7866 | 5.2032
DSO | 1 | 11 | 15 | 16 | 2025 | Winter | S, [%] | 0 | 1 | 22.83% | 20.43% | 19.66% | 19.6% | 19.02% | 20.53% | 25.01% | 26.37% | 28.82% | 29.53% | 30.75% | 31.05% | 30.2% | 28.91% | 27.93% | 27.66% | 29.3% | 34.65% | 35.02% | 33.19% | 32.2% | 29.87% | 27.7% | 24.91%
DSO | 1 | 11 | 16 | 15 | 2025 | Winter | S, [MVA] | 0 | 1 | 4.7396 | 4.2441 | 4.0836 | 4.0728 | 3.951 | 4.2631 | 5.1868 | 5.4672 | 5.9713 | 6.1159 | 6.3653 | 6.428 | 6.2539 | 5.9886 | 5.7869 | 5.7318 | 6.0683 | 7.1591 | 7.234 | 6.862 | 6.6603 | 6.1854 | 5.7407 | 5.1666
DSO | 1 | 11 | 16 | 15 | 2025 | Winter | S, [%] | 0 | 1 | 22.69% | 20.32% | 19.55% | 19.5% | 18.91% | 20.41% | 24.83% | 26.17% | 28.58% | 29.28% | 30.47% | 30.77% | 29.94% | 28.67% | 27.7% | 27.44% | 29.05% | 34.27% | 34.63% | 32.85% | 31.88% | 29.61% | 27.48% | 24.73%
DSO | 1 | 13 | 16 | 18 | 2025 | Winter | P, [MW] | 0 | 1 | 3.8422 | 3.4974 | 3.3295 | 3.3898 | 3.5133 | 3.6869 | 4.3084 | 4.4525 | 4.6335 | 4.6512 | 4.7486 | 4.7266 | 4.9363 | 4.9864 | 4.9646 | 4.9252 | 5.0191 | 5.5662 | 5.6494 | 5.4501 | 5.3025 | 4.9554 | 4.792 | 4.4491
DSO | 1 | 13 | 16 | 18 | 2025 | Winter | P, [%] | 0 | 1 | 16.48% | 15% | 14.28% | 14.54% | 15.07% | 15.82% | 18.48% | 19.1% | 19.88% | 19.95% | 20.37% | 20.28% | 21.18% | 21.39% | 21.3% | 21.13% | 21.53% | 23.88% | 24.23% | 23.38% | 22.75% | 21.26% | 20.56% | 19.09%
DSO | 1 | 13 | 18 | 16 | 2025 | Winter | P, [MW] | 0 | 1 | -3.8416 | -3.4968 | -3.329 | -3.3893 | -3.5128 | -3.6863 | -4.3076 | -4.4516 | -4.6325 | -4.6502 | -4.7476 | -4.7256 | -4.9352 | -4.9853 | -4.9635 | -4.9242 | -5.018 | -5.5649 | -5.648 | -5.4488 | -5.3013 | -4.9543 | -4.791 | -4.4482
DSO | 1 | 13 | 18 | 16 | 2025 | Winter | P, [%] | 0 | 1 | 16.48% | 15% | 14.28% | 14.54% | 15.07% | 15.81% | 18.48% | 19.1% | 19.87% | 19.95% | 20.37% | 20.27% | 21.17% | 21.39% | 21.29% | 21.12% | 21.53% | 23.87% | 24.23% | 23.37% | 22.74% | 21.25% | 20.55% | 19.08%
DSO | 1 | 13 | 16 | 18 | 2025 | Winter | Q, [MVAr] | 0 | 1 | -0.5279 | -0.66842 | -0.63383 | -0.6058 | -0.5867 | -0.52099 | -0.47672 | -0.47332 | -0.4388 | -0.29624 | -0.26269 | -0.24581 | -0.2969 | -0.26212 | -0.30897 | -0.32998 | -0.28749 | -0.13635 | -0.098372 | -0.045342 | -0.15018 | -0.2126 | -0.3342 | -0.40085
DSO | 1 | 13 | 16 | 18 | 2025 | Winter | Q, [%] | 0 | 1 | 2.265% | 2.867% | 2.719% | 2.599% | 2.517% | 2.235% | 2.045% | 2.03% | 1.882% | 1.271% | 1.127% | 1.054% | 1.274% | 1.124% | 1.325% | 1.415% | 1.233% | 0.5849% | 0.422% | 0.1945% | 0.6442% | 0.912% | 1.434% | 1.72%
DSO | 1 | 13 | 18 | 16 | 2025 | Winter | Q, [MVAr] | 0 | 1 | 0.50838 | 0.64882 | 0.61418 | 0.58616 | 0.56707 | 0.50141 | 0.45726 | 0.45389 | 0.41943 | 0.27688 | 0.2434 | 0.2265 | 0.27767 | 0.24289 | 0.28974 | 0.31073 | 0.26831 | 0.11742 | 0.079481 | 0.026369 | 0.13115 | 0.19343 | 0.31497 | 0.3815
DSO | 1 | 13 | 18 | 16 | 2025 | Winter | Q, [%] | 0 | 1 | 2.181% | 2.783% | 2.635% | 2.514% | 2.433% | 2.151% | 1.961% | 1.947% | 1.799% | 1.188% | 1.044% | 0.9716% | 1.191% | 1.042% | 1.243% | 1.333% | 1.151% | 0.5037% | 0.3409% | 0.1131% | 0.5626% | 0.8297% | 1.351% | 1.637%
DSO | 1 | 13 | 16 | 18 | 2025 | Winter | S, [MVA] | 0 | 1 | 3.8783 | 3.5607 | 3.3893 | 3.4435 | 3.562 | 3.7235 | 4.3347 | 4.4776 | 4.6542 | 4.6606 | 4.7558 | 4.733 | 4.9452 | 4.9933 | 4.9742 | 4.9363 | 5.0273 | 5.5679 | 5.6503 | 5.4503 | 5.3046 | 4.9599 | 4.8036 | 4.4671
DSO | 1 | 13 | 16 | 18 | 2025 | Winter | S, [%] | 0 | 1 | 16.64% | 15.27% | 14.54% | 14.77% | 15.28% | 15.97% | 18.59% | 19.21% | 19.96% | 19.99% | 20.4% | 20.3% | 21.21% | 21.42% | 21.34% | 21.18% | 21.57% | 23.88% | 24.24% | 23.38% | 22.76% | 21.28% | 20.61% | 19.16%
DSO | 1 | 13 | 18 | 16 | 2025 | Winter | S, [MVA] | 0 | 1 | 3.8751 | 3.5565 | 3.3852 | 3.4396 | 3.5582 | 3.7202 | 4.3318 | 4.4747 | 4.6515 | 4.6584 | 4.7538 | 4.7311 | 4.943 | 4.9912 | 4.972 | 4.934 | 5.0252 | 5.5661 | 5.6486 | 5.4488 | 5.3029 | 4.9581 | 4.8013 | 4.4646
DSO | 1 | 13 | 18 | 16 | 2025 | Winter | S, [%] | 0 | 1 | 16.62% | 15.26% | 14.52% | 14.75% | 15.26% | 15.96% | 18.58% | 19.2% | 19.95% | 19.98% | 20.39% | 20.29% | 21.2% | 21.41% | 21.33% | 21.17% | 21.56% | 23.88% | 24.23% | 23.37% | 22.75% | 21.27% | 20.6% | 19.15%
DSO | 1 | 14 | 18 | 19 | 2025 | Winter | P, [MW] | 0 | 1 | 3.8433 | 3.4985 | 3.3307 | 3.391 | 3.5145 | 3.688 | 4.3093 | 4.4533 | 4.6342 | 4.6519 | 4.7493 | 4.7274 | 4.937 | 4.987 | 4.9652 | 4.9259 | 5.0197 | 5.5666 | 5.6498 | 5.4505 | 5.303 | 4.956 | 4.7927 | 4.45
DSO | 1 | 14 | 18 | 19 | 2025 | Winter | P, [%] | 0 | 1 | 18.4% | 16.75% | 15.94% | 16.23% | 16.82% | 17.65% | 20.63% | 21.32% | 22.18% | 22.27% | 22.73% | 22.63% | 23.63% | 23.87% | 23.77% | 23.58% | 24.03% | 26.65% | 27.05% | 26.09% | 25.39% | 23.72% | 22.94% | 21.3%
DSO | 1 | 14 | 19 | 18 | 2025 | Winter | P, [MW] | 0 | 1 | -3.8118 | -3.472 | -3.3067 | -3.3662 | -3.4879 | -3.6589 | -4.27 | -4.4114 | -4.5889 | -4.6064 | -4.7018 | -4.6803 | -4.8856 | -4.9347 | -4.9133 | -4.8747 | -4.9665 | -5.5011 | -5.5823 | -5.3877 | -5.2436 | -4.9042 | -4.7441 | -4.408
DSO | 1 | 14 | 19 | 18 | 2025 | Winter | P, [%] | 0 | 1 | 18.25% | 16.62% | 15.83% | 16.11% | 16.7% | 17.52% | 20.44% | 21.12% | 21.97% | 22.05% | 22.51% | 22.4% | 23.39% | 23.62% | 23.52% | 23.34% | 23.77% | 26.33% | 26.72% | 25.79% | 25.1% | 23.48% | 22.71% | 21.1%
DSO | 1 | 14 | 18 | 19 | 2025 | Winter | Q, [MVAr] | 0 | 1 | -0.50821 | -0.64864 | -0.61401 | -0.58599 | -0.56691 | -0.50124 | -0.45708 | -0.45371 | -0.41925 | -0.27671 | -0.24323 | -0.22632 | -0.2775 | -0.24272 | -0.28957 | -0.31056 | -0.26814 | -0.11724 | -0.079305 | -0.026212 | -0.13098 | -0.19327 | -0.3148 | -0.38133
DSO | 1 | 14 | 18 | 19 | 2025 | Winter | Q, [%] | 0 | 1 | 2.433% | 3.105% | 2.939% | 2.805% | 2.714% | 2.399% | 2.188% | 2.172% | 2.007% | 1.325% | 1.164% | 1.083% | 1.328% | 1.162% | 1.386% | 1.487% | 1.284% | 0.5612% | 0.3796% | 0.1255% | 0.627% | 0.9252% | 1.507% | 1.825%
DSO | 1 | 14 | 19 | 18 | 2025 | Winter | Q, [MVAr] | 0 | 1 | 0.51697 | 0.65042 | 0.61227 | 0.58534 | 0.56865 | 0.50649 | 0.47656 | 0.47681 | 0.44712 | 0.30484 | 0.27422 | 0.25655 | 0.31385 | 0.28038 | 0.3267 | 0.34653 | 0.30703 | 0.17337 | 0.1382 | 0.078529 | 0.1786 | 0.23033 | 0.34727 | 0.40458
DSO | 1 | 14 | 19 | 18 | 2025 | Winter | Q, [%] | 0 | 1 | 2.475% | 3.114% | 2.931% | 2.802% | 2.722% | 2.425% | 2.281% | 2.283% | 2.14% | 1.459% | 1.313% | 1.228% | 1.502% | 1.342% | 1.564% | 1.659% | 1.47% | 0.8299% | 0.6616% | 0.3759% | 0.8549% | 1.103% | 1.662% | 1.937%
DSO | 1 | 14 | 18 | 19 | 2025 | Winter | S, [MVA] | 0 | 1 | 3.8768 | 3.5582 | 3.3868 | 3.4413 | 3.5599 | 3.7219 | 4.3335 | 4.4764 | 4.6532 | 4.6601 | 4.7555 | 4.7328 | 4.9447 | 4.993 | 4.9737 | 4.9357 | 5.0269 | 5.5678 | 5.6503 | 5.4505 | 5.3046 | 4.9598 | 4.803 | 4.4663
DSO | 1 | 14 | 18 | 19 | 2025 | Winter | S, [%] | 0 | 1 | 18.56% | 17.03% | 16.21% | 16.47% | 17.04% | 17.82% | 20.74% | 21.43% | 22.27% | 22.31% | 22.76% | 22.66% | 23.67% | 23.9% | 23.81% | 23.63% | 24.06% | 26.65% | 27.05% | 26.09% | 25.39% | 23.74% | 22.99% | 21.38%
DSO | 1 | 14 | 19 | 18 | 2025 | Winter | S, [MVA] | 0 | 1 | 3.8467 | 3.5324 | 3.3629 | 3.4167 | 3.534 | 3.6938 | 4.2965 | 4.4371 | 4.6106 | 4.6165 | 4.7097 | 4.6874 | 4.8956 | 4.9426 | 4.9241 | 4.887 | 4.976 | 5.5038 | 5.584 | 5.3883 | 5.2466 | 4.9096 | 4.7568 | 4.4265
DSO | 1 | 14 | 19 | 18 | 2025 | Winter | S, [%] | 0 | 1 | 18.41% | 16.91% | 16.1% | 16.36% | 16.92% | 17.68% | 20.57% | 21.24% | 22.07% | 22.1% | 22.55% | 22.44% | 23.44% | 23.66% | 23.57% | 23.39% | 23.82% | 26.35% | 26.73% | 25.79% | 25.12% | 23.5% | 22.77% | 21.19%
DSO | 1 | 15 | 21 | 10 | 2025 | Winter | P, [MW] | 0 | 1 | -5.2359 | -4.621 | -4.363 | -4.3679 | -4.3169 | -4.5481 | -5.8478 | -6.3031 | -6.0619 | -6.6749 | -6.4331 | -6.6515 | -6.2041 | -6.3697 | -5.8359 | -5.941 | -5.7628 | -6.1494 | -5.9596 | -5.6601 | -5.542 | -5.2034 | -5.2488 | -5.005
DSO | 1 | 15 | 21 | 10 | 2025 | Winter | P, [%] | 0 | 1 | 20.59% | 18.17% | 17.16% | 17.18% | 16.97% | 17.88% | 22.99% | 24.79% | 23.84% | 26.25% | 25.3% | 26.16% | 24.4% | 25.05% | 22.95% | 23.36% | 22.66% | 24.18% | 23.43% | 22.26% | 21.79% | 20.46% | 20.64% | 19.68%
DSO | 1 | 15 | 10 | 21 | 2025 | Winter | P, [MW] | 0 | 1 | 5.2489 | 4.6313 | 4.3721 | 4.377 | 4.3258 | 4.5579 | 5.8639 | 6.3218 | 6.079 | 6.6957 | 6.4524 | 6.6721 | 6.2221 | 6.3887 | 5.8519 | 5.9575 | 5.7784 | 6.167 | 5.9761 | 5.675 | 5.5564 | 5.2161 | 5.2618 | 5.0168
DSO | 1 | 15 | 10 | 21 | 2025 | Winter | P, [%] | 0 | 1 | 20.64% | 18.21% | 17.19% | 17.21% | 17.01% | 17.92% | 23.06% | 24.86% | 23.9% | 26.33% | 25.37% | 26.24% | 24.47% | 25.12% | 23.01% | 23.43% | 22.72% | 24.25% | 23.5% | 22.32% | 21.85% | 20.51% | 20.69% | 19.73%
DSO | 1 | 15 | 21 | 10 | 2025 | Winter | Q, [MVAr] | 0 | 1 | 0.15385 | 0.32757 | 0.24079 | 0.12234 | 0.18644 | 0.25051 | 0.27092 | 0.1327 | -0.024344 | -0.19543 | -0.15479 | -0.29773 | -0.32258 | -0.14811 | 0.087644 | -0.051995 | 0.029158 | -0.020378 | -0.0051342 | -0.065862 | 0.10068 | 0.060873 | 0.19839 | 0.15863
DSO | 1 | 15 | 21 | 10 | 2025 | Winter | Q, [%] | 0 | 1 | 0.605% | 1.288% | 0.9468% | 0.4811% | 0.7331% | 0.9851% | 1.065% | 0.5218% | 0.09573% | 0.7685% | 0.6087% | 1.171% | 1.268% | 0.5824% | 0.3446% | 0.2045% | 0.1147% | 0.08013% | 0.02019% | 0.259% | 0.3959% | 0.2394% | 0.7801% | 0.6238%
DSO | 1 | 15 | 10 | 21 | 2025 | Winter | Q, [MVAr] | 0 | 1 | -0.61991 | -0.7947 | -0.70902 | -0.59075 | -0.65504 | -0.71901 | -0.73695 | -0.59745 | -0.44271 | -0.26891 | -0.31028 | -0.16676 | -0.14307 | -0.3165 | -0.55423 | -0.4141 | -0.49638 | -0.44696 | -0.46302 | -0.40304 | -0.56947 | -0.53051 | -0.66664 | -0.62678
DSO | 1 | 15 | 10 | 21 | 2025 | Winter | Q, [%] | 0 | 1 | 2.438% | 3.125% | 2.788% | 2.323% | 2.576% | 2.827% | 2.898% | 2.349% | 1.741% | 1.057% | 1.22% | 0.6557% | 0.5626% | 1.245% | 2.179% | 1.628% | 1.952% | 1.758% | 1.821% | 1.585% | 2.239% | 2.086% | 2.621% | 2.465%
DSO | 1 | 15 | 21 | 10 | 2025 | Winter | S, [MVA] | 0 | 1 | 5.2381 | 4.6326 | 4.3696 | 4.3697 | 4.3209 | 4.555 | 5.854 | 6.3045 | 6.0619 | 6.6778 | 6.435 | 6.6582 | 6.2125 | 6.3714 | 5.8366 | 5.9412 | 5.7629 | 6.1494 | 5.9596 | 5.6605 | 5.543 | 5.2038 | 5.2525 | 5.0075
DSO | 1 | 15 | 21 | 10 | 2025 | Winter | S, [%] | 0 | 1 | 20.6% | 18.22% | 17.18% | 17.18% | 16.99% | 17.91% | 23.02% | 24.79% | 23.84% | 26.26% | 25.3% | 26.18% | 24.43% | 25.05% | 22.95% | 23.36% | 22.66% | 24.18% | 23.43% | 22.26% | 21.8% | 20.46% | 20.65% | 19.69%
DSO | 1 | 15 | 10 | 21 | 2025 | Winter | S, [MVA] | 0 | 1 | 5.2853 | 4.699 | 4.4292 | 4.4167 | 4.3751 | 4.6143 | 5.91 | 6.3499 | 6.0951 | 6.7011 | 6.4599 | 6.6742 | 6.2237 | 6.3965 | 5.8781 | 5.9719 | 5.7997 | 6.1832 | 5.994 | 5.6893 | 5.5855 | 5.243 | 5.3038 | 5.0558
DSO | 1 | 15 | 10 | 21 | 2025 | Winter | S, [%] | 0 | 1 | 20.78% | 18.48% | 17.42% | 17.37% | 17.2% | 18.14% | 23.24% | 24.97% | 23.97% | 26.35% | 25.4% | 26.24% | 24.47% | 25.15% | 23.11% | 23.48% | 22.81% | 24.31% | 23.57% | 22.37% | 21.96% | 20.62% | 20.86% | 19.88%
DSO | 1 | 16 | 23 | 27 | 2025 | Winter | P, [MW] | 0 | 1 | 3.68 | 3.4009 | 3.2446 | 3.2545 | 3.2137 | 3.3067 | 3.9798 | 4.1437 | 3.8691 | 4.037 | 3.8325 | 3.899 | 3.7425 | 3.93 | 3.6706 | 3.8037 | 3.7135 | 3.8885 | 3.7427 | 3.5483 | 3.5171 | 3.3933 | 3.5449 | 3.486
DSO | 1 | 16 | 23 | 27 | 2025 | Winter | P, [%] | 0 | 1 | 10.66% | 9.854% | 9.401% | 9.43% | 9.311% | 9.581% | 11.53% | 12.01% | 11.21% | 11.7% | 11.1% | 11.3% | 10.84% | 11.39% | 10.64% | 11.02% | 10.76% | 11.27% | 10.84% | 10.28% | 10.19% | 9.832% | 10.27% | 10.1%
DSO | 1 | 16 | 27 | 23 | 2025 | Winter | P, [MW] | 0 | 1 | -3.6776 | -3.3989 | -3.2428 | -3.2527 | -3.212 | -3.3049 | -3.9771 | -4.1408 | -3.8665 | -4.0342 | -3.8299 | -3.8964 | -3.7401 | -3.9273 | -3.6683 | -3.8012 | -3.7111 | -3.8859 | -3.7403 | -3.5461 | -3.515 | -3.3913 | -3.5428 | -3.4839
DSO | 1 | 16 | 27 | 23 | 2025 | Winter | P, [%] | 0 | 1 | 10.66% | 9.848% | 9.396% | 9.424% | 9.306% | 9.576% | 11.52% | 12% | 11.2% | 11.69% | 11.1% | 11.29% | 10.84% | 11.38% | 10.63% | 11.01% | 10.75% | 11.26% | 10.84% | 10.27% | 10.18% | 9.826% | 10.26% | 10.09%
DSO | 1 | 16 | 23 | 27 | 2025 | Winter | Q, [MVAr] | 0 | 1 | 0.47219 | 0.30207 | 0.30845 | 0.38582 | 0.33492 | 0.32257 | 0.45791 | 0.60023 | 0.63282 | 0.80037 | 0.71516 | 0.83282 | 0.80224 | 0.73076 | 0.52805 | 0.63756 | 0.5586 | 0.63195 | 0.59113 | 0.58087 | 0.47504 | 0.46953 | 0.41518 | 0.42762
DSO | 1 | 16 | 23 | 27 | 2025 | Winter | Q, [%] | 0 | 1 | 1.368% | 0.8752% | 0.8937% | 1.118% | 0.9704% | 0.9346% | 1.327% | 1.739% | 1.834% | 2.319% | 2.072% | 2.413% | 2.324% | 2.117% | 1.53% | 1.847% | 1.618% | 1.831% | 1.713% | 1.683% | 1.376% | 1.36% | 1.203% | 1.239%
DSO | 1 | 16 | 27 | 23 | 2025 | Winter | Q, [MVAr] | 0 | 1 | -0.64389 | -0.47373 | -0.48038 | -0.55779 | -0.50695 | -0.49476 | -0.63011 | -0.77244 | -0.80587 | -0.97323 | -0.88819 | -1.0059 | -0.97519 | -0.90335 | -0.70088 | -0.81016 | -0.73147 | -0.80523 | -0.76461 | -0.75441 | -0.64843 | -0.64288 | -0.5879 | -0.60003
DSO | 1 | 16 | 27 | 23 | 2025 | Winter | Q, [%] | 0 | 1 | 1.866% | 1.373% | 1.392% | 1.616% | 1.469% | 1.434% | 1.826% | 2.238% | 2.335% | 2.82% | 2.573% | 2.915% | 2.826% | 2.617% | 2.031% | 2.347% | 2.119% | 2.333% | 2.215% | 2.186% | 1.879% | 1.863% | 1.703% | 1.739%
DSO | 1 | 16 | 23 | 27 | 2025 | Winter | S, [MVA] | 0 | 1 | 3.7101 | 3.4143 | 3.2592 | 3.2773 | 3.2311 | 3.3224 | 4.006 | 4.1869 | 3.9205 | 4.1156 | 3.8986 | 3.987 | 3.8276 | 3.9974 | 3.7084 | 3.8567 | 3.7553 | 3.9395 | 3.7891 | 3.5955 | 3.5491 | 3.4256 | 3.5691 | 3.5121
DSO | 1 | 16 | 23 | 27 | 2025 | Winter | S, [%] | 0 | 1 | 10.75% | 9.893% | 9.443% | 9.496% | 9.362% | 9.626% | 11.61% | 12.13% | 11.36% | 11.92% | 11.3% | 11.55% | 11.09% | 11.58% | 10.74% | 11.17% | 10.88% | 11.41% | 10.98% | 10.42% | 10.28% | 9.926% | 10.34% | 10.18%
DSO | 1 | 16 | 27 | 23 | 2025 | Winter | S, [MVA] | 0 | 1 | 3.7336 | 3.4317 | 3.2782 | 3.3002 | 3.2517 | 3.3417 | 4.0267 | 4.2122 | 3.9496 | 4.1499 | 3.9316 | 4.0241 | 3.8651 | 4.0299 | 3.7346 | 3.8866 | 3.7825 | 3.9685 | 3.8177 | 3.6254 | 3.5743 | 3.4517 | 3.5912 | 3.5352
DSO | 1 | 16 | 27 | 23 | 2025 | Winter | S, [%] | 0 | 1 | 10.82% | 9.943% | 9.498% | 9.562% | 9.422% | 9.682% | 11.67% | 12.2% | 11.44% | 12.02% | 11.39% | 11.66% | 11.2% | 11.68% | 10.82% | 11.26% | 10.96% | 11.5% | 11.06% | 10.5% | 10.36% | 10% | 10.41% | 10.24%
DSO | 1 | 17 | 25 | 23 | 2025 | Winter | P, [MW] | 0 | 1 | -1.2 | -1.0813 | -1.0151 | -0.99717 | -1.0019 | -1.1104 | -1.3592 | -1.4715 | -1.602 | -1.9551 | -2.2732 | -2.2748 | -1.8068 | -1.7341 | -1.6279 | -1.5678 | -1.5436 | -1.5959 | -1.7089 | -1.7335 | -1.6983 | -1.6002 | -1.4723 | -1.201
DSO | 1 | 17 | 25 | 23 | 2025 | Winter | P, [%] | 0 | 1 | 3.477% | 3.133% | 2.941% | 2.889% | 2.903% | 3.217% | 3.938% | 4.264% | 4.642% | 5.665% | 6.586% | 6.591% | 5.235% | 5.024% | 4.717% | 4.543% | 4.472% | 4.624% | 4.951% | 5.023% | 4.921% | 4.637% | 4.266% | 3.48%
DSO | 1 | 17 | 23 | 25 | 2025 | Winter | P, [MW] | 0 | 1 | 1.2004 | 1.0817 | 1.0154 | 0.9975 | 1.0022 | 1.1107 | 1.3597 | 1.472 | 1.6025 | 1.9559 | 2.2742 | 2.2759 | 1.8075 | 1.7348 | 1.6285 | 1.5683 | 1.5441 | 1.5965 | 1.7095 | 1.7341 | 1.6989 | 1.6008 | 1.4728 | 1.2014
DSO | 1 | 17 | 23 | 25 | 2025 | Winter | P, [%] | 0 | 1 | 3.478% | 3.134% | 2.942% | 2.89% | 2.904% | 3.218% | 3.939% | 4.265% | 4.643% | 5.667% | 6.589% | 6.594% | 5.237% | 5.026% | 4.718% | 4.544% | 4.474% | 4.626% | 4.953% | 5.024% | 4.923% | 4.638% | 4.267% | 3.481%
DSO | 1 | 17 | 25 | 23 | 2025 | Winter | Q, [MVAr] | 0 | 1 | 0.62454 | 0.69649 | 0.68089 | 0.68687 | 0.66389 | 0.65558 | 0.51499 | 0.53161 | 0.45311 | 0.37062 | 0.28577 | 0.3077 | 0.43624 | 0.46022 | 0.48825 | 0.49409 | 0.47968 | 0.42984 | 0.41615 | 0.41867 | 0.4636 | 0.49737 | 0.53188 | 0.60253
DSO | 1 | 17 | 25 | 23 | 2025 | Winter | Q, [%] | 0 | 1 | 1.81% | 2.018% | 1.973% | 1.99% | 1.924% | 1.899% | 1.492% | 1.54% | 1.313% | 1.074% | 0.828% | 0.8915% | 1.264% | 1.333% | 1.415% | 1.432% | 1.39% | 1.245% | 1.206% | 1.213% | 1.343% | 1.441% | 1.541% | 1.746%
DSO | 1 | 17 | 23 | 25 | 2025 | Winter | Q, [MVAr] | 0 | 1 | -0.83454 | -0.90593 | -0.89041 | -0.89647 | -0.87349 | -0.86546 | -0.72612 | -0.74307 | -0.6649 | -0.58228 | -0.49681 | -0.519 | -0.64753 | -0.6715 | -0.6993 | -0.70523 | -0.69095 | -0.64195 | -0.62809 | -0.63027 | -0.67494 | -0.70852 | -0.74264 | -0.81299
DSO | 1 | 17 | 23 | 25 | 2025 | Winter | Q, [%] | 0 | 1 | 2.418% | 2.625% | 2.58% | 2.597% | 2.531% | 2.508% | 2.104% | 2.153% | 1.926% | 1.687% | 1.439% | 1.504% | 1.876% | 1.946% | 2.026% | 2.043% | 2.002% | 1.86% | 1.82% | 1.826% | 1.956% | 2.053% | 2.152% | 2.356%
DSO | 1 | 17 | 25 | 23 | 2025 | Winter | S, [MVA] | 0 | 1 | 1.3528 | 1.2862 | 1.2223 | 1.2108 | 1.2019 | 1.2895 | 1.4535 | 1.5646 | 1.6648 | 1.9899 | 2.2911 | 2.2956 | 1.8587 | 1.7941 | 1.6995 | 1.6438 | 1.6164 | 1.6528 | 1.7588 | 1.7833 | 1.7604 | 1.6758 | 1.5654 | 1.3437
DSO | 1 | 17 | 25 | 23 | 2025 | Winter | S, [%] | 0 | 1 | 3.919% | 3.727% | 3.542% | 3.508% | 3.482% | 3.736% | 4.211% | 4.533% | 4.824% | 5.766% | 6.638% | 6.651% | 5.385% | 5.198% | 4.924% | 4.763% | 4.683% | 4.789% | 5.096% | 5.167% | 5.101% | 4.855% | 4.536% | 3.893%
DSO | 1 | 17 | 23 | 25 | 2025 | Winter | S, [MVA] | 0 | 1 | 1.462 | 1.4109 | 1.3505 | 1.3411 | 1.3295 | 1.4081 | 1.5414 | 1.649 | 1.735 | 2.0407 | 2.3279 | 2.3343 | 1.92 | 1.8602 | 1.7723 | 1.7196 | 1.6916 | 1.7207 | 1.8213 | 1.8451 | 1.8281 | 1.7506 | 1.6494 | 1.4506
DSO | 1 | 17 | 23 | 25 | 2025 | Winter | S, [%] | 0 | 1 | 4.236% | 4.088% | 3.913% | 3.886% | 3.852% | 4.08% | 4.466% | 4.778% | 5.027% | 5.913% | 6.745% | 6.764% | 5.563% | 5.39% | 5.135% | 4.982% | 4.901% | 4.986% | 5.277% | 5.346% | 5.297% | 5.072% | 4.779% | 4.203%
DSO | 1 | 18 | 25 | 10 | 2025 | Winter | P, [MW] | 0 | 1 | -3.8065 | -3.3363 | -3.1841 | -3.1305 | -3.1467 | -3.4019 | -4.331 | -4.6993 | -4.8306 | -5.6847 | -5.8662 | -6.0139 | -5.177 | -5.2142 | -4.8959 | -4.7302 | -4.6208 | -4.8972 | -4.9878 | -4.9067 | -4.8186 | -4.4566 | -4.2598 | -3.7903
DSO | 1 | 18 | 25 | 10 | 2025 | Winter | P, [%] | 0 | 1 | 14.97% | 13.12% | 12.52% | 12.31% | 12.37% | 13.38% | 17.03% | 18.48% | 18.99% | 22.35% | 23.07% | 23.65% | 20.36% | 20.5% | 19.25% | 18.6% | 18.17% | 19.26% | 19.61% | 19.29% | 18.95% | 17.52% | 16.75% | 14.9%
DSO | 1 | 18 | 10 | 25 | 2025 | Winter | P, [MW] | 0 | 1 | 3.8122 | 3.3411 | 3.1884 | 3.1346 | 3.1509 | 3.4067 | 4.338 | 4.7075 | 4.839 | 5.6961 | 5.8782 | 6.0264 | 5.1864 | 5.2239 | 4.9046 | 4.7383 | 4.6286 | 4.9057 | 4.9967 | 4.9153 | 4.827 | 4.464 | 4.2666 | 3.796
DSO | 1 | 18 | 10 | 25 | 2025 | Winter | P, [%] | 0 | 1 | 14.99% | 13.14% | 12.54% | 12.33% | 12.39% | 13.4% | 17.06% | 18.51% | 19.03% | 22.4% | 23.11% | 23.7% | 20.39% | 20.54% | 19.29% | 18.63% | 18.2% | 19.29% | 19.65% | 19.33% | 18.98% | 17.55% | 16.78% | 14.93%
DSO | 1 | 18 | 25 | 10 | 2025 | Winter | Q, [MVAr] | 0 | 1 | 1.5607 | 1.6495 | 1.5607 | 1.5154 | 1.5134 | 1.5768 | 1.5546 | 1.5953 | 1.4527 | 1.4566 | 1.394 | 1.3891 | 1.3453 | 1.4368 | 1.5185 | 1.4542 | 1.4441 | 1.4228 | 1.4306 | 1.3778 | 1.4816 | 1.4619 | 1.5401 | 1.5354
DSO | 1 | 18 | 25 | 10 | 2025 | Winter | Q, [%] | 0 | 1 | 6.137% | 6.486% | 6.137% | 5.959% | 5.951% | 6.2% | 6.113% | 6.273% | 5.712% | 5.728% | 5.481% | 5.462% | 5.29% | 5.65% | 5.971% | 5.718% | 5.679% | 5.595% | 5.625% | 5.418% | 5.826% | 5.749% | 6.056% | 6.038%
DSO | 1 | 18 | 10 | 25 | 2025 | Winter | Q, [MVAr] | 0 | 1 | -1.8893 | -1.978 | -1.8896 | -1.8446 | -1.8426 | -1.9059 | -1.884 | -1.9244 | -1.7822 | -1.7839 | -1.7203 | -1.7154 | -1.6734 | -1.7646 | -1.8467 | -1.7829 | -1.7733 | -1.7526 | -1.7601 | -1.707 | -1.8105 | -1.7914 | -1.8692 | -1.8648
DSO | 1 | 18 | 10 | 25 | 2025 | Winter | Q, [%] | 0 | 1 | 7.429% | 7.778% | 7.43% | 7.253% | 7.245% | 7.495% | 7.408% | 7.567% | 7.008% | 7.015% | 6.764% | 6.745% | 6.58% | 6.939% | 7.261% | 7.011% | 6.973% | 6.892% | 6.921% | 6.712% | 7.119% | 7.044% | 7.35% | 7.333%
DSO | 1 | 18 | 25 | 10 | 2025 | Winter | S, [MVA] | 0 | 1 | 4.114 | 3.7218 | 3.546 | 3.478 | 3.4917 | 3.7496 | 4.6015 | 4.9627 | 5.0443 | 5.8684 | 6.0296 | 6.1723 | 5.3489 | 5.4085 | 5.126 | 4.9487 | 4.8412 | 5.0997 | 5.1889 | 5.0965 | 5.0412 | 4.6903 | 4.5296 | 4.0895
DSO | 1 | 18 | 25 | 10 | 2025 | Winter | S, [%] | 0 | 1 | 16.18% | 14.63% | 13.94% | 13.68% | 13.73% | 14.74% | 18.09% | 19.51% | 19.84% | 23.08% | 23.71% | 24.27% | 21.03% | 21.27% | 20.16% | 19.46% | 19.04% | 20.05% | 20.4% | 20.04% | 19.82% | 18.44% | 17.81% | 16.08%
DSO | 1 | 18 | 10 | 25 | 2025 | Winter | S, [MVA] | 0 | 1 | 4.2547 | 3.8827 | 3.7062 | 3.6371 | 3.6501 | 3.9036 | 4.7295 | 5.0857 | 5.1568 | 5.9689 | 6.1247 | 6.2658 | 5.4497 | 5.5138 | 5.2408 | 5.0626 | 4.9567 | 5.2094 | 5.2976 | 5.2033 | 5.1554 | 4.81 | 4.6581 | 4.2293
DSO | 1 | 18 | 10 | 25 | 2025 | Winter | S, [%] | 0 | 1 | 16.73% | 15.27% | 14.57% | 14.3% | 14.35% | 15.35% | 18.6% | 20% | 20.28% | 23.47% | 24.08% | 24.64% | 21.43% | 21.68% | 20.61% | 19.91% | 19.49% | 20.48% | 20.83% | 20.46% | 20.27% | 18.91% | 18.32% | 16.63%
DSO | 1 | 19 | 25 | 29 | 2025 | Winter | P, [MW] | 0 | 1 | 2.5148 | 2.2316 | 2.1108 | 2.0842 | 2.0655 | 2.1673 | 2.5443 | 2.687 | 2.9712 | 3.4304 | 3.7048 | 3.7622 | 3.3678 | 3.1747 | 3.0002 | 2.9501 | 2.9535 | 3.2222 | 3.3158 | 3.2955 | 3.2098 | 3.0296 | 2.8882 | 2.5305
DSO | 1 | 19 | 25 | 29 | 2025 | Winter | P, [%] | 0 | 1 | 12.04% | 10.68% | 10.1% | 9.977% | 9.888% | 10.37% | 12.18% | 12.86% | 14.22% | 16.42% | 17.74% | 18.01% | 16.12% | 15.2% | 14.36% | 14.12% | 14.14% | 15.42% | 15.87% | 15.78% | 15.37% | 14.5% | 13.83% | 12.11%
DSO | 1 | 19 | 29 | 25 | 2025 | Winter | P, [MW] | 0 | 1 | -2.4937 | -2.2145 | -2.0955 | -2.0694 | -2.0509 | -2.1512 | -2.5227 | -2.6629 | -2.9425 | -3.3928 | -3.661 | -3.7172 | -3.3314 | -3.1422 | -2.9709 | -2.9218 | -2.9252 | -3.1892 | -3.2809 | -3.261 | -3.1768 | -3.0001 | -2.8611 | -2.5093
DSO | 1 | 19 | 29 | 25 | 2025 | Winter | P, [%] | 0 | 1 | 11.94% | 10.6% | 10.03% | 9.906% | 9.818% | 10.3% | 12.08% | 12.75% | 14.09% | 16.24% | 17.53% | 17.79% | 15.95% | 15.04% | 14.22% | 13.99% | 14% | 15.27% | 15.71% | 15.61% | 15.21% | 14.36% | 13.7% | 12.01%
DSO | 1 | 19 | 25 | 29 | 2025 | Winter | Q, [MVAr] | 0 | 1 | -0.5868 | -0.66183 | -0.62851 | -0.60419 | -0.61361 | -0.63851 | -0.6463 | -0.69601 | -0.60386 | -0.52518 | -0.49442 | -0.48628 | -0.53242 | -0.54795 | -0.58734 | -0.56541 | -0.54599 | -0.44938 | -0.40807 | -0.38927 | -0.46609 | -0.4682 | -0.50015 | -0.57083
DSO | 1 | 19 | 25 | 29 | 2025 | Winter | Q, [%] | 0 | 1 | 2.809% | 3.168% | 3.009% | 2.892% | 2.937% | 3.057% | 3.094% | 3.332% | 2.891% | 2.514% | 2.367% | 2.328% | 2.549% | 2.623% | 2.812% | 2.707% | 2.614% | 2.151% | 1.953% | 1.863% | 2.231% | 2.241% | 2.394% | 2.733%
DSO | 1 | 19 | 29 | 25 | 2025 | Winter | Q, [MVAr] | 0 | 1 | 0.56195 | 0.63164 | 0.59581 | 0.57085 | 0.57998 | 0.60679 | 0.62193 | 0.67501 | 0.58924 | 0.52297 | 0.50078 | 0.49434 | 0.52862 | 0.53873 | 0.57372 | 0.55036 | 0.53089 | 0.44078 | 0.40204 | 0.38275 | 0.45752 | 0.45484 | 0.48343 | 0.54607
DSO | 1 | 19 | 29 | 25 | 2025 | Winter | Q, [%] | 0 | 1 | 2.69% | 3.024% | 2.852% | 2.733% | 2.776% | 2.905% | 2.977% | 3.231% | 2.821% | 2.503% | 2.397% | 2.366% | 2.531% | 2.579% | 2.746% | 2.635% | 2.541% | 2.11% | 1.925% | 1.832% | 2.19% | 2.177% | 2.314% | 2.614%
DSO | 1 | 19 | 25 | 29 | 2025 | Winter | S, [MVA] | 0 | 1 | 2.5823 | 2.3276 | 2.2024 | 2.17 | 2.1547 | 2.2594 | 2.6251 | 2.7757 | 3.0319 | 3.4704 | 3.7376 | 3.7935 | 3.4097 | 3.2217 | 3.0572 | 3.0038 | 3.0035 | 3.2534 | 3.3408 | 3.3184 | 3.2435 | 3.0656 | 2.9311 | 2.594
DSO | 1 | 19 | 25 | 29 | 2025 | Winter | S, [%] | 0 | 1 | 12.36% | 11.14% | 10.54% | 10.39% | 10.31% | 10.82% | 12.57% | 13.29% | 14.51% | 16.61% | 17.89% | 18.16% | 16.32% | 15.42% | 14.63% | 14.38% | 14.38% | 15.57% | 15.99% | 15.89% | 15.53% | 14.67% | 14.03% | 12.42%
DSO | 1 | 19 | 29 | 25 | 2025 | Winter | S, [MVA] | 0 | 1 | 2.5563 | 2.3028 | 2.1785 | 2.1466 | 2.1313 | 2.2352 | 2.5982 | 2.7471 | 3.0009 | 3.4328 | 3.6951 | 3.7499 | 3.3731 | 3.1881 | 3.0258 | 2.9731 | 2.973 | 3.2195 | 3.3054 | 3.2834 | 3.2096 | 3.0344 | 2.9017 | 2.568
DSO | 1 | 19 | 29 | 25 | 2025 | Winter | S, [%] | 0 | 1 | 12.24% | 11.02% | 10.43% | 10.28% | 10.2% | 10.7% | 12.44% | 13.15% | 14.37% | 16.43% | 17.69% | 17.95% | 16.15% | 15.26% | 14.48% | 14.23% | 14.23% | 15.41% | 15.82% | 15.72% | 15.36% | 14.53% | 13.89% | 12.29%
DSO | 1 | 20 | 27 | 21 | 2025 | Winter | P, [MW] | 0 | 1 | 1.6451 | 1.4062 | 1.2617 | 1.2734 | 1.2409 | 1.3291 | 1.9083 | 2.0873 | 1.9123 | 2.03 | 1.9316 | 1.9994 | 1.9416 | 1.9857 | 1.7311 | 1.8581 | 1.7918 | 1.9526 | 1.8077 | 1.6352 | 1.5852 | 1.4796 | 1.551 | 1.4962
DSO | 1 | 20 | 27 | 21 | 2025 | Winter | P, [%] | 0 | 1 | 4.767% | 4.074% | 3.656% | 3.69% | 3.595% | 3.851% | 5.529% | 6.048% | 5.541% | 5.882% | 5.597% | 5.793% | 5.626% | 5.754% | 5.016% | 5.384% | 5.192% | 5.658% | 5.238% | 4.738% | 4.593% | 4.287% | 4.494% | 4.335%
DSO | 1 | 20 | 21 | 27 | 2025 | Winter | P, [MW] | 0 | 1 | -1.6441 | -1.4055 | -1.2611 | -1.2728 | -1.2402 | -1.3284 | -1.9069 | -2.0857 | -1.9108 | -2.0283 | -1.93 | -1.9978 | -1.9401 | -1.9842 | -1.7299 | -1.8567 | -1.7906 | -1.9512 | -1.8064 | -1.6341 | -1.5842 | -1.4787 | -1.55 | -1.4953
DSO | 1 | 20 | 21 | 27 | 2025 | Winter | P, [%] | 0 | 1 | 4.764% | 4.072% | 3.654% | 3.688% | 3.593% | 3.849% | 5.525% | 6.043% | 5.537% | 5.877% | 5.592% | 5.788% | 5.621% | 5.749% | 5.012% | 5.38% | 5.188% | 5.653% | 5.234% | 4.735% | 4.59% | 4.285% | 4.491% | 4.332%
DSO | 1 | 20 | 27 | 21 | 2025 | Winter | Q, [MVAr] | 0 | 1 | 0.66157 | 0.50399 | 0.50186 | 0.56906 | 0.51869 | 0.52013 | 0.65711 | 0.81513 | 0.83238 | 1.0054 | 0.91573 | 1.031 | 0.99147 | 0.91908 | 0.72173 | 0.82559 | 0.74782 | 0.82844 | 0.78478 | 0.75668 | 0.65995 | 0.65044 | 0.60593 | 0.61764
DSO | 1 | 20 | 27 | 21 | 2025 | Winter | Q, [%] | 0 | 1 | 1.917% | 1.46% | 1.454% | 1.649% | 1.503% | 1.507% | 1.904% | 2.362% | 2.412% | 2.913% | 2.653% | 2.987% | 2.873% | 2.663% | 2.091% | 2.392% | 2.167% | 2.4% | 2.274% | 2.192% | 1.912% | 1.885% | 1.756% | 1.79%
DSO | 1 | 20 | 21 | 27 | 2025 | Winter | Q, [MVAr] | 0 | 1 | -0.98393 | -0.82589 | -0.82401 | -0.89126 | -0.84097 | -0.84281 | -0.98089 | -1.1391 | -1.1573 | -1.3302 | -1.2404 | -1.3558 | -1.3157 | -1.2432 | -1.046 | -1.1496 | -1.0722 | -1.1538 | -1.1103 | -1.082 | -0.98503 | -0.97526 | -0.92993 | -0.94097
DSO | 1 | 20 | 21 | 27 | 2025 | Winter | Q, [%] | 0 | 1 | 2.851% | 2.393% | 2.388% | 2.582% | 2.437% | 2.442% | 2.842% | 3.3% | 3.353% | 3.854% | 3.594% | 3.928% | 3.812% | 3.602% | 3.031% | 3.331% | 3.107% | 3.343% | 3.217% | 3.135% | 2.854% | 2.826% | 2.694% | 2.726%
DSO | 1 | 20 | 27 | 21 | 2025 | Winter | S, [MVA] | 0 | 1 | 1.7732 | 1.4938 | 1.3579 | 1.3948 | 1.3449 | 1.4273 | 2.0182 | 2.2408 | 2.0856 | 2.2653 | 2.1376 | 2.2496 | 2.1801 | 2.1881 | 1.8755 | 2.0332 | 1.9416 | 2.1211 | 1.9707 | 1.8018 | 1.717 | 1.6163 | 1.6651 | 1.6186
DSO | 1 | 20 | 27 | 21 | 2025 | Winter | S, [%] | 0 | 1 | 5.138% | 4.328% | 3.934% | 4.041% | 3.897% | 4.135% | 5.848% | 6.493% | 6.043% | 6.564% | 6.194% | 6.518% | 6.317% | 6.34% | 5.434% | 5.891% | 5.626% | 6.146% | 5.71% | 5.221% | 4.975% | 4.683% | 4.825% | 4.69%
DSO | 1 | 20 | 21 | 27 | 2025 | Winter | S, [MVA] | 0 | 1 | 1.916 | 1.6302 | 1.5064 | 1.5538 | 1.4985 | 1.5732 | 2.1444 | 2.3765 | 2.234 | 2.4256 | 2.2943 | 2.4144 | 2.3441 | 2.3414 | 2.0215 | 2.1838 | 2.087 | 2.2668 | 2.1204 | 1.9599 | 1.8654 | 1.7714 | 1.8076 | 1.7667
DSO | 1 | 20 | 21 | 27 | 2025 | Winter | S, [%] | 0 | 1 | 5.551% | 4.723% | 4.365% | 4.502% | 4.342% | 4.558% | 6.213% | 6.886% | 6.473% | 7.028% | 6.647% | 6.996% | 6.792% | 6.784% | 5.857% | 6.327% | 6.047% | 6.568% | 6.144% | 5.679% | 5.405% | 5.132% | 5.237% | 5.119%
DSO | 1 | 34 | 9 | 10 | 2025 | Winter | P, [MW] | 0 | 1 | 26.2084 | 23.2073 | 22.131 | 21.9746 | 21.9024 | 23.5063 | 30.3902 | 32.639 | 33.1081 | 36.3427 | 36.2802 | 37.1892 | 34.2617 | 34.3948 | 32.2612 | 31.7489 | 31.6821 | 34.6179 | 34.3123 | 33.2843 | 32.7182 | 30.3839 | 29.1353 | 26.5991
DSO | 1 | 34 | 9 | 10 | 2025 | Winter | P, [%] | 0 | 1 | 32.76% | 29.01% | 27.66% | 27.47% | 27.38% | 29.38% | 37.99% | 40.8% | 41.39% | 45.43% | 45.35% | 46.49% | 42.83% | 42.99% | 40.33% | 39.69% | 39.6% | 43.27% | 42.89% | 41.61% | 40.9% | 37.98% | 36.42% | 33.25%
DSO | 1 | 34 | 10 | 9 | 2025 | Winter | P, [MW] | 0 | 1 | -26.1723 | -23.1781 | -22.1045 | -21.9486 | -21.8766 | -23.4768 | -30.3429 | -32.5849 | -33.0528 | -36.2764 | -36.2141 | -37.1199 | -34.2026 | -34.3351 | -32.2082 | -31.6976 | -31.6311 | -34.5577 | -34.253 | -33.2285 | -32.664 | -30.3369 | -29.0915 | -26.5622
DSO | 1 | 34 | 10 | 9 | 2025 | Winter | P, [%] | 0 | 1 | 32.72% | 28.97% | 27.63% | 27.44% | 27.35% | 29.35% | 37.93% | 40.73% | 41.32% | 45.35% | 45.27% | 46.4% | 42.75% | 42.92% | 40.26% | 39.62% | 39.54% | 43.2% | 42.82% | 41.54% | 40.83% | 37.92% | 36.36% | 33.2%
DSO | 1 | 34 | 9 | 10 | 2025 | Winter | Q, [MVAr] | 0 | 1 | -4.0373 | -5.202 | -4.9025 | -4.5603 | -4.6331 | -4.5289 | -2.9526 | -2.2841 | -1.4428 | -0.55363 | -0.59913 | -0.090374 | -0.54758 | -1.0961 | -2.3584 | -2.1217 | -2.0111 | -1.0059 | -1.2226 | -0.96467 | -1.8257 | -2.2785 | -3.2923 | -3.7452
DSO | 1 | 34 | 9 | 10 | 2025 | Winter | Q, [%] | 0 | 1 | 5.047% | 6.503% | 6.128% | 5.7% | 5.791% | 5.661% | 3.691% | 2.855% | 1.803% | 0.692% | 0.7489% | 0.113% | 0.6845% | 1.37% | 2.948% | 2.652% | 2.514% | 1.257% | 1.528% | 1.206% | 2.282% | 2.848% | 4.115% | 4.682%
DSO | 1 | 34 | 10 | 9 | 2025 | Winter | Q, [MVAr] | 0 | 1 | 5.0807 | 6.047 | 5.6693 | 5.3109 | 5.3802 | 5.3814 | 4.3235 | 3.8517 | 3.0438 | 2.4723 | 2.514 | 2.0962 | 2.257 | 2.8235 | 3.8928 | 3.6054 | 3.4867 | 2.7497 | 2.9382 | 2.5794 | 3.3956 | 3.6395 | 4.5594 | 4.8127
DSO | 1 | 34 | 10 | 9 | 2025 | Winter | Q, [%] | 0 | 1 | 6.351% | 7.559% | 7.087% | 6.639% | 6.725% | 6.727% | 5.404% | 4.815% | 3.805% | 3.09% | 3.142% | 2.62% | 2.821% | 3.529% | 4.866% | 4.507% | 4.358% | 3.437% | 3.673% | 3.224% | 4.245% | 4.549% | 5.699% | 6.016%
DSO | 1 | 34 | 9 | 10 | 2025 | Winter | S, [MVA] | 0 | 1 | 26.5175 | 23.7831 | 22.6675 | 22.4428 | 22.3871 | 23.9386 | 30.5333 | 32.7188 | 33.1395 | 36.3469 | 36.2852 | 37.1893 | 34.266 | 34.4122 | 32.3472 | 31.8197 | 31.7459 | 34.6325 | 34.3341 | 33.2982 | 32.7691 | 30.4692 | 29.3207 | 26.8614
DSO | 1 | 34 | 9 | 10 | 2025 | Winter | S, [%] | 0 | 1 | 33.15% | 29.73% | 28.33% | 28.05% | 27.98% | 29.92% | 38.17% | 40.9% | 41.42% | 45.43% | 45.36% | 46.49% | 42.83% | 43.02% | 40.43% | 39.77% | 39.68% | 43.29% | 42.92% | 41.62% | 40.96% | 38.09% | 36.65% | 33.58%
DSO | 1 | 34 | 10 | 9 | 2025 | Winter | S, [MVA] | 0 | 1 | 26.6609 | 23.9539 | 22.82 | 22.582 | 22.5285 | 24.0857 | 30.6494 | 32.8117 | 33.1926 | 36.3606 | 36.3013 | 37.179 | 34.277 | 34.451 | 32.4426 | 31.902 | 31.8227 | 34.6669 | 34.3788 | 33.3284 | 32.84 | 30.5544 | 29.4467 | 26.9947
DSO | 1 | 34 | 10 | 9 | 2025 | Winter | S, [%] | 0 | 1 | 33.33% | 29.94% | 28.52% | 28.23% | 28.16% | 30.11% | 38.31% | 41.01% | 41.49% | 45.45% | 45.38% | 46.47% | 42.85% | 43.06% | 40.55% | 39.88% | 39.78% | 43.33% | 42.97% | 41.66% | 41.05% | 38.19% | 36.81% | 33.74%
DSO | 1 | 36 | 13 | 14 | 2025 | Winter | P, [MW] | 0 | 1 | 4.4697 | 4.0375 | 3.8375 | 3.8515 | 3.9088 | 4.1911 | 5.9746 | 6.361 | 6.4094 | 6.5506 | 6.4978 | 6.6118 | 6.3653 | 6.288 | 5.7851 | 5.7255 | 5.8014 | 6.3093 | 6.0277 | 6.0524 | 6.0166 | 5.6227 | 5.2216 | 4.6686
DSO | 1 | 36 | 13 | 14 | 2025 | Winter | P, [%] | 0 | 1 | 55.87% | 50.47% | 47.97% | 48.14% | 48.86% | 52.39% | 74.68% | 79.51% | 80.12% | 81.88% | 81.22% | 82.65% | 79.57% | 78.6% | 72.31% | 71.57% | 72.52% | 78.87% | 75.35% | 75.66% | 75.21% | 70.28% | 65.27% | 58.36%
DSO | 1 | 36 | 14 | 13 | 2025 | Winter | P, [MW] | 0 | 1 | -4.4506 | -4.0216 | -3.8232 | -3.8372 | -3.8941 | -4.1742 | -5.9411 | -6.323 | -6.3708 | -6.5103 | -6.4581 | -6.5708 | -6.3272 | -6.2508 | -5.7535 | -5.6945 | -5.7697 | -6.2717 | -5.9934 | -6.0179 | -5.9824 | -5.5928 | -5.1957 | -4.6478
DSO | 1 | 36 | 14 | 13 | 2025 | Winter | P, [%] | 0 | 1 | 55.63% | 50.27% | 47.79% | 47.97% | 48.68% | 52.18% | 74.26% | 79.04% | 79.64% | 81.38% | 80.73% | 82.13% | 79.09% | 78.13% | 71.92% | 71.18% | 72.12% | 78.4% | 74.92% | 75.22% | 74.78% | 69.91% | 64.95% | 58.1%
DSO | 1 | 36 | 13 | 14 | 2025 | Winter | Q, [MVAr] | 0 | 1 | -0.43061 | -0.62867 | -0.55203 | -0.48624 | -0.47768 | -0.44079 | 0.14583 | 0.3189 | 0.50092 | 0.46871 | 0.32684 | 0.49667 | 0.41425 | 0.27602 | -0.090662 | -0.063846 | 0.018336 | 0.1246 | 0.013977 | 0.24895 | 0.090974 | -0.0063804 | -0.2928 | -0.38589
DSO | 1 | 36 | 13 | 14 | 2025 | Winter | Q, [%] | 0 | 1 | 5.383% | 7.858% | 6.9% | 6.078% | 5.971% | 5.51% | 1.823% | 3.986% | 6.262% | 5.859% | 4.085% | 6.208% | 5.178% | 3.45% | 1.133% | 0.7981% | 0.2292% | 1.558% | 0.1747% | 3.112% | 1.137% | 0.07976% | 3.66% | 4.824%
DSO | 1 | 36 | 14 | 13 | 2025 | Winter | Q, [MVAr] | 0 | 1 | 0.59165 | 0.76248 | 0.67233 | 0.60674 | 0.60165 | 0.58261 | 0.13646 | 0.00063613 | -0.17617 | -0.12974 | 0.0072582 | -0.15095 | -0.093271 | 0.036937 | 0.35646 | 0.32402 | 0.24877 | 0.19148 | 0.27494 | 0.042091 | 0.19673 | 0.25762 | 0.51094 | 0.56106
DSO | 1 | 36 | 14 | 13 | 2025 | Winter | Q, [%] | 0 | 1 | 7.396% | 9.531% | 8.404% | 7.584% | 7.521% | 7.283% | 1.706% | 0.007952% | 2.202% | 1.622% | 0.09073% | 1.887% | 1.166% | 0.4617% | 4.456% | 4.05% | 3.11% | 2.394% | 3.437% | 0.5261% | 2.459% | 3.22% | 6.387% | 7.013%
DSO | 1 | 36 | 13 | 14 | 2025 | Winter | S, [MVA] | 0 | 1 | 4.4904 | 4.0861 | 3.877 | 3.8821 | 3.9379 | 4.2142 | 5.9764 | 6.3689 | 6.429 | 6.5674 | 6.506 | 6.6305 | 6.3788 | 6.294 | 5.7858 | 5.7258 | 5.8015 | 6.3105 | 6.0277 | 6.0576 | 6.0173 | 5.6227 | 5.2298 | 4.6845
DSO | 1 | 36 | 13 | 14 | 2025 | Winter | S, [%] | 0 | 1 | 56.13% | 51.08% | 48.46% | 48.53% | 49.22% | 52.68% | 74.71% | 79.61% | 80.36% | 82.09% | 81.33% | 82.88% | 79.73% | 78.68% | 72.32% | 71.57% | 72.52% | 78.88% | 75.35% | 75.72% | 75.22% | 70.28% | 65.37% | 58.56%
DSO | 1 | 36 | 14 | 13 | 2025 | Winter | S, [MVA] | 0 | 1 | 4.4897 | 4.0932 | 3.8819 | 3.8849 | 3.9403 | 4.2147 | 5.9426 | 6.323 | 6.3733 | 6.5116 | 6.4581 | 6.5725 | 6.3279 | 6.2509 | 5.7646 | 5.7038 | 5.775 | 6.2746 | 5.9997 | 6.018 | 5.9856 | 5.5988 | 5.2207 | 4.6815
DSO | 1 | 36 | 14 | 13 | 2025 | Winter | S, [%] | 0 | 1 | 56.12% | 51.17% | 48.52% | 48.56% | 49.25% | 52.68% | 74.28% | 79.04% | 79.67% | 81.4% | 80.73% | 82.16% | 79.1% | 78.14% | 72.06% | 71.3% | 72.19% | 78.43% | 75% | 75.23% | 74.82% | 69.98% | 65.26% | 58.52%
DSO | 1 | 39 | 16 | 17 | 2025 | Winter | P, [MW] | 0 | 1 | 0.73376 | 0.5109 | 0.5174 | 0.45756 | 0.21136 | 0.40374 | 0.76861 | 0.92166 | 1.2598 | 1.4104 | 1.5627 | 1.6427 | 1.2494 | 0.93228 | 0.74193 | 0.72135 | 0.99249 | 1.5812 | 1.5697 | 1.391 | 1.3205 | 1.1771 | 0.8653 | 0.60866
DSO | 1 | 39 | 16 | 17 | 2025 | Winter | P, [%] | 0 | 1 | 18.34% | 12.77% | 12.94% | 11.44% | 5.284% | 10.09% | 19.22% | 23.04% | 31.49% | 35.26% | 39.07% | 41.07% | 31.24% | 23.31% | 18.55% | 18.03% | 24.81% | 39.53% | 39.24% | 34.78% | 33.01% | 29.43% | 21.63% | 15.22%
DSO | 1 | 39 | 17 | 16 | 2025 | Winter | P, [MW] | 0 | 1 | -0.73174 | -0.50936 | -0.51583 | -0.45611 | -0.21023 | -0.40252 | -0.7668 | -0.91947 | -1.2562 | -1.406 | -1.5574 | -1.6367 | -1.2457 | -0.92977 | -0.74003 | -0.71949 | -0.99001 | -1.5763 | -1.5647 | -1.3868 | -1.3165 | -1.1737 | -0.86304 | -0.6071
DSO | 1 | 39 | 17 | 16 | 2025 | Winter | P, [%] | 0 | 1 | 18.29% | 12.73% | 12.9% | 11.4% | 5.256% | 10.06% | 19.17% | 22.99% | 31.41% | 35.15% | 38.93% | 40.92% | 31.14% | 23.24% | 18.5% | 17.99% | 24.75% | 39.41% | 39.12% | 34.67% | 32.91% | 29.34% | 21.58% | 15.18%
DSO | 1 | 39 | 16 | 17 | 2025 | Winter | Q, [MVAr] | 0 | 1 | -0.71272 | -0.73128 | -0.74105 | -0.73515 | -0.73614 | -0.68507 | -0.59248 | -0.54019 | -0.53354 | -0.52992 | -0.578 | -0.63367 | -0.63533 | -0.66105 | -0.66188 | -0.66461 | -0.55207 | -0.30179 | -0.39107 | -0.51097 | -0.56946 | -0.60761 | -0.65071 | -0.66212
DSO | 1 | 39 | 16 | 17 | 2025 | Winter | Q, [%] | 0 | 1 | 17.82% | 18.28% | 18.53% | 18.38% | 18.4% | 17.13% | 14.81% | 13.5% | 13.34% | 13.25% | 14.45% | 15.84% | 15.88% | 16.53% | 16.55% | 16.62% | 13.8% | 7.545% | 9.777% | 12.77% | 14.24% | 15.19% | 16.27% | 16.55%
DSO | 1 | 39 | 17 | 16 | 2025 | Winter | Q, [MVAr] | 0 | 1 | 0.7297 | 0.74421 | 0.75433 | 0.74733 | 0.74568 | 0.69534 | 0.6077 | 0.5586 | 0.5637 | 0.56647 | 0.62279 | 0.68372 | 0.6671 | 0.68219 | 0.6779 | 0.6802 | 0.57291 | 0.34333 | 0.43313 | 0.54639 | 0.60287 | 0.63599 | 0.6697 | 0.67523
DSO | 1 | 39 | 17 | 16 | 2025 | Winter | Q, [%] | 0 | 1 | 18.24% | 18.61% | 18.86% | 18.68% | 18.64% | 17.38% | 15.19% | 13.97% | 14.09% | 14.16% | 15.57% | 17.09% | 16.68% | 17.05% | 16.95% | 17.01% | 14.32% | 8.583% | 10.83% | 13.66% | 15.07% | 15.9% | 16.74% | 16.88%
DSO | 1 | 39 | 16 | 17 | 2025 | Winter | S, [MVA] | 0 | 1 | 1.0229 | 0.89207 | 0.9038 | 0.86591 | 0.76588 | 0.79519 | 0.97046 | 1.0683 | 1.3681 | 1.5066 | 1.6662 | 1.7607 | 1.4017 | 1.1429 | 0.99426 | 0.98084 | 1.1357 | 1.6097 | 1.6177 | 1.4819 | 1.438 | 1.3247 | 1.0827 | 0.89937
DSO | 1 | 39 | 16 | 17 | 2025 | Winter | S, [%] | 0 | 1 | 25.57% | 22.3% | 22.6% | 21.65% | 19.15% | 19.88% | 24.26% | 26.71% | 34.2% | 37.67% | 41.65% | 44.02% | 35.04% | 28.57% | 24.86% | 24.52% | 28.39% | 40.24% | 40.44% | 37.05% | 35.95% | 33.12% | 27.07% | 22.48%
DSO | 1 | 39 | 17 | 16 | 2025 | Winter | S, [MVA] | 0 | 1 | 1.0334 | 0.90183 | 0.91383 | 0.87552 | 0.77475 | 0.80344 | 0.97841 | 1.0759 | 1.3769 | 1.5159 | 1.6773 | 1.7738 | 1.413 | 1.1532 | 1.0036 | 0.99012 | 1.1438 | 1.6132 | 1.6235 | 1.4906 | 1.448 | 1.335 | 1.0924 | 0.90802
DSO | 1 | 39 | 17 | 16 | 2025 | Winter | S, [%] | 0 | 1 | 25.83% | 22.55% | 22.85% | 21.89% | 19.37% | 20.09% | 24.46% | 26.9% | 34.42% | 37.9% | 41.93% | 44.34% | 35.33% | 28.83% | 25.09% | 24.75% | 28.6% | 40.33% | 40.59% | 37.26% | 36.2% | 33.37% | 27.31% | 22.7%
DSO | 1 | 40 | 19 | 20 | 2025 | Winter | P, [MW] | 0 | 1 | 3.8135 | 3.4737 | 3.3084 | 3.3679 | 3.4897 | 3.6607 | 4.2717 | 4.4131 | 4.5906 | 4.6081 | 4.7035 | 4.6821 | 4.8873 | 4.9364 | 4.915 | 4.8765 | 4.9683 | 5.5028 | 5.584 | 5.3895 | 5.2453 | 4.9059 | 4.7459 | 4.4098
DSO | 1 | 40 | 19 | 20 | 2025 | Winter | P, [%] | 0 | 1 | 47.67% | 43.42% | 41.36% | 42.1% | 43.62% | 45.76% | 53.4% | 55.16% | 57.38% | 57.6% | 58.79% | 58.53% | 61.09% | 61.71% | 61.44% | 60.96% | 62.1% | 68.79% | 69.8% | 67.37% | 65.57% | 61.32% | 59.32% | 55.12%
DSO | 1 | 40 | 20 | 19 | 2025 | Winter | P, [MW] | 0 | 1 | -3.7994 | -3.4618 | -3.2976 | -3.3568 | -3.4778 | -3.6477 | -4.2542 | -4.3944 | -4.5704 | -4.5879 | -4.6824 | -4.6612 | -4.8645 | -4.9132 | -4.892 | -4.8538 | -4.9447 | -5.474 | -5.5544 | -5.3619 | -5.2192 | -4.883 | -4.7243 | -4.3911
DSO | 1 | 40 | 20 | 19 | 2025 | Winter | P, [%] | 0 | 1 | 47.49% | 43.27% | 41.22% | 41.96% | 43.47% | 45.6% | 53.18% | 54.93% | 57.13% | 57.35% | 58.53% | 58.27% | 60.81% | 61.42% | 61.15% | 60.67% | 61.81% | 68.43% | 69.43% | 67.02% | 65.24% | 61.04% | 59.05% | 54.89%
DSO | 1 | 40 | 19 | 20 | 2025 | Winter | Q, [MVAr] | 0 | 1 | -0.51681 | -0.65025 | -0.61211 | -0.58518 | -0.56849 | -0.50632 | -0.47639 | -0.47664 | -0.44695 | -0.30466 | -0.27405 | -0.25638 | -0.31368 | -0.28021 | -0.32653 | -0.34636 | -0.30686 | -0.17319 | -0.13803 | -0.078372 | -0.17843 | -0.23017 | -0.3471 | -0.40441
DSO | 1 | 40 | 19 | 20 | 2025 | Winter | Q, [%] | 0 | 1 | 6.46% | 8.128% | 7.651% | 7.315% | 7.106% | 6.329% | 5.955% | 5.958% | 5.587% | 3.808% | 3.426% | 3.205% | 3.921% | 3.503% | 4.082% | 4.33% | 3.836% | 2.165% | 1.725% | 0.9796% | 2.23% | 2.877% | 4.339% | 5.055%
DSO | 1 | 40 | 20 | 19 | 2025 | Winter | Q, [MVAr] | 0 | 1 | 0.63557 | 0.75058 | 0.70298 | 0.67894 | 0.66877 | 0.61577 | 0.62423 | 0.63423 | 0.61703 | 0.47488 | 0.45138 | 0.43184 | 0.50542 | 0.47554 | 0.52053 | 0.53748 | 0.50511 | 0.41563 | 0.38763 | 0.31066 | 0.39886 | 0.42313 | 0.52846 | 0.56149
DSO | 1 | 40 | 20 | 19 | 2025 | Winter | Q, [%] | 0 | 1 | 7.945% | 9.382% | 8.787% | 8.487% | 8.36% | 7.697% | 7.803% | 7.928% | 7.713% | 5.936% | 5.642% | 5.398% | 6.318% | 5.944% | 6.507% | 6.719% | 6.314% | 5.195% | 4.845% | 3.883% | 4.986% | 5.289% | 6.606% | 7.019%
DSO | 1 | 40 | 19 | 20 | 2025 | Winter | S, [MVA] | 0 | 1 | 3.8484 | 3.5341 | 3.3646 | 3.4184 | 3.5357 | 3.6955 | 4.2982 | 4.4388 | 4.6123 | 4.6182 | 4.7115 | 4.6891 | 4.8974 | 4.9444 | 4.9258 | 4.8888 | 4.9777 | 5.5055 | 5.5857 | 5.39 | 5.2484 | 4.9113 | 4.7586 | 4.4283
DSO | 1 | 40 | 19 | 20 | 2025 | Winter | S, [%] | 0 | 1 | 48.1% | 44.18% | 42.06% | 42.73% | 44.2% | 46.19% | 53.73% | 55.48% | 57.65% | 57.73% | 58.89% | 58.61% | 61.22% | 61.8% | 61.57% | 61.11% | 62.22% | 68.82% | 69.82% | 67.38% | 65.6% | 61.39% | 59.48% | 55.35%
DSO | 1 | 40 | 20 | 19 | 2025 | Winter | S, [MVA] | 0 | 1 | 3.8522 | 3.5423 | 3.3717 | 3.4248 | 3.5415 | 3.6993 | 4.2997 | 4.4399 | 4.6119 | 4.6124 | 4.7041 | 4.6812 | 4.8907 | 4.9362 | 4.9196 | 4.8834 | 4.9705 | 5.4898 | 5.5679 | 5.3709 | 5.2344 | 4.9013 | 4.7538 | 4.4269
DSO | 1 | 40 | 20 | 19 | 2025 | Winter | S, [%] | 0 | 1 | 48.15% | 44.28% | 42.15% | 42.81% | 44.27% | 46.24% | 53.75% | 55.5% | 57.65% | 57.66% | 58.8% | 58.51% | 61.13% | 61.7% | 61.49% | 61.04% | 62.13% | 68.62% | 69.6% | 67.14% | 65.43% | 61.27% | 59.42% | 55.34%
DSO | 1 | 42 | 21 | 22 | 2025 | Winter | P, [MW] | 0 | 1 | 6.8817 | 6.0282 | 5.6257 | 5.6424 | 5.5588 | 5.8782 | 7.7564 | 8.3905 | 7.9744 | 8.7049 | 8.3648 | 8.651 | 8.1458 | 8.3556 | 7.5675 | 7.7994 | 7.5551 | 8.1022 | 7.7677 | 7.2959 | 7.1279 | 6.6838 | 6.8005 | 6.5019
DSO | 1 | 42 | 21 | 22 | 2025 | Winter | P, [%] | 0 | 1 | 43.01% | 37.68% | 35.16% | 35.27% | 34.74% | 36.74% | 48.48% | 52.44% | 49.84% | 54.41% | 52.28% | 54.07% | 50.91% | 52.22% | 47.3% | 48.75% | 47.22% | 50.64% | 48.55% | 45.6% | 44.55% | 41.77% | 42.5% | 40.64%
DSO | 1 | 42 | 22 | 21 | 2025 | Winter | P, [MW] | 0 | 1 | -6.8616 | -6.0129 | -5.6124 | -5.6289 | -5.5457 | -5.8636 | -7.731 | -8.3607 | -7.9473 | -8.6724 | -8.3348 | -8.6187 | -8.117 | -8.3256 | -7.5432 | -7.7734 | -7.5308 | -8.0741 | -7.7419 | -7.273 | -7.1063 | -6.6648 | -6.7809 | -6.484
DSO | 1 | 42 | 22 | 21 | 2025 | Winter | P, [%] | 0 | 1 | 42.88% | 37.58% | 35.08% | 35.18% | 34.66% | 36.65% | 48.32% | 52.25% | 49.67% | 54.2% | 52.09% | 53.87% | 50.73% | 52.04% | 47.14% | 48.58% | 47.07% | 50.46% | 48.39% | 45.46% | 44.41% | 41.66% | 42.38% | 40.53%
DSO | 1 | 42 | 21 | 22 | 2025 | Winter | Q, [MVAr] | 0 | 1 | 0.83026 | 0.49852 | 0.58341 | 0.7691 | 0.6547 | 0.59249 | 0.71015 | 1.0066 | 1.1818 | 1.5258 | 1.3954 | 1.6537 | 1.6385 | 1.3915 | 0.95853 | 1.2018 | 1.0432 | 1.1743 | 1.1156 | 1.148 | 0.88452 | 0.91456 | 0.73173 | 0.78252
DSO | 1 | 42 | 21 | 22 | 2025 | Winter | Q, [%] | 0 | 1 | 5.189% | 3.116% | 3.646% | 4.807% | 4.092% | 3.703% | 4.438% | 6.291% | 7.386% | 9.536% | 8.721% | 10.34% | 10.24% | 8.697% | 5.991% | 7.511% | 6.52% | 7.34% | 6.973% | 7.175% | 5.528% | 5.716% | 4.573% | 4.891%
DSO | 1 | 42 | 22 | 21 | 2025 | Winter | Q, [MVAr] | 0 | 1 | -0.60721 | -0.32825 | -0.43489 | -0.61876 | -0.50937 | -0.43051 | -0.42856 | -0.67573 | -0.88105 | -1.1652 | -1.0619 | -1.295 | -1.3183 | -1.0589 | -0.68845 | -0.9132 | -0.7731 | -0.86205 | -0.82882 | -0.89428 | -0.64423 | -0.70316 | -0.51409 | -0.58328
DSO | 1 | 42 | 22 | 21 | 2025 | Winter | Q, [%] | 0 | 1 | 3.795% | 2.052% | 2.718% | 3.867% | 3.184% | 2.691% | 2.678% | 4.223% | 5.507% | 7.282% | 6.637% | 8.094% | 8.24% | 6.618% | 4.303% | 5.707% | 4.832% | 5.388% | 5.18% | 5.589% | 4.026% | 4.395% | 3.213% | 3.645%
DSO | 1 | 42 | 21 | 22 | 2025 | Winter | S, [MVA] | 0 | 1 | 6.9316 | 6.0488 | 5.6559 | 5.6946 | 5.5972 | 5.908 | 7.7888 | 8.4506 | 8.0615 | 8.8376 | 8.4804 | 8.8076 | 8.309 | 8.4706 | 7.6279 | 7.8914 | 7.6268 | 8.1869 | 7.8474 | 7.3856 | 7.1826 | 6.7461 | 6.8398 | 6.5489
DSO | 1 | 42 | 21 | 22 | 2025 | Winter | S, [%] | 0 | 1 | 43.32% | 37.8% | 35.35% | 35.59% | 34.98% | 36.92% | 48.68% | 52.82% | 50.38% | 55.24% | 53% | 55.05% | 51.93% | 52.94% | 47.67% | 49.32% | 47.67% | 51.17% | 49.05% | 46.16% | 44.89% | 42.16% | 42.75% | 40.93%
DSO | 1 | 42 | 22 | 21 | 2025 | Winter | S, [MVA] | 0 | 1 | 6.8884 | 6.0218 | 5.6292 | 5.6628 | 5.5691 | 5.8794 | 7.7429 | 8.388 | 7.996 | 8.7504 | 8.4022 | 8.7154 | 8.2234 | 8.3927 | 7.5745 | 7.8269 | 7.5704 | 8.12 | 7.7861 | 7.3278 | 7.1354 | 6.7018 | 6.8004 | 6.5102
DSO | 1 | 42 | 22 | 21 | 2025 | Winter | S, [%] | 0 | 1 | 43.05% | 37.64% | 35.18% | 35.39% | 34.81% | 36.75% | 48.39% | 52.42% | 49.98% | 54.69% | 52.51% | 54.47% | 51.4% | 52.45% | 47.34% | 48.92% | 47.31% | 50.75% | 48.66% | 45.8% | 44.6% | 41.89% | 42.5% | 40.69%
DSO | 1 | 44 | 23 | 24 | 2025 | Winter | P, [MW] | 0 | 1 | 3.1076 | 2.617 | 2.5455 | 2.4323 | 2.4982 | 2.7506 | 3.6355 | 4.0744 | 4.2157 | 5.1249 | 4.8073 | 5.0997 | 4.5401 | 4.707 | 4.5333 | 4.1333 | 4.0188 | 4.3637 | 4.4046 | 4.2979 | 4.2679 | 3.7735 | 3.552 | 3.2456
DSO | 1 | 44 | 23 | 24 | 2025 | Winter | P, [%] | 0 | 1 | 19.42% | 16.36% | 15.91% | 15.2% | 15.61% | 17.19% | 22.72% | 25.46% | 26.35% | 32.03% | 30.05% | 31.87% | 28.38% | 29.42% | 28.33% | 25.83% | 25.12% | 27.27% | 27.53% | 26.86% | 26.67% | 23.58% | 22.2% | 20.28%
DSO | 1 | 44 | 24 | 23 | 2025 | Winter | P, [MW] | 0 | 1 | -3.1035 | -2.614 | -2.5427 | -2.4297 | -2.4955 | -2.7473 | -3.6299 | -4.0673 | -4.2082 | -5.1139 | -4.7976 | -5.0888 | -4.5315 | -4.6977 | -4.5247 | -4.1262 | -4.012 | -4.3557 | -4.3965 | -4.2902 | -4.2603 | -3.7675 | -3.5467 | -3.2411
DSO | 1 | 44 | 24 | 23 | 2025 | Winter | P, [%] | 0 | 1 | 19.4% | 16.34% | 15.89% | 15.19% | 15.6% | 17.17% | 22.69% | 25.42% | 26.3% | 31.96% | 29.99% | 31.8% | 28.32% | 29.36% | 28.28% | 25.79% | 25.08% | 27.22% | 27.48% | 26.81% | 26.63% | 23.55% | 22.17% | 20.26%
DSO | 1 | 44 | 23 | 24 | 2025 | Winter | Q, [MVAr] | 0 | 1 | -0.46719 | -0.54831 | -0.45948 | -0.43484 | -0.43847 | -0.47545 | -0.48945 | -0.49235 | -0.33505 | -0.31307 | -0.22915 | -0.19311 | -0.10837 | -0.17355 | -0.25595 | -0.2746 | -0.27009 | -0.29426 | -0.26631 | -0.15977 | -0.22431 | -0.25791 | -0.39772 | -0.43318
DSO | 1 | 44 | 23 | 24 | 2025 | Winter | Q, [%] | 0 | 1 | 2.92% | 3.427% | 2.872% | 2.718% | 2.74% | 2.972% | 3.059% | 3.077% | 2.094% | 1.957% | 1.432% | 1.207% | 0.6773% | 1.085% | 1.6% | 1.716% | 1.688% | 1.839% | 1.664% | 0.9986% | 1.402% | 1.612% | 2.486% | 2.707%
DSO | 1 | 44 | 24 | 23 | 2025 | Winter | Q, [MVAr] | 0 | 1 | 0.51322 | 0.58168 | 0.49068 | 0.4633 | 0.46846 | 0.51177 | 0.55212 | 0.57077 | 0.41824 | 0.43568 | 0.33695 | 0.31426 | 0.20437 | 0.27677 | 0.35192 | 0.35444 | 0.3456 | 0.38338 | 0.35701 | 0.24589 | 0.3094 | 0.32451 | 0.45725 | 0.48315
DSO | 1 | 44 | 24 | 23 | 2025 | Winter | Q, [%] | 0 | 1 | 3.208% | 3.636% | 3.067% | 2.896% | 2.928% | 3.199% | 3.451% | 3.567% | 2.614% | 2.723% | 2.106% | 1.964% | 1.277% | 1.73% | 2.2% | 2.215% | 2.16% | 2.396% | 2.231% | 1.537% | 1.934% | 2.028% | 2.858% | 3.02%
DSO | 1 | 44 | 23 | 24 | 2025 | Winter | S, [MVA] | 0 | 1 | 3.1426 | 2.6739 | 2.5866 | 2.4709 | 2.5364 | 2.7914 | 3.6683 | 4.104 | 4.229 | 5.1345 | 4.8128 | 5.1033 | 4.5414 | 4.7102 | 4.5405 | 4.1425 | 4.0279 | 4.3736 | 4.4127 | 4.3009 | 4.2738 | 3.7823 | 3.5742 | 3.2743
DSO | 1 | 44 | 23 | 24 | 2025 | Winter | S, [%] | 0 | 1 | 19.64% | 16.71% | 16.17% | 15.44% | 15.85% | 17.45% | 22.93% | 25.65% | 26.43% | 32.09% | 30.08% | 31.9% | 28.38% | 29.44% | 28.38% | 25.89% | 25.17% | 27.34% | 27.58% | 26.88% | 26.71% | 23.64% | 22.34% | 20.46%
DSO | 1 | 44 | 24 | 23 | 2025 | Winter | S, [MVA] | 0 | 1 | 3.1456 | 2.678 | 2.5896 | 2.4735 | 2.5391 | 2.7946 | 3.6716 | 4.1072 | 4.2289 | 5.1324 | 4.8094 | 5.0985 | 4.5361 | 4.7059 | 4.5383 | 4.1413 | 4.0269 | 4.3725 | 4.4109 | 4.2972 | 4.2715 | 3.7815 | 3.576 | 3.2769
DSO | 1 | 44 | 24 | 23 | 2025 | Winter | S, [%] | 0 | 1 | 19.66% | 16.74% | 16.19% | 15.46% | 15.87% | 17.47% | 22.95% | 25.67% | 26.43% | 32.08% | 30.06% | 31.87% | 28.35% | 29.41% | 28.36% | 25.88% | 25.17% | 27.33% | 27.57% | 26.86% | 26.7% | 23.63% | 22.35% | 20.48%
DSO | 1 | 46 | 25 | 26 | 2025 | Winter | P, [MW] | 0 | 1 | 2.4934 | 2.1878 | 2.0901 | 2.0452 | 2.0848 | 2.3467 | 3.1475 | 3.4855 | 3.463 | 4.2111 | 4.4362 | 4.5282 | 3.6176 | 3.7752 | 3.5252 | 3.3496 | 3.2126 | 3.2726 | 3.3826 | 3.3464 | 3.3087 | 3.029 | 2.8456 | 2.4626
DSO | 1 | 46 | 25 | 26 | 2025 | Winter | P, [%] | 0 | 1 | 15.58% | 13.67% | 13.06% | 12.78% | 13.03% | 14.67% | 19.67% | 21.78% | 21.64% | 26.32% | 27.73% | 28.3% | 22.61% | 23.6% | 22.03% | 20.93% | 20.08% | 20.45% | 21.14% | 20.91% | 20.68% | 18.93% | 17.78% | 15.39%
DSO | 1 | 46 | 26 | 25 | 2025 | Winter | P, [MW] | 0 | 1 | -2.4896 | -2.1845 | -2.0872 | -2.0423 | -2.0819 | -2.3432 | -3.1425 | -3.4795 | -3.4573 | -4.2029 | -4.4273 | -4.519 | -3.6114 | -3.7685 | -3.5191 | -3.344 | -3.2074 | -3.2672 | -3.3769 | -3.3408 | -3.3032 | -3.0242 | -2.8411 | -2.459
DSO | 1 | 46 | 26 | 25 | 2025 | Winter | P, [%] | 0 | 1 | 15.56% | 13.65% | 13.04% | 12.76% | 13.01% | 14.65% | 19.64% | 21.75% | 21.61% | 26.27% | 27.67% | 28.24% | 22.57% | 23.55% | 21.99% | 20.9% | 20.05% | 20.42% | 21.11% | 20.88% | 20.64% | 18.9% | 17.76% | 15.37%
DSO | 1 | 46 | 25 | 26 | 2025 | Winter | Q, [MVAr] | 0 | 1 | -1.5983 | -1.684 | -1.6129 | -1.598 | -1.5635 | -1.5937 | -1.4231 | -1.4307 | -1.3017 | -1.3019 | -1.1851 | -1.2103 | -1.2489 | -1.3488 | -1.4192 | -1.3827 | -1.3776 | -1.403 | -1.4385 | -1.407 | -1.4789 | -1.4909 | -1.5717 | -1.5669
DSO | 1 | 46 | 25 | 26 | 2025 | Winter | Q, [%] | 0 | 1 | 9.989% | 10.52% | 10.08% | 9.987% | 9.772% | 9.961% | 8.895% | 8.942% | 8.136% | 8.137% | 7.407% | 7.565% | 7.806% | 8.43% | 8.87% | 8.642% | 8.61% | 8.769% | 8.991% | 8.794% | 9.243% | 9.318% | 9.823% | 9.793%
DSO | 1 | 46 | 26 | 25 | 2025 | Winter | Q, [MVAr] | 0 | 1 | 1.6395 | 1.7199 | 1.6457 | 1.6296 | 1.5955 | 1.6315 | 1.4791 | 1.4973 | 1.3659 | 1.3929 | 1.284 | 1.3133 | 1.3177 | 1.4242 | 1.487 | 1.4443 | 1.435 | 1.4625 | 1.502 | 1.4689 | 1.5407 | 1.5445 | 1.6214 | 1.607
DSO | 1 | 46 | 26 | 25 | 2025 | Winter | Q, [%] | 0 | 1 | 10.25% | 10.75% | 10.29% | 10.19% | 9.972% | 10.2% | 9.244% | 9.358% | 8.537% | 8.706% | 8.025% | 8.208% | 8.235% | 8.902% | 9.294% | 9.027% | 8.969% | 9.141% | 9.387% | 9.181% | 9.629% | 9.653% | 10.13% | 10.04%
DSO | 1 | 46 | 25 | 26 | 2025 | Winter | S, [MVA] | 0 | 1 | 2.9616 | 2.7608 | 2.6401 | 2.5954 | 2.6059 | 2.8367 | 3.4543 | 3.7678 | 3.6996 | 4.4077 | 4.5918 | 4.6872 | 3.8271 | 4.009 | 3.8002 | 3.6237 | 3.4955 | 3.5606 | 3.6758 | 3.6301 | 3.6242 | 3.376 | 3.2508 | 2.9188
DSO | 1 | 46 | 25 | 26 | 2025 | Winter | S, [%] | 0 | 1 | 18.51% | 17.26% | 16.5% | 16.22% | 16.29% | 17.73% | 21.59% | 23.55% | 23.12% | 27.55% | 28.7% | 29.29% | 23.92% | 25.06% | 23.75% | 22.65% | 21.85% | 22.25% | 22.97% | 22.69% | 22.65% | 21.1% | 20.32% | 18.24%
DSO | 1 | 46 | 26 | 25 | 2025 | Winter | S, [MVA] | 0 | 1 | 2.981 | 2.7803 | 2.6579 | 2.6128 | 2.6229 | 2.8553 | 3.4732 | 3.788 | 3.7173 | 4.4277 | 4.6098 | 4.7059 | 3.8443 | 4.0286 | 3.8204 | 3.6426 | 3.5138 | 3.5796 | 3.6958 | 3.6495 | 3.6448 | 3.3957 | 3.2712 | 2.9375
DSO | 1 | 46 | 26 | 25 | 2025 | Winter | S, [%] | 0 | 1 | 18.63% | 17.38% | 16.61% | 16.33% | 16.39% | 17.85% | 21.71% | 23.68% | 23.23% | 27.67% | 28.81% | 29.41% | 24.03% | 25.18% | 23.88% | 22.77% | 21.96% | 22.37% | 23.1% | 22.81% | 22.78% | 21.22% | 20.44% | 18.36%
DSO | 1 | 49 | 27 | 28 | 2025 | Winter | P, [MW] | 0 | 1 | 2.0342 | 1.9944 | 1.9828 | 1.9809 | 1.9728 | 1.9774 | 2.0705 | 2.0551 | 1.9559 | 2.0058 | 1.9 | 1.8986 | 1.8001 | 1.9433 | 1.9389 | 1.9448 | 1.9209 | 1.935 | 1.9343 | 1.9126 | 1.9316 | 1.9134 | 1.9935 | 1.9894
DSO | 1 | 49 | 27 | 28 | 2025 | Winter | P, [%] | 0 | 1 | 25.43% | 24.93% | 24.78% | 24.76% | 24.66% | 24.72% | 25.88% | 25.69% | 24.45% | 25.07% | 23.75% | 23.73% | 22.5% | 24.29% | 24.24% | 24.31% | 24.01% | 24.19% | 24.18% | 23.91% | 24.14% | 23.92% | 24.92% | 24.87%
DSO | 1 | 49 | 28 | 27 | 2025 | Winter | P, [MW] | 0 | 1 | -2.0307 | -1.991 | -1.9795 | -1.9777 | -1.9695 | -1.9742 | -2.0669 | -2.0516 | -1.9527 | -2.0024 | -1.897 | -1.8956 | -1.7974 | -1.9401 | -1.9358 | -1.9417 | -1.9179 | -1.9318 | -1.9311 | -1.9095 | -1.9284 | -1.9104 | -1.9902 | -1.9861
DSO | 1 | 49 | 28 | 27 | 2025 | Winter | P, [%] | 0 | 1 | 25.38% | 24.89% | 24.74% | 24.72% | 24.62% | 24.68% | 25.84% | 25.64% | 24.41% | 25.03% | 23.71% | 23.7% | 22.47% | 24.25% | 24.2% | 24.27% | 23.97% | 24.15% | 24.14% | 23.87% | 24.11% | 23.88% | 24.88% | 24.83%
DSO | 1 | 49 | 27 | 28 | 2025 | Winter | Q, [MVAr] | 0 | 1 | -0.017502 | -0.030065 | -0.021298 | -0.011096 | -0.011553 | -0.025183 | -0.026809 | -0.042496 | -0.026324 | -0.031969 | -0.02735 | -0.024885 | -0.0161 | -0.01555 | -0.020661 | -0.015251 | -0.016163 | -0.023026 | -0.019987 | -0.0021116 | -0.011346 | -0.0073922 | -0.017841 | -0.017424
DSO | 1 | 49 | 27 | 28 | 2025 | Winter | Q, [%] | 0 | 1 | 0.2188% | 0.3758% | 0.2662% | 0.1387% | 0.1444% | 0.3148% | 0.3351% | 0.5312% | 0.3291% | 0.3996% | 0.3419% | 0.3111% | 0.2012% | 0.1944% | 0.2583% | 0.1906% | 0.202% | 0.2878% | 0.2498% | 0.02639% | 0.1418% | 0.0924% | 0.223% | 0.2178%
DSO | 1 | 49 | 28 | 27 | 2025 | Winter | Q, [MVAr] | 0 | 1 | 0.055934 | 0.067044 | 0.057832 | 0.047552 | 0.047708 | 0.061507 | 0.066581 | 0.081677 | 0.06179 | 0.069259 | 0.060829 | 0.0583 | 0.046155 | 0.050568 | 0.055535 | 0.050332 | 0.050391 | 0.057747 | 0.054683 | 0.03603 | 0.045954 | 0.041354 | 0.054728 | 0.054174
DSO | 1 | 49 | 28 | 27 | 2025 | Winter | Q, [%] | 0 | 1 | 0.6992% | 0.8381% | 0.7229% | 0.5944% | 0.5963% | 0.7688% | 0.8323% | 1.021% | 0.7724% | 0.8657% | 0.7604% | 0.7287% | 0.5769% | 0.6321% | 0.6942% | 0.6292% | 0.6299% | 0.7218% | 0.6835% | 0.4504% | 0.5744% | 0.5169% | 0.6841% | 0.6772%
DSO | 1 | 49 | 27 | 28 | 2025 | Winter | S, [MVA] | 0 | 1 | 2.0343 | 1.9946 | 1.9829 | 1.981 | 1.9728 | 1.9776 | 2.0707 | 2.0555 | 1.9561 | 2.006 | 1.9002 | 1.8988 | 1.8002 | 1.9433 | 1.939 | 1.9449 | 1.921 | 1.9351 | 1.9344 | 1.9126 | 1.9316 | 1.9134 | 1.9936 | 1.9895
DSO | 1 | 49 | 27 | 28 | 2025 | Winter | S, [%] | 0 | 1 | 25.43% | 24.93% | 24.79% | 24.76% | 24.66% | 24.72% | 25.88% | 25.69% | 24.45% | 25.08% | 23.75% | 23.73% | 22.5% | 24.29% | 24.24% | 24.31% | 24.01% | 24.19% | 24.18% | 23.91% | 24.14% | 23.92% | 24.92% | 24.87%
DSO | 1 | 49 | 28 | 27 | 2025 | Winter | S, [MVA] | 0 | 1 | 2.0315 | 1.9922 | 1.9803 | 1.9782 | 1.9701 | 1.9751 | 2.068 | 2.0532 | 1.9537 | 2.0036 | 1.898 | 1.8965 | 1.798 | 1.9408 | 1.9365 | 1.9423 | 1.9185 | 1.9327 | 1.9319 | 1.9099 | 1.929 | 1.9108 | 1.9909 | 1.9868
DSO | 1 | 49 | 28 | 27 | 2025 | Winter | S, [%] | 0 | 1 | 25.39% | 24.9% | 24.75% | 24.73% | 24.63% | 24.69% | 25.85% | 25.67% | 24.42% | 25.05% | 23.72% | 23.71% | 22.48% | 24.26% | 24.21% | 24.28% | 23.98% | 24.16% | 24.15% | 23.87% | 24.11% | 23.89% | 24.89% | 24.84%
DSO | 1 | 50 | 29 | 30 | 2025 | Winter | P, [MW] | 0 | 1 | 2.4954 | 2.2162 | 2.0972 | 2.0711 | 2.0526 | 2.1529 | 2.5244 | 2.6646 | 2.9442 | 3.3945 | 3.6627 | 3.7189 | 3.3331 | 3.1439 | 2.9726 | 2.9235 | 2.9269 | 3.1909 | 3.2826 | 3.2627 | 3.1786 | 3.0018 | 2.8629 | 2.511
DSO | 1 | 50 | 29 | 30 | 2025 | Winter | P, [%] | 0 | 1 | 31.19% | 27.7% | 26.21% | 25.89% | 25.66% | 26.91% | 31.56% | 33.31% | 36.8% | 42.43% | 45.78% | 46.49% | 41.66% | 39.3% | 37.16% | 36.54% | 36.59% | 39.89% | 41.03% | 40.78% | 39.73% | 37.52% | 35.79% | 31.39%
DSO | 1 | 50 | 30 | 29 | 2025 | Winter | P, [MW] | 0 | 1 | -2.4892 | -2.2111 | -2.0927 | -2.0667 | -2.0483 | -2.1482 | -2.518 | -2.6574 | -2.9356 | -3.3833 | -3.6498 | -3.7055 | -3.3223 | -3.1342 | -2.9639 | -2.9151 | -2.9185 | -3.181 | -3.2722 | -3.2525 | -3.1687 | -2.993 | -2.8548 | -2.5047
DSO | 1 | 50 | 30 | 29 | 2025 | Winter | P, [%] | 0 | 1 | 31.12% | 27.64% | 26.16% | 25.83% | 25.6% | 26.85% | 31.47% | 33.22% | 36.7% | 42.29% | 45.62% | 46.32% | 41.53% | 39.18% | 37.05% | 36.44% | 36.48% | 39.76% | 40.9% | 40.66% | 39.61% | 37.41% | 35.69% | 31.31%
DSO | 1 | 50 | 29 | 30 | 2025 | Winter | Q, [MVAr] | 0 | 1 | -0.56178 | -0.63146 | -0.59564 | -0.57068 | -0.57981 | -0.60662 | -0.62176 | -0.67483 | -0.58907 | -0.52279 | -0.50061 | -0.49417 | -0.52845 | -0.53855 | -0.57354 | -0.55019 | -0.53072 | -0.4406 | -0.40186 | -0.3826 | -0.45735 | -0.45467 | -0.48326 | -0.5459
DSO | 1 | 50 | 29 | 30 | 2025 | Winter | Q, [%] | 0 | 1 | 7.022% | 7.893% | 7.445% | 7.133% | 7.248% | 7.583% | 7.772% | 8.435% | 7.363% | 6.535% | 6.258% | 6.177% | 6.606% | 6.732% | 7.169% | 6.877% | 6.634% | 5.507% | 5.023% | 4.782% | 5.717% | 5.683% | 6.041% | 6.824%
DSO | 1 | 50 | 30 | 29 | 2025 | Winter | Q, [MVAr] | 0 | 1 | 0.6142 | 0.67407 | 0.63375 | 0.60767 | 0.61628 | 0.64672 | 0.67587 | 0.73533 | 0.66116 | 0.61702 | 0.60986 | 0.60661 | 0.61955 | 0.61994 | 0.6469 | 0.62099 | 0.60152 | 0.52352 | 0.48925 | 0.46884 | 0.53984 | 0.52839 | 0.55071 | 0.59878
DSO | 1 | 50 | 30 | 29 | 2025 | Winter | Q, [%] | 0 | 1 | 7.677% | 8.426% | 7.922% | 7.596% | 7.704% | 8.084% | 8.448% | 9.192% | 8.264% | 7.713% | 7.623% | 7.583% | 7.744% | 7.749% | 8.086% | 7.762% | 7.519% | 6.544% | 6.116% | 5.86% | 6.748% | 6.605% | 6.884% | 7.485%
DSO | 1 | 50 | 29 | 30 | 2025 | Winter | S, [MVA] | 0 | 1 | 2.5579 | 2.3044 | 2.1801 | 2.1483 | 2.1329 | 2.2368 | 2.5998 | 2.7487 | 3.0025 | 3.4345 | 3.6968 | 3.7516 | 3.3747 | 3.1897 | 3.0274 | 2.9748 | 2.9746 | 3.2211 | 3.3071 | 3.2851 | 3.2113 | 3.036 | 2.9034 | 2.5697
DSO | 1 | 50 | 29 | 30 | 2025 | Winter | S, [%] | 0 | 1 | 31.97% | 28.8% | 27.25% | 26.85% | 26.66% | 27.96% | 32.5% | 34.36% | 37.53% | 42.93% | 46.21% | 46.89% | 42.18% | 39.87% | 37.84% | 37.18% | 37.18% | 40.26% | 41.34% | 41.06% | 40.14% | 37.95% | 36.29% | 32.12%
DSO | 1 | 50 | 30 | 29 | 2025 | Winter | S, [MVA] | 0 | 1 | 2.5639 | 2.3116 | 2.1865 | 2.1542 | 2.139 | 2.2434 | 2.6071 | 2.7572 | 3.0091 | 3.4391 | 3.7004 | 3.7548 | 3.3796 | 3.195 | 3.0337 | 2.9805 | 2.9798 | 3.2238 | 3.3086 | 3.2861 | 3.2144 | 3.0393 | 2.9075 | 2.5753
DSO | 1 | 50 | 30 | 29 | 2025 | Winter | S, [%] | 0 | 1 | 32.05% | 28.89% | 27.33% | 26.93% | 26.74% | 28.04% | 32.59% | 34.47% | 37.61% | 42.99% | 46.25% | 46.94% | 42.24% | 39.94% | 37.92% | 37.26% | 37.25% | 40.3% | 41.36% | 41.08% | 40.18% | 37.99% | 36.34% | 32.19%
DSO | 1 | 5 | 10 | 15 | 2025 | Winter | P, [MW] | 0 | 2 | 5.2328 | 4.9916 | 4.8796 | 4.9139 | 4.915 | 5.0813 | 5.4338 | 5.5295 | 5.5725 | 5.6931 | 5.7075 | 5.7642 | 5.6541 | 5.6303 | 5.538 | 5.5133 | 5.5243 | 5.8546 | 6.2553 | 5.7902 | 5.6659 | 5.5108 | 5.4339 | 5.2764
DSO | 1 | 5 | 10 | 15 | 2025 | Winter | P, [%] | 0 | 2 | 25.05% | 23.89% | 23.36% | 23.52% | 23.53% | 24.32% | 26.01% | 26.47% | 26.68% | 27.25% | 27.32% | 27.59% | 27.07% | 26.95% | 26.51% | 26.39% | 26.44% | 28.03% | 29.94% | 27.72% | 27.12% | 26.38% | 26.01% | 25.26%
DSO | 1 | 5 | 15 | 10 | 2025 | Winter | P, [MW] | 0 | 2 | -5.2143 | -4.9743 | -4.863 | -4.8971 | -4.8983 | -5.0636 | -5.4142 | -5.5094 | -5.5522 | -5.6721 | -5.6864 | -5.7428 | -5.6334 | -5.6097 | -5.5179 | -5.4933 | -5.5042 | -5.8328 | -6.2309 | -5.7688 | -5.6453 | -5.491 | -5.4144 | -5.2577
DSO | 1 | 5 | 15 | 10 | 2025 | Winter | P, [%] | 0 | 2 | 24.96% | 23.81% | 23.28% | 23.44% | 23.45% | 24.24% | 25.92% | 26.37% | 26.58% | 27.15% | 27.22% | 27.49% | 26.97% | 26.85% | 26.41% | 26.3% | 26.35% | 27.92% | 29.83% | 27.62% | 27.02% | 26.29% | 25.92% | 25.17%
DSO | 1 | 5 | 10 | 15 | 2025 | Winter | Q, [MVAr] | 0 | 2 | -0.98847 | -1.0267 | -0.99478 | -0.98232 | -0.9849 | -0.98706 | -0.968 | -0.95704 | -0.93695 | -0.92603 | -0.93067 | -0.92146 | -0.92788 | -0.94377 | -0.97217 | -0.96035 | -0.94919 | -0.88525 | -0.89495 | -0.90308 | -0.95105 | -0.95417 | -0.98036 | -0.9813
DSO | 1 | 5 | 10 | 15 | 2025 | Winter | Q, [%] | 0 | 2 | 4.732% | 4.915% | 4.762% | 4.702% | 4.715% | 4.725% | 4.634% | 4.581% | 4.485% | 4.433% | 4.455% | 4.411% | 4.442% | 4.518% | 4.654% | 4.597% | 4.544% | 4.238% | 4.284% | 4.323% | 4.553% | 4.568% | 4.693% | 4.698%
DSO | 1 | 5 | 15 | 10 | 2025 | Winter | Q, [MVAr] | 0 | 2 | 1.0026 | 1.0393 | 1.0066 | 0.99431 | 0.99685 | 1.0001 | 0.98339 | 0.97315 | 0.95322 | 0.94331 | 0.94796 | 0.93911 | 0.94457 | 0.96048 | 0.98827 | 0.97627 | 0.9651 | 0.90342 | 0.91649 | 0.92067 | 0.96764 | 0.96975 | 0.99554 | 0.99551
DSO | 1 | 5 | 15 | 10 | 2025 | Winter | Q, [%] | 0 | 2 | 4.8% | 4.975% | 4.819% | 4.76% | 4.772% | 4.788% | 4.708% | 4.659% | 4.563% | 4.516% | 4.538% | 4.496% | 4.522% | 4.598% | 4.731% | 4.673% | 4.62% | 4.325% | 4.387% | 4.407% | 4.632% | 4.642% | 4.766% | 4.766%
DSO | 1 | 5 | 10 | 15 | 2025 | Winter | S, [MVA] | 0 | 2 | 5.3254 | 5.0961 | 4.98 | 5.0111 | 5.0127 | 5.1763 | 5.5193 | 5.6117 | 5.6507 | 5.7679 | 5.7828 | 5.8374 | 5.7297 | 5.7089 | 5.6227 | 5.5963 | 5.6052 | 5.9212 | 6.319 | 5.8602 | 5.7452 | 5.5928 | 5.5216 | 5.3669
DSO | 1 | 5 | 10 | 15 | 2025 | Winter | S, [%] | 0 | 2 | 25.49% | 24.4% | 23.84% | 23.99% | 24% | 24.78% | 26.42% | 26.86% | 27.05% | 27.61% | 27.68% | 27.94% | 27.43% | 27.33% | 26.92% | 26.79% | 26.83% | 28.34% | 30.25% | 28.05% | 27.5% | 26.77% | 26.43% | 25.69%
DSO | 1 | 5 | 15 | 10 | 2025 | Winter | S, [MVA] | 0 | 2 | 5.3098 | 5.0818 | 4.9661 | 4.9971 | 4.9987 | 5.1614 | 5.5028 | 5.5947 | 5.6335 | 5.75 | 5.7648 | 5.8191 | 5.7121 | 5.6913 | 5.6057 | 5.5794 | 5.5882 | 5.9023 | 6.2979 | 5.8418 | 5.7276 | 5.576 | 5.5052 | 5.3512
DSO | 1 | 5 | 15 | 10 | 2025 | Winter | S, [%] | 0 | 2 | 25.42% | 24.33% | 23.77% | 23.92% | 23.93% | 24.71% | 26.34% | 26.78% | 26.97% | 27.53% | 27.6% | 27.86% | 27.34% | 27.24% | 26.83% | 26.71% | 26.75% | 28.25% | 30.15% | 27.96% | 27.42% | 26.69% | 26.35% | 25.62%
DSO | 1 | 6 | 10 | 11 | 2025 | Winter | P, [MW] | 0 | 2 | 5.3597 | 5.0409 | 4.9279 | 4.9474 | 4.9656 | 5.163 | 5.6412 | 5.7687 | 5.8143 | 5.9877 | 6.0004 | 6.0772 | 5.9102 | 5.8906 | 5.7606 | 5.7279 | 5.7343 | 5.9669 | 6.006 | 5.8964 | 5.8599 | 5.6968 | 5.6022 | 5.3965
DSO | 1 | 6 | 10 | 11 | 2025 | Winter | P, [%] | 0 | 2 | 22.99% | 21.62% | 21.14% | 21.22% | 21.3% | 22.15% | 24.2% | 24.75% | 24.94% | 25.69% | 25.74% | 26.07% | 25.35% | 25.27% | 24.71% | 24.57% | 24.6% | 25.6% | 25.76% | 25.29% | 25.14% | 24.44% | 24.03% | 23.15%
DSO | 1 | 6 | 11 | 10 | 2025 | Winter | P, [MW] | 0 | 2 | -5.3586 | -5.0399 | -4.927 | -4.9464 | -4.9646 | -5.162 | -5.6401 | -5.7675 | -5.8131 | -5.9865 | -5.9991 | -6.0759 | -5.9089 | -5.8894 | -5.7594 | -5.7267 | -5.7331 | -5.9656 | -6.0047 | -5.8952 | -5.8587 | -5.6956 | -5.601 | -5.3954
DSO | 1 | 6 | 11 | 10 | 2025 | Winter | P, [%] | 0 | 2 | 22.99% | 21.62% | 21.14% | 21.22% | 21.3% | 22.14% | 24.19% | 24.74% | 24.94% | 25.68% | 25.73% | 26.06% | 25.35% | 25.26% | 24.71% | 24.57% | 24.59% | 25.59% | 25.76% | 25.29% | 25.13% | 24.43% | 24.03% | 23.14%
DSO | 1 | 6 | 10 | 11 | 2025 | Winter | Q, [MVAr] | 0 | 2 | -0.52474 | -0.59634 | -0.55648 | -0.53135 | -0.534 | -0.53558 | -0.4893 | -0.4685 | -0.43227 | -0.40428 | -0.40713 | -0.38558 | -0.39377 | -0.42063 | -0.47011 | -0.45499 | -0.45003 | -0.41347 | -0.41081 | -0.37744 | -0.44353 | -0.45424 | -0.50023 | -0.51388
DSO | 1 | 6 | 10 | 11 | 2025 | Winter | Q, [%] | 0 | 2 | 2.251% | 2.558% | 2.387% | 2.279% | 2.291% | 2.297% | 2.099% | 2.01% | 1.854% | 1.734% | 1.746% | 1.654% | 1.689% | 1.804% | 2.017% | 1.952% | 1.93% | 1.774% | 1.762% | 1.619% | 1.903% | 1.949% | 2.146% | 2.204%
DSO | 1 | 6 | 11 | 10 | 2025 | Winter | Q, [MVAr] | 0 | 2 | 0.50755 | 0.57936 | 0.53965 | 0.51446 | 0.51709 | 0.51851 | 0.47186 | 0.451 | 0.41468 | 0.38666 | 0.38944 | 0.36783 | 0.37603 | 0.40298 | 0.45255 | 0.43746 | 0.43246 | 0.39552 | 0.39252 | 0.35949 | 0.42565 | 0.43656 | 0.48267 | 0.49652
DSO | 1 | 6 | 11 | 10 | 2025 | Winter | Q, [%] | 0 | 2 | 2.177% | 2.485% | 2.315% | 2.207% | 2.218% | 2.224% | 2.024% | 1.935% | 1.779% | 1.659% | 1.671% | 1.578% | 1.613% | 1.729% | 1.941% | 1.877% | 1.855% | 1.697% | 1.684% | 1.542% | 1.826% | 1.873% | 2.07% | 2.13%
DSO | 1 | 6 | 10 | 11 | 2025 | Winter | S, [MVA] | 0 | 2 | 5.3853 | 5.0761 | 4.9592 | 4.9758 | 4.9942 | 5.1907 | 5.6624 | 5.7877 | 5.8304 | 6.0014 | 6.0142 | 6.0894 | 5.9233 | 5.9056 | 5.7797 | 5.746 | 5.7519 | 5.9812 | 6.02 | 5.9085 | 5.8767 | 5.7149 | 5.6245 | 5.4209
DSO | 1 | 6 | 10 | 11 | 2025 | Winter | S, [%] | 0 | 2 | 23.1% | 21.77% | 21.27% | 21.34% | 21.42% | 22.27% | 24.29% | 24.83% | 25.01% | 25.74% | 25.8% | 26.12% | 25.41% | 25.33% | 24.79% | 24.65% | 24.67% | 25.66% | 25.82% | 25.35% | 25.21% | 24.51% | 24.13% | 23.25%
DSO | 1 | 6 | 11 | 10 | 2025 | Winter | S, [MVA] | 0 | 2 | 5.3826 | 5.0731 | 4.9564 | 4.9731 | 4.9915 | 5.188 | 5.6598 | 5.7851 | 5.8279 | 5.9989 | 6.0118 | 6.087 | 5.9209 | 5.9032 | 5.7771 | 5.7434 | 5.7494 | 5.9787 | 6.0175 | 5.9061 | 5.8741 | 5.7123 | 5.6218 | 5.4182
DSO | 1 | 6 | 11 | 10 | 2025 | Winter | S, [%] | 0 | 2 | 23.09% | 21.76% | 21.26% | 21.33% | 21.41% | 22.25% | 24.28% | 24.82% | 25% | 25.73% | 25.79% | 26.11% | 25.4% | 25.32% | 24.78% | 24.64% | 24.66% | 25.65% | 25.81% | 25.34% | 25.2% | 24.5% | 24.12% | 23.24%
DSO | 1 | 7 | 10 | 23 | 2025 | Winter | P, [MW] | 0 | 2 | 7.1061 | 6.1005 | 5.7046 | 5.5416 | 5.4658 | 5.9685 | 9.0984 | 10.2205 | 10.4052 | 12.0133 | 11.9494 | 12.2675 | 10.9081 | 11.0357 | 10.0052 | 9.7424 | 9.6895 | 10.9631 | 10.5097 | 10.2804 | 10.0797 | 8.9682 | 8.414 | 7.3492
DSO | 1 | 7 | 10 | 23 | 2025 | Winter | P, [%] | 0 | 2 | 20.59% | 17.68% | 16.53% | 16.06% | 15.84% | 17.29% | 26.36% | 29.61% | 30.15% | 34.81% | 34.62% | 35.54% | 31.61% | 31.98% | 28.99% | 28.23% | 28.07% | 31.76% | 30.45% | 29.79% | 29.21% | 25.98% | 24.38% | 21.29%
DSO | 1 | 7 | 23 | 10 | 2025 | Winter | P, [MW] | 0 | 2 | -7.1009 | -6.0964 | -5.701 | -5.5382 | -5.4625 | -5.9647 | -9.0901 | -10.2101 | -10.3945 | -11.9991 | -11.9353 | -12.2527 | -10.8963 | -11.0237 | -9.9953 | -9.7329 | -9.6802 | -10.9514 | -10.4992 | -10.2701 | -10.0698 | -8.9603 | -8.4069 | -7.3437
DSO | 1 | 7 | 23 | 10 | 2025 | Winter | P, [%] | 0 | 2 | 20.57% | 17.66% | 16.52% | 16.05% | 15.83% | 17.28% | 26.34% | 29.58% | 30.12% | 34.77% | 34.58% | 35.5% | 31.57% | 31.94% | 28.96% | 28.2% | 28.05% | 31.73% | 30.42% | 29.76% | 29.18% | 25.96% | 24.36% | 21.28%
DSO | 1 | 7 | 10 | 23 | 2025 | Winter | Q, [MVAr] | 0 | 2 | -1.1219 | -1.6127 | -1.5414 | -1.4071 | -1.4496 | -1.3907 | -0.61491 | -0.29143 | 0.15039 | 0.5633 | 0.54759 | 0.78832 | 0.60411 | 0.32108 | -0.30378 | -0.18136 | -0.12608 | 0.31376 | 0.19028 | 0.31795 | -0.033081 | -0.24435 | -0.74874 | -0.96916
DSO | 1 | 7 | 10 | 23 | 2025 | Winter | Q, [%] | 0 | 2 | 3.251% | 4.673% | 4.466% | 4.077% | 4.2% | 4.03% | 1.782% | 0.8444% | 0.4357% | 1.632% | 1.587% | 2.284% | 1.75% | 0.9303% | 0.8802% | 0.5255% | 0.3653% | 0.9091% | 0.5513% | 0.9212% | 0.09585% | 0.708% | 2.169% | 2.808%
DSO | 1 | 7 | 23 | 10 | 2025 | Winter | Q, [MVAr] | 0 | 2 | 1.0198 | 1.5108 | 1.4399 | 1.305 | 1.3472 | 1.2877 | 0.5151 | 0.19385 | -0.24814 | -0.65679 | -0.64173 | -0.88201 | -0.70158 | -0.41751 | 0.20526 | 0.082377 | 0.026671 | -0.41256 | -0.29267 | -0.41849 | -0.06753 | 0.14251 | 0.6466 | 0.86647
DSO | 1 | 7 | 23 | 10 | 2025 | Winter | Q, [%] | 0 | 2 | 2.955% | 4.377% | 4.172% | 3.781% | 3.903% | 3.731% | 1.492% | 0.5617% | 0.719% | 1.903% | 1.859% | 2.556% | 2.033% | 1.21% | 0.5947% | 0.2387% | 0.07728% | 1.195% | 0.848% | 1.213% | 0.1957% | 0.4129% | 1.873% | 2.511%
DSO | 1 | 7 | 10 | 23 | 2025 | Winter | S, [MVA] | 0 | 2 | 7.1942 | 6.31 | 5.9092 | 5.7175 | 5.6548 | 6.1284 | 9.1192 | 10.2247 | 10.4063 | 12.0265 | 11.962 | 12.2928 | 10.9248 | 11.0404 | 10.0098 | 9.7441 | 9.6903 | 10.9676 | 10.5114 | 10.2853 | 10.0798 | 8.9715 | 8.4473 | 7.4128
DSO | 1 | 7 | 10 | 23 | 2025 | Winter | S, [%] | 0 | 2 | 20.84% | 18.28% | 17.12% | 16.57% | 16.38% | 17.76% | 26.42% | 29.63% | 30.15% | 34.85% | 34.66% | 35.62% | 31.65% | 31.99% | 29% | 28.23% | 28.08% | 31.78% | 30.46% | 29.8% | 29.21% | 25.99% | 24.48% | 21.48%
DSO | 1 | 7 | 23 | 10 | 2025 | Winter | S, [MVA] | 0 | 2 | 7.1737 | 6.2808 | 5.88 | 5.6899 | 5.6262 | 6.1021 | 9.1047 | 10.2119 | 10.3974 | 12.017 | 11.9526 | 12.2844 | 10.9189 | 11.0316 | 9.9974 | 9.7333 | 9.6802 | 10.9592 | 10.5033 | 10.2786 | 10.07 | 8.9614 | 8.4318 | 7.3946
DSO | 1 | 7 | 23 | 10 | 2025 | Winter | S, [%] | 0 | 2 | 20.79% | 18.2% | 17.04% | 16.49% | 16.3% | 17.68% | 26.38% | 29.59% | 30.13% | 34.82% | 34.63% | 35.59% | 31.64% | 31.96% | 28.97% | 28.2% | 28.05% | 31.75% | 30.43% | 29.78% | 29.18% | 25.96% | 24.43% | 21.43%
DSO | 1 | 8 | 11 | 12 | 2025 | Winter | P, [MW] | 0 | 2 | 5.3646 | 5.0459 | 4.933 | 4.9524 | 4.9706 | 5.168 | 5.6461 | 5.7735 | 5.8191 | 5.9924 | 6.0051 | 6.0818 | 5.9149 | 5.8954 | 5.7654 | 5.7327 | 5.7391 | 5.9716 | 6.0107 | 5.9012 | 5.8647 | 5.7016 | 5.607 | 5.4014
DSO | 1 | 8 | 11 | 12 | 2025 | Winter | P, [%] | 0 | 2 | 25.68% | 24.16% | 23.61% | 23.71% | 23.79% | 24.74% | 27.03% | 27.64% | 27.86% | 28.69% | 28.75% | 29.11% | 28.31% | 28.22% | 27.6% | 27.44% | 27.47% | 28.59% | 28.77% | 28.25% | 28.07% | 27.29% | 26.84% | 25.86%
DSO | 1 | 8 | 12 | 11 | 2025 | Winter | P, [MW] | 0 | 2 | -5.3205 | -5.0061 | -4.8946 | -4.9139 | -4.9319 | -5.1267 | -5.5981 | -5.7236 | -5.7688 | -5.9394 | -5.952 | -6.0277 | -5.8635 | -5.844 | -5.7159 | -5.6837 | -5.6901 | -5.9198 | -5.9591 | -5.8505 | -5.8144 | -5.6534 | -5.56 | -5.3571
DSO | 1 | 8 | 12 | 11 | 2025 | Winter | P, [%] | 0 | 2 | 25.47% | 23.96% | 23.43% | 23.52% | 23.61% | 24.54% | 26.8% | 27.4% | 27.62% | 28.43% | 28.49% | 28.85% | 28.07% | 27.98% | 27.36% | 27.21% | 27.24% | 28.34% | 28.53% | 28.01% | 27.83% | 27.06% | 26.62% | 25.64%
DSO | 1 | 8 | 11 | 12 | 2025 | Winter | Q, [MVAr] | 0 | 2 | -0.5134 | -0.58521 | -0.5455 | -0.52031 | -0.52294 | -0.52436 | -0.47772 | -0.45685 | -0.42053 | -0.39251 | -0.3953 | -0.37368 | -0.38188 | -0.40884 | -0.45841 | -0.44331 | -0.43832 | -0.40137 | -0.39837 | -0.36535 | -0.43151 | -0.44241 | -0.48852 | -0.50238
DSO | 1 | 8 | 11 | 12 | 2025 | Winter | Q, [%] | 0 | 2 | 2.458% | 2.801% | 2.611% | 2.491% | 2.503% | 2.51% | 2.287% | 2.187% | 2.013% | 1.879% | 1.892% | 1.789% | 1.828% | 1.957% | 2.194% | 2.122% | 2.098% | 1.921% | 1.907% | 1.749% | 2.066% | 2.118% | 2.339% | 2.405%
DSO | 1 | 8 | 12 | 11 | 2025 | Winter | Q, [MVAr] | 0 | 2 | 0.54787 | 0.61413 | 0.5727 | 0.54762 | 0.55053 | 0.55523 | 0.51705 | 0.49866 | 0.46284 | 0.43852 | 0.44128 | 0.42105 | 0.4255 | 0.45258 | 0.49974 | 0.48403 | 0.47896 | 0.44528 | 0.44142 | 0.40763 | 0.47339 | 0.48168 | 0.52639 | 0.53685
DSO | 1 | 8 | 12 | 11 | 2025 | Winter | Q, [%] | 0 | 2 | 2.623% | 2.94% | 2.742% | 2.621% | 2.635% | 2.658% | 2.475% | 2.387% | 2.216% | 2.099% | 2.112% | 2.016% | 2.037% | 2.167% | 2.392% | 2.317% | 2.293% | 2.132% | 2.113% | 1.951% | 2.266% | 2.306% | 2.52% | 2.57%
DSO | 1 | 8 | 11 | 12 | 2025 | Winter | S, [MVA] | 0 | 2 | 5.3891 | 5.0797 | 4.963 | 4.9797 | 4.9981 | 5.1945 | 5.6662 | 5.7915 | 5.8343 | 6.0053 | 6.0181 | 6.0933 | 5.9272 | 5.9095 | 5.7836 | 5.7498 | 5.7558 | 5.9851 | 6.0239 | 5.9125 | 5.8805 | 5.7187 | 5.6283 | 5.4247
DSO | 1 | 8 | 11 | 12 | 2025 | Winter | S, [%] | 0 | 2 | 25.8% | 24.32% | 23.76% | 23.84% | 23.93% | 24.87% | 27.12% | 27.72% | 27.93% | 28.75% | 28.81% | 29.17% | 28.37% | 28.29% | 27.69% | 27.52% | 27.55% | 28.65% | 28.84% | 28.3% | 28.15% | 27.38% | 26.94% | 25.97%
DSO | 1 | 8 | 12 | 11 | 2025 | Winter | S, [MVA] | 0 | 2 | 5.3487 | 5.0437 | 4.928 | 4.9443 | 4.9625 | 5.1567 | 5.622 | 5.7453 | 5.7873 | 5.9556 | 5.9684 | 6.0424 | 5.8789 | 5.8615 | 5.7377 | 5.7042 | 5.7102 | 5.9365 | 5.9754 | 5.8647 | 5.8336 | 5.6739 | 5.5849 | 5.384
DSO | 1 | 8 | 12 | 11 | 2025 | Winter | S, [%] | 0 | 2 | 25.6% | 24.14% | 23.59% | 23.67% | 23.76% | 24.69% | 26.91% | 27.5% | 27.7% | 28.51% | 28.57% | 28.92% | 28.14% | 28.06% | 27.47% | 27.31% | 27.33% | 28.42% | 28.6% | 28.07% | 27.93% | 27.16% | 26.74% | 25.77%
DSO | 1 | 9 | 12 | 13 | 2025 | Winter | P, [MW] | 0 | 2 | 5.3265 | 5.0121 | 4.9006 | 4.9199 | 4.9379 | 5.1327 | 5.6041 | 5.7296 | 5.7748 | 5.9454 | 5.958 | 6.0337 | 5.8695 | 5.85 | 5.7218 | 5.6897 | 5.6961 | 5.9258 | 5.9651 | 5.8565 | 5.8204 | 5.6594 | 5.566 | 5.3631
DSO | 1 | 9 | 12 | 13 | 2025 | Winter | P, [%] | 0 | 2 | 22.85% | 21.5% | 21.02% | 21.1% | 21.18% | 22.02% | 24.04% | 24.58% | 24.77% | 25.5% | 25.56% | 25.88% | 25.18% | 25.09% | 24.54% | 24.41% | 24.43% | 25.42% | 25.59% | 25.12% | 24.97% | 24.28% | 23.88% | 23.01%
DSO | 1 | 9 | 13 | 12 | 2025 | Winter | P, [MW] | 0 | 2 | -5.3264 | -5.012 | -4.9005 | -4.9198 | -4.9378 | -5.1326 | -5.604 | -5.7295 | -5.7747 | -5.9453 | -5.9579 | -6.0335 | -5.8694 | -5.8499 | -5.7217 | -5.6895 | -5.6959 | -5.9257 | -5.965 | -5.8564 | -5.8203 | -5.6593 | -5.5659 | -5.363
DSO | 1 | 9 | 13 | 12 | 2025 | Winter | P, [%] | 0 | 2 | 22.85% | 21.5% | 21.02% | 21.1% | 21.18% | 22.02% | 24.04% | 24.58% | 24.77% | 25.5% | 25.56% | 25.88% | 25.18% | 25.09% | 24.54% | 24.41% | 24.43% | 25.42% | 25.59% | 25.12% | 24.97% | 24.28% | 23.88% | 23.01%
DSO | 1 | 9 | 12 | 13 | 2025 | Winter | Q, [MVAr] | 0 | 2 | -0.55372 | -0.61999 | -0.57856 | -0.55348 | -0.55638 | -0.56109 | -0.5229 | -0.50451 | -0.46869 | -0.44438 | -0.44714 | -0.4269 | -0.43136 | -0.45844 | -0.5056 | -0.48989 | -0.48481 | -0.45113 | -0.44727 | -0.41349 | -0.47925 | -0.48754 | -0.53224 | -0.5427
DSO | 1 | 9 | 12 | 13 | 2025 | Winter | Q, [%] | 0 | 2 | 2.375% | 2.66% | 2.482% | 2.374% | 2.387% | 2.407% | 2.243% | 2.164% | 2.011% | 1.906% | 1.918% | 1.831% | 1.85% | 1.967% | 2.169% | 2.101% | 2.08% | 1.935% | 1.919% | 1.774% | 2.056% | 2.091% | 2.283% | 2.328%
DSO | 1 | 9 | 13 | 12 | 2025 | Winter | Q, [MVAr] | 0 | 2 | 0.55206 | 0.61835 | 0.57693 | 0.55185 | 0.55475 | 0.55944 | 0.52122 | 0.50283 | 0.467 | 0.44268 | 0.44544 | 0.42519 | 0.42965 | 0.45674 | 0.50391 | 0.4882 | 0.48312 | 0.4494 | 0.44551 | 0.41176 | 0.47753 | 0.48583 | 0.53055 | 0.54103
DSO | 1 | 9 | 13 | 12 | 2025 | Winter | Q, [%] | 0 | 2 | 2.368% | 2.653% | 2.475% | 2.367% | 2.38% | 2.4% | 2.236% | 2.157% | 2.003% | 1.899% | 1.911% | 1.824% | 1.843% | 1.959% | 2.162% | 2.094% | 2.072% | 1.928% | 1.911% | 1.766% | 2.048% | 2.084% | 2.276% | 2.321%
DSO | 1 | 9 | 12 | 13 | 2025 | Winter | S, [MVA] | 0 | 2 | 5.3552 | 5.0503 | 4.9346 | 4.9509 | 4.9691 | 5.1632 | 5.6285 | 5.7518 | 5.7938 | 5.962 | 5.9748 | 6.0487 | 5.8853 | 5.8679 | 5.7441 | 5.7107 | 5.7166 | 5.9429 | 5.9819 | 5.8711 | 5.8401 | 5.6804 | 5.5914 | 5.3905
DSO | 1 | 9 | 12 | 13 | 2025 | Winter | S, [%] | 0 | 2 | 22.97% | 21.66% | 21.17% | 21.24% | 21.32% | 22.15% | 24.14% | 24.67% | 24.85% | 25.57% | 25.63% | 25.95% | 25.25% | 25.17% | 24.64% | 24.5% | 24.52% | 25.49% | 25.66% | 25.19% | 25.05% | 24.37% | 23.99% | 23.12%
DSO | 1 | 9 | 13 | 12 | 2025 | Winter | S, [MVA] | 0 | 2 | 5.355 | 5.05 | 4.9343 | 4.9507 | 4.9689 | 5.163 | 5.6282 | 5.7515 | 5.7935 | 5.9617 | 5.9745 | 6.0485 | 5.8851 | 5.8677 | 5.7439 | 5.7105 | 5.7164 | 5.9427 | 5.9816 | 5.8708 | 5.8398 | 5.6801 | 5.5912 | 5.3902
DSO | 1 | 9 | 13 | 12 | 2025 | Winter | S, [%] | 0 | 2 | 22.97% | 21.66% | 21.17% | 21.24% | 21.31% | 22.15% | 24.14% | 24.67% | 24.85% | 25.57% | 25.63% | 25.95% | 25.25% | 25.17% | 24.64% | 24.5% | 24.52% | 25.49% | 25.66% | 25.18% | 25.05% | 24.37% | 23.98% | 23.12%
DSO | 1 | 10 | 13 | 8 | 2025 | Winter | P, [MW] | 0 | 2 | -0.0059886 | -0.0059886 | -0.0059886 | -0.0059886 | -0.0059886 | -0.0059886 | -0.0059886 | -0.0059886 | -0.0059886 | -0.0059886 | -0.0059886 | -0.0059886 | -0.0059886 | -0.0059886 | -0.0059886 | -0.0059886 | -0.0059886 | -0.0059886 | -0.0059886 | -0.0059886 | -0.0059886 | -0.0059886 | -0.0059886 | -0.0059886
DSO | 1 | 10 | 13 | 8 | 2025 | Winter | P, [%] | 0 | 2 | 0.02569% | 0.02569% | 0.02569% | 0.02569% | 0.02569% | 0.02569% | 0.02569% | 0.02569% | 0.02569% | 0.02569% | 0.02569% | 0.02569% | 0.02569% | 0.02569% | 0.02569% | 0.02569% | 0.02569% | 0.02569% | 0.02569% | 0.02569% | 0.02569% | 0.02569% | 0.02569% | 0.02569%
DSO | 1 | 10 | 8 | 13 | 2025 | Winter | P, [MW] | 0 | 2 | 0.0059886 | 0.0059886 | 0.0059886 | 0.0059886 | 0.0059886 | 0.0059886 | 0.0059886 | 0.0059886 | 0.0059886 | 0.0059886 | 0.0059886 | 0.0059886 | 0.0059886 | 0.0059886 | 0.0059886 | 0.0059886 | 0.0059886 | 0.0059886 | 0.0059886 | 0.0059886 | 0.0059886 | 0.0059886 | 0.0059886 | 0.0059886
DSO | 1 | 10 | 8 | 13 | 2025 | Winter | P, [%] | 0 | 2 | 0.02569% | 0.02569% | 0.02569% | 0.02569% | 0.02569% | 0.02569% | 0.02569% | 0.02569% | 0.02569% | 0.02569% | 0.02569% | 0.02569% | 0.02569% | 0.02569% | 0.02569% | 0.02569% | 0.02569% | 0.02569% | 0.02569% | 0.02569% | 0.02569% | 0.02569% | 0.02569% | 0.02569%
DSO | 1 | 10 | 13 | 8 | 2025 | Winter | Q, [MVAr] | 0 | 2 | 0.0040527 | 0.0040789 | 0.0040964 | 0.0040911 | 0.0040885 | 0.0040678 | 0.0040233 | 0.0040146 | 0.004005 | 0.003998 | 0.0039917 | 0.0039835 | 0.0039882 | 0.0039984 | 0.0040091 | 0.0040126 | 0.0040084 | 0.003967 | 0.0039327 | 0.0039691 | 0.0039756 | 0.0039982 | 0.0040115 | 0.0040362
DSO | 1 | 10 | 13 | 8 | 2025 | Winter | Q, [%] | 0 | 2 | 0.01738% | 0.0175% | 0.01757% | 0.01755% | 0.01754% | 0.01745% | 0.01726% | 0.01722% | 0.01718% | 0.01715% | 0.01712% | 0.01709% | 0.01711% | 0.01715% | 0.0172% | 0.01721% | 0.01719% | 0.01702% | 0.01687% | 0.01703% | 0.01705% | 0.01715% | 0.01721% | 0.01731%
DSO | 1 | 10 | 8 | 13 | 2025 | Winter | Q, [MVAr] | 0 | 2 | -0.0058559 | -0.0058558 | -0.0058559 | -0.0058559 | -0.0058559 | -0.0058559 | -0.0058559 | -0.005856 | -0.005856 | -0.005856 | -0.005856 | -0.005856 | -0.005856 | -0.005856 | -0.005856 | -0.005856 | -0.005856 | -0.005856 | -0.005856 | -0.0058561 | -0.005856 | -0.005856 | -0.0058559 | -0.0058559
DSO | 1 | 10 | 8 | 13 | 2025 | Winter | Q, [%] | 0 | 2 | 0.02512% | 0.02512% | 0.02512% | 0.02512% | 0.02512% | 0.02512% | 0.02512% | 0.02512% | 0.02512% | 0.02512% | 0.02512% | 0.02512% | 0.02512% | 0.02512% | 0.02512% | 0.02512% | 0.02512% | 0.02512% | 0.02512% | 0.02512% | 0.02512% | 0.02512% | 0.02512% | 0.02512%
DSO | 1 | 10 | 13 | 8 | 2025 | Winter | S, [MVA] | 0 | 2 | 0.007231 | 0.0072457 | 0.0072556 | 0.0072526 | 0.0072511 | 0.0072395 | 0.0072146 | 0.0072097 | 0.0072044 | 0.0072005 | 0.007197 | 0.0071925 | 0.0071951 | 0.0072007 | 0.0072067 | 0.0072086 | 0.0072062 | 0.0071834 | 0.0071645 | 0.0071845 | 0.0071881 | 0.0072006 | 0.007208 | 0.0072218
DSO | 1 | 10 | 13 | 8 | 2025 | Winter | S, [%] | 0 | 2 | 0.03102% | 0.03108% | 0.03112% | 0.03111% | 0.03111% | 0.03106% | 0.03095% | 0.03093% | 0.0309% | 0.03089% | 0.03087% | 0.03085% | 0.03086% | 0.03089% | 0.03091% | 0.03092% | 0.03091% | 0.03081% | 0.03073% | 0.03082% | 0.03083% | 0.03089% | 0.03092% | 0.03098%
DSO | 1 | 10 | 8 | 13 | 2025 | Winter | S, [MVA] | 0 | 2 | 0.0083758 | 0.0083758 | 0.0083758 | 0.0083759 | 0.0083759 | 0.0083758 | 0.0083759 | 0.0083759 | 0.0083759 | 0.0083759 | 0.0083759 | 0.0083759 | 0.0083759 | 0.0083759 | 0.0083759 | 0.0083759 | 0.0083759 | 0.0083759 | 0.0083759 | 0.0083759 | 0.0083759 | 0.0083759 | 0.0083759 | 0.0083759
DSO | 1 | 10 | 8 | 13 | 2025 | Winter | S, [%] | 0 | 2 | 0.03593% | 0.03593% | 0.03593% | 0.03593% | 0.03593% | 0.03593% | 0.03593% | 0.03593% | 0.03593% | 0.03593% | 0.03593% | 0.03593% | 0.03593% | 0.03593% | 0.03593% | 0.03593% | 0.03593% | 0.03593% | 0.03593% | 0.03593% | 0.03593% | 0.03593% | 0.03593% | 0.03593%
DSO | 1 | 11 | 15 | 16 | 2025 | Winter | P, [MW] | 0 | 2 | 5.2203 | 4.9803 | 4.869 | 4.9031 | 4.9043 | 5.0696 | 5.4202 | 5.5154 | 5.5582 | 5.6781 | 5.6924 | 5.7488 | 5.6394 | 5.6157 | 5.5238 | 5.4993 | 5.5102 | 5.8388 | 6.2368 | 5.7748 | 5.6513 | 5.497 | 5.4204 | 5.2637
DSO | 1 | 11 | 15 | 16 | 2025 | Winter | P, [%] | 0 | 2 | 24.99% | 23.84% | 23.31% | 23.47% | 23.48% | 24.27% | 25.95% | 26.4% | 26.61% | 27.18% | 27.25% | 27.52% | 27% | 26.88% | 26.44% | 26.33% | 26.38% | 27.95% | 29.86% | 27.64% | 27.05% | 26.31% | 25.95% | 25.2%
DSO | 1 | 11 | 16 | 15 | 2025 | Winter | P, [MW] | 0 | 2 | -5.1745 | -4.9378 | -4.828 | -4.8617 | -4.8629 | -5.026 | -5.3719 | -5.4657 | -5.5081 | -5.6261 | -5.6403 | -5.696 | -5.5884 | -5.5647 | -5.4741 | -5.45 | -5.4608 | -5.7849 | -6.1765 | -5.7219 | -5.6003 | -5.448 | -5.3723 | -5.2177
DSO | 1 | 11 | 16 | 15 | 2025 | Winter | P, [%] | 0 | 2 | 24.77% | 23.64% | 23.11% | 23.27% | 23.28% | 24.06% | 25.72% | 26.16% | 26.37% | 26.93% | 27% | 27.27% | 26.75% | 26.64% | 26.2% | 26.09% | 26.14% | 27.69% | 29.57% | 27.39% | 26.81% | 26.08% | 25.72% | 24.98%
DSO | 1 | 11 | 15 | 16 | 2025 | Winter | Q, [MVAr] | 0 | 2 | -1.0085 | -1.0451 | -1.0124 | -1.0002 | -1.0027 | -1.006 | -0.98925 | -0.97901 | -0.95908 | -0.94916 | -0.95382 | -0.94497 | -0.95042 | -0.96634 | -0.99412 | -0.98212 | -0.97096 | -0.90927 | -0.92234 | -0.92653 | -0.9735 | -0.9756 | -1.0014 | -1.0014
DSO | 1 | 11 | 15 | 16 | 2025 | Winter | Q, [%] | 0 | 2 | 4.828% | 5.003% | 4.847% | 4.788% | 4.8% | 4.816% | 4.736% | 4.687% | 4.591% | 4.544% | 4.566% | 4.524% | 4.55% | 4.626% | 4.759% | 4.701% | 4.648% | 4.353% | 4.415% | 4.435% | 4.66% | 4.67% | 4.794% | 4.794%
DSO | 1 | 11 | 16 | 15 | 2025 | Winter | Q, [MVAr] | 0 | 2 | 1.0437 | 1.0764 | 1.0419 | 1.03 | 1.0325 | 1.0385 | 1.0276 | 1.0191 | 0.99959 | 0.99215 | 0.99683 | 0.98888 | 0.99196 | 1.0079 | 1.0342 | 1.0217 | 1.0106 | 0.95446 | 0.97588 | 0.97029 | 1.0148 | 1.0144 | 1.0392 | 1.0367
DSO | 1 | 11 | 16 | 15 | 2025 | Winter | Q, [%] | 0 | 2 | 4.996% | 5.153% | 4.987% | 4.931% | 4.943% | 4.971% | 4.919% | 4.878% | 4.785% | 4.749% | 4.772% | 4.734% | 4.749% | 4.825% | 4.951% | 4.891% | 4.838% | 4.569% | 4.672% | 4.645% | 4.858% | 4.856% | 4.975% | 4.963%
DSO | 1 | 11 | 15 | 16 | 2025 | Winter | S, [MVA] | 0 | 2 | 5.3168 | 5.0888 | 4.9731 | 5.0041 | 5.0057 | 5.1685 | 5.5097 | 5.6016 | 5.6404 | 5.7568 | 5.7717 | 5.8259 | 5.719 | 5.6982 | 5.6126 | 5.5863 | 5.5951 | 5.9092 | 6.3047 | 5.8486 | 5.7345 | 5.5829 | 5.5121 | 5.3581
DSO | 1 | 11 | 15 | 16 | 2025 | Winter | S, [%] | 0 | 2 | 25.45% | 24.36% | 23.81% | 23.95% | 23.96% | 24.74% | 26.38% | 26.82% | 27% | 27.56% | 27.63% | 27.89% | 27.38% | 27.28% | 26.87% | 26.74% | 26.78% | 28.29% | 30.18% | 28% | 27.45% | 26.73% | 26.39% | 25.65%
DSO | 1 | 11 | 16 | 15 | 2025 | Winter | S, [MVA] | 0 | 2 | 5.2787 | 5.0537 | 4.9391 | 4.9696 | 4.9713 | 5.1322 | 5.4693 | 5.5599 | 5.5981 | 5.7129 | 5.7277 | 5.7812 | 5.6757 | 5.6553 | 5.5709 | 5.5449 | 5.5535 | 5.8631 | 6.2532 | 5.8036 | 5.6915 | 5.5417 | 5.4719 | 5.3197
DSO | 1 | 11 | 16 | 15 | 2025 | Winter | S, [%] | 0 | 2 | 25.27% | 24.19% | 23.64% | 23.79% | 23.8% | 24.57% | 26.18% | 26.62% | 26.8% | 27.35% | 27.42% | 27.67% | 27.17% | 27.07% | 26.67% | 26.54% | 26.59% | 28.07% | 29.93% | 27.78% | 27.25% | 26.53% | 26.19% | 25.47%
DSO | 1 | 13 | 16 | 18 | 2025 | Winter | P, [MW] | 0 | 2 | 4.3703 | 4.2609 | 4.1443 | 4.2083 | 4.25 | 4.327 | 4.4814 | 4.5114 | 4.5309 | 4.5675 | 4.5803 | 4.6076 | 4.572 | 4.5538 | 4.5149 | 4.5047 | 4.5114 | 4.509 | 4.7887 | 4.5702 | 4.5771 | 4.5274 | 4.4908 | 4.4138
DSO | 1 | 13 | 16 | 18 | 2025 | Winter | P, [%] | 0 | 2 | 18.75% | 18.28% | 17.78% | 18.05% | 18.23% | 18.56% | 19.22% | 19.35% | 19.44% | 19.59% | 19.65% | 19.76% | 19.61% | 19.53% | 19.37% | 19.32% | 19.35% | 19.34% | 20.54% | 19.6% | 19.63% | 19.42% | 19.26% | 18.93%
DSO | 1 | 13 | 18 | 16 | 2025 | Winter | P, [MW] | 0 | 2 | -4.3694 | -4.2601 | -4.1436 | -4.2075 | -4.2492 | -4.3262 | -4.4805 | -4.5105 | -4.53 | -4.5666 | -4.5795 | -4.6067 | -4.5711 | -4.5529 | -4.514 | -4.5039 | -4.5105 | -4.5081 | -4.7878 | -4.5693 | -4.5763 | -4.5265 | -4.4899 | -4.413
DSO | 1 | 13 | 18 | 16 | 2025 | Winter | P, [%] | 0 | 2 | 18.74% | 18.27% | 17.77% | 18.05% | 18.23% | 18.56% | 19.22% | 19.35% | 19.43% | 19.59% | 19.64% | 19.76% | 19.61% | 19.53% | 19.36% | 19.32% | 19.35% | 19.34% | 20.54% | 19.6% | 19.63% | 19.42% | 19.26% | 18.93%
DSO | 1 | 13 | 16 | 18 | 2025 | Winter | Q, [MVAr] | 0 | 2 | -0.41129 | -0.41672 | -0.40621 | -0.40165 | -0.40268 | -0.41154 | -0.41821 | -0.41717 | -0.41335 | -0.40705 | -0.40761 | -0.40369 | -0.40038 | -0.40214 | -0.40763 | -0.40533 | -0.41328 | -0.46126 | -0.46342 | -0.41699 | -0.42165 | -0.41596 | -0.42063 | -0.41774
DSO | 1 | 13 | 16 | 18 | 2025 | Winter | Q, [%] | 0 | 2 | 1.764% | 1.788% | 1.742% | 1.723% | 1.727% | 1.765% | 1.794% | 1.79% | 1.773% | 1.746% | 1.749% | 1.732% | 1.718% | 1.725% | 1.749% | 1.739% | 1.773% | 1.979% | 1.988% | 1.789% | 1.809% | 1.784% | 1.804% | 1.792%
DSO | 1 | 13 | 18 | 16 | 2025 | Winter | Q, [MVAr] | 0 | 2 | 0.39172 | 0.39742 | 0.38708 | 0.38248 | 0.38349 | 0.39213 | 0.39833 | 0.3972 | 0.39327 | 0.3869 | 0.38739 | 0.38339 | 0.38012 | 0.382 | 0.38759 | 0.38533 | 0.39324 | 0.44076 | 0.44263 | 0.39652 | 0.40125 | 0.39581 | 0.40062 | 0.39799
DSO | 1 | 13 | 18 | 16 | 2025 | Winter | Q, [%] | 0 | 2 | 1.68% | 1.705% | 1.66% | 1.641% | 1.645% | 1.682% | 1.709% | 1.704% | 1.687% | 1.66% | 1.662% | 1.645% | 1.631% | 1.639% | 1.663% | 1.653% | 1.687% | 1.891% | 1.899% | 1.701% | 1.721% | 1.698% | 1.719% | 1.707%
DSO | 1 | 13 | 16 | 18 | 2025 | Winter | S, [MVA] | 0 | 2 | 4.3896 | 4.2813 | 4.1642 | 4.2274 | 4.269 | 4.3465 | 4.5008 | 4.5307 | 4.5497 | 4.5856 | 4.5984 | 4.6252 | 4.5895 | 4.5715 | 4.5333 | 4.5229 | 4.5302 | 4.5325 | 4.8111 | 4.5891 | 4.5965 | 4.5465 | 4.5104 | 4.4335
DSO | 1 | 13 | 16 | 18 | 2025 | Winter | S, [%] | 0 | 2 | 18.83% | 18.37% | 17.86% | 18.13% | 18.31% | 18.65% | 19.31% | 19.44% | 19.52% | 19.67% | 19.73% | 19.84% | 19.69% | 19.61% | 19.45% | 19.4% | 19.43% | 19.44% | 20.64% | 19.69% | 19.72% | 19.5% | 19.35% | 19.02%
DSO | 1 | 13 | 18 | 16 | 2025 | Winter | S, [MVA] | 0 | 2 | 4.3869 | 4.2786 | 4.1616 | 4.2248 | 4.2664 | 4.3439 | 4.4982 | 4.528 | 4.5471 | 4.5829 | 4.5958 | 4.6226 | 4.5869 | 4.5689 | 4.5306 | 4.5203 | 4.5276 | 4.5296 | 4.8082 | 4.5865 | 4.5938 | 4.5438 | 4.5077 | 4.4309
DSO | 1 | 13 | 18 | 16 | 2025 | Winter | S, [%] | 0 | 2 | 18.82% | 18.35% | 17.85% | 18.12% | 18.3% | 18.63% | 19.3% | 19.42% | 19.51% | 19.66% | 19.71% | 19.83% | 19.68% | 19.6% | 19.44% | 19.39% | 19.42% | 19.43% | 20.63% | 19.67% | 19.71% | 19.49% | 19.34% | 19.01%
DSO | 1 | 14 | 18 | 19 | 2025 | Winter | P, [MW] | 0 | 2 | 4.3754 | 4.2661 | 4.1496 | 4.2135 | 4.2552 | 4.3322 | 4.4865 | 4.5165 | 4.536 | 4.5726 | 4.5854 | 4.6127 | 4.5771 | 4.5589 | 4.52 | 4.5098 | 4.5165 | 4.5141 | 4.7937 | 4.5753 | 4.5822 | 4.5325 | 4.4959 | 4.419
DSO | 1 | 14 | 18 | 19 | 2025 | Winter | P, [%] | 0 | 2 | 20.95% | 20.42% | 19.86% | 20.17% | 20.37% | 20.74% | 21.48% | 21.62% | 21.71% | 21.89% | 21.95% | 22.08% | 21.91% | 21.82% | 21.64% | 21.59% | 21.62% | 21.61% | 22.95% | 21.9% | 21.94% | 21.7% | 21.52% | 21.15%
DSO | 1 | 14 | 19 | 18 | 2025 | Winter | P, [MW] | 0 | 2 | -4.3352 | -4.2273 | -4.1125 | -4.1754 | -4.2164 | -4.2924 | -4.4449 | -4.4746 | -4.494 | -4.53 | -4.5428 | -4.5697 | -4.5347 | -4.5166 | -4.4782 | -4.4681 | -4.4747 | -4.4732 | -4.7484 | -4.5333 | -4.54 | -4.4907 | -4.4544 | -4.3783
DSO | 1 | 14 | 19 | 18 | 2025 | Winter | P, [%] | 0 | 2 | 20.75% | 20.24% | 19.69% | 19.99% | 20.18% | 20.55% | 21.28% | 21.42% | 21.51% | 21.69% | 21.75% | 21.88% | 21.71% | 21.62% | 21.44% | 21.39% | 21.42% | 21.41% | 22.73% | 21.7% | 21.73% | 21.5% | 21.32% | 20.96%
DSO | 1 | 14 | 18 | 19 | 2025 | Winter | Q, [MVAr] | 0 | 2 | -0.39758 | -0.40328 | -0.39294 | -0.38834 | -0.38935 | -0.39799 | -0.40419 | -0.40306 | -0.39913 | -0.39276 | -0.39325 | -0.38925 | -0.38598 | -0.38786 | -0.39345 | -0.39119 | -0.3991 | -0.44662 | -0.44849 | -0.40238 | -0.40711 | -0.40167 | -0.40648 | -0.40385
DSO | 1 | 14 | 18 | 19 | 2025 | Winter | Q, [%] | 0 | 2 | 1.903% | 1.931% | 1.881% | 1.859% | 1.864% | 1.905% | 1.935% | 1.929% | 1.911% | 1.88% | 1.883% | 1.863% | 1.848% | 1.857% | 1.883% | 1.873% | 1.91% | 2.138% | 2.147% | 1.926% | 1.949% | 1.923% | 1.946% | 1.933%
DSO | 1 | 14 | 19 | 18 | 2025 | Winter | Q, [MVAr] | 0 | 2 | 0.41807 | 0.42235 | 0.40994 | 0.40666 | 0.40858 | 0.41814 | 0.42601 | 0.4252 | 0.42127 | 0.41546 | 0.41596 | 0.41222 | 0.40828 | 0.41021 | 0.41538 | 0.41304 | 0.42091 | 0.46649 | 0.47388 | 0.42376 | 0.42897 | 0.42338 | 0.42796 | 0.42462
DSO | 1 | 14 | 19 | 18 | 2025 | Winter | Q, [%] | 0 | 2 | 2.001% | 2.022% | 1.962% | 1.947% | 1.956% | 2.002% | 2.039% | 2.035% | 2.017% | 1.989% | 1.991% | 1.973% | 1.954% | 1.964% | 1.988% | 1.977% | 2.015% | 2.233% | 2.268% | 2.029% | 2.053% | 2.027% | 2.049% | 2.033%
DSO | 1 | 14 | 18 | 19 | 2025 | Winter | S, [MVA] | 0 | 2 | 4.3934 | 4.2851 | 4.1681 | 4.2313 | 4.2729 | 4.3504 | 4.5047 | 4.5345 | 4.5536 | 4.5894 | 4.6023 | 4.6291 | 4.5934 | 4.5754 | 4.5371 | 4.5268 | 4.5341 | 4.5361 | 4.8147 | 4.5929 | 4.6003 | 4.5503 | 4.5142 | 4.4374
DSO | 1 | 14 | 18 | 19 | 2025 | Winter | S, [%] | 0 | 2 | 21.03% | 20.51% | 19.95% | 20.26% | 20.45% | 20.83% | 21.56% | 21.71% | 21.8% | 21.97% | 22.03% | 22.16% | 21.99% | 21.9% | 21.72% | 21.67% | 21.7% | 21.71% | 23.05% | 21.99% | 22.02% | 21.78% | 21.61% | 21.24%
DSO | 1 | 14 | 19 | 18 | 2025 | Winter | S, [MVA] | 0 | 2 | 4.3553 | 4.2484 | 4.1329 | 4.1951 | 4.2361 | 4.3128 | 4.4653 | 4.4948 | 4.5137 | 4.549 | 4.5618 | 4.5882 | 4.5531 | 4.5352 | 4.4974 | 4.4872 | 4.4945 | 4.4974 | 4.772 | 4.553 | 4.5602 | 4.5106 | 4.4749 | 4.3989
DSO | 1 | 14 | 19 | 18 | 2025 | Winter | S, [%] | 0 | 2 | 20.85% | 20.34% | 19.78% | 20.08% | 20.28% | 20.65% | 21.38% | 21.52% | 21.61% | 21.78% | 21.84% | 21.96% | 21.8% | 21.71% | 21.53% | 21.48% | 21.52% | 21.53% | 22.84% | 21.8% | 21.83% | 21.59% | 21.42% | 21.06%
DSO | 1 | 15 | 21 | 10 | 2025 | Winter | P, [MW] | 0 | 2 | -4.9329 | -4.0471 | -3.7891 | -3.8133 | -3.8467 | -4.3564 | -5.6747 | -6.0657 | -6.1499 | -6.7197 | -6.7073 | -6.911 | -6.3591 | -6.3747 | -5.9934 | -5.9118 | -5.9018 | -6.4077 | -6.2988 | -6.1796 | -6.0834 | -5.6849 | -5.4553 | -4.9454
DSO | 1 | 15 | 21 | 10 | 2025 | Winter | P, [%] | 0 | 2 | 19.4% | 15.91% | 14.9% | 14.99% | 15.13% | 17.13% | 22.31% | 23.85% | 24.18% | 26.42% | 26.37% | 27.18% | 25.01% | 25.07% | 23.57% | 23.25% | 23.21% | 25.2% | 24.77% | 24.3% | 23.92% | 22.35% | 21.45% | 19.45%
DSO | 1 | 15 | 10 | 21 | 2025 | Winter | P, [MW] | 0 | 2 | 4.9443 | 4.055 | 3.796 | 3.8203 | 3.8538 | 4.3653 | 5.6894 | 6.0824 | 6.1671 | 6.74 | 6.7275 | 6.9324 | 6.3772 | 6.393 | 6.0097 | 5.9277 | 5.9176 | 6.4259 | 6.3161 | 6.1966 | 6.0999 | 5.6995 | 5.4689 | 4.9567
DSO | 1 | 15 | 10 | 21 | 2025 | Winter | P, [%] | 0 | 2 | 19.44% | 15.95% | 14.93% | 15.02% | 15.15% | 17.17% | 22.37% | 23.92% | 24.25% | 26.5% | 26.45% | 27.26% | 25.08% | 25.14% | 23.63% | 23.31% | 23.27% | 25.27% | 24.84% | 24.37% | 23.99% | 22.41% | 21.5% | 19.49%
DSO | 1 | 15 | 21 | 10 | 2025 | Winter | Q, [MVAr] | 0 | 2 | 0.16009 | 0.35821 | 0.23723 | 0.148 | 0.1614 | 0.1893 | 0.063409 | 0.0049355 | -0.13716 | -0.20659 | -0.20404 | -0.27673 | -0.28451 | -0.17194 | 0.0024645 | -0.058914 | -0.08465 | -0.22407 | -0.2517 | -0.35604 | -0.12667 | -0.091355 | 0.076352 | 0.10711
DSO | 1 | 15 | 21 | 10 | 2025 | Winter | Q, [%] | 0 | 2 | 0.6295% | 1.409% | 0.9329% | 0.582% | 0.6347% | 0.7444% | 0.2493% | 0.01941% | 0.5393% | 0.8124% | 0.8023% | 1.088% | 1.119% | 0.6761% | 0.009691% | 0.2317% | 0.3329% | 0.8811% | 0.9897% | 1.4% | 0.4981% | 0.3592% | 0.3002% | 0.4212%
DSO | 1 | 15 | 10 | 21 | 2025 | Winter | Q, [MVAr] | 0 | 2 | -0.63356 | -0.82739 | -0.7026 | -0.6148 | -0.62881 | -0.6607 | -0.54199 | -0.4842 | -0.34444 | -0.27419 | -0.27857 | -0.20711 | -0.2008 | -0.31043 | -0.48358 | -0.42164 | -0.39713 | -0.26682 | -0.24919 | -0.13542 | -0.36333 | -0.39418 | -0.55909 | -0.58506
DSO | 1 | 15 | 10 | 21 | 2025 | Winter | Q, [%] | 0 | 2 | 2.491% | 3.253% | 2.763% | 2.418% | 2.473% | 2.598% | 2.131% | 1.904% | 1.354% | 1.078% | 1.095% | 0.8144% | 0.7896% | 1.221% | 1.902% | 1.658% | 1.562% | 1.049% | 0.9799% | 0.5325% | 1.429% | 1.55% | 2.198% | 2.301%
DSO | 1 | 15 | 21 | 10 | 2025 | Winter | S, [MVA] | 0 | 2 | 4.9355 | 4.0629 | 3.7965 | 3.8162 | 3.8501 | 4.3605 | 5.675 | 6.0657 | 6.1515 | 6.7228 | 6.7104 | 6.9165 | 6.3654 | 6.377 | 5.9934 | 5.9121 | 5.9024 | 6.4116 | 6.3038 | 6.1899 | 6.0848 | 5.6857 | 5.4558 | 4.9466
DSO | 1 | 15 | 21 | 10 | 2025 | Winter | S, [%] | 0 | 2 | 19.41% | 15.98% | 14.93% | 15.01% | 15.14% | 17.15% | 22.32% | 23.85% | 24.19% | 26.44% | 26.39% | 27.2% | 25.03% | 25.08% | 23.57% | 23.25% | 23.21% | 25.21% | 24.79% | 24.34% | 23.93% | 22.36% | 21.45% | 19.45%
DSO | 1 | 15 | 10 | 21 | 2025 | Winter | S, [MVA] | 0 | 2 | 4.9847 | 4.1385 | 3.8605 | 3.8694 | 3.9048 | 4.4151 | 5.7152 | 6.1017 | 6.1767 | 6.7456 | 6.7333 | 6.9355 | 6.3804 | 6.4005 | 6.0292 | 5.9427 | 5.9309 | 6.4314 | 6.321 | 6.198 | 6.1108 | 5.7131 | 5.4974 | 4.9911
DSO | 1 | 15 | 10 | 21 | 2025 | Winter | S, [%] | 0 | 2 | 19.6% | 16.27% | 15.18% | 15.22% | 15.35% | 17.36% | 22.47% | 23.99% | 24.29% | 26.53% | 26.48% | 27.27% | 25.09% | 25.17% | 23.71% | 23.37% | 23.32% | 25.29% | 24.86% | 24.37% | 24.03% | 22.47% | 21.62% | 19.63%
DSO | 1 | 16 | 23 | 27 | 2025 | Winter | P, [MW] | 0 | 2 | 3.4582 | 2.9851 | 2.8126 | 2.8281 | 2.8393 | 3.1025 | 3.6819 | 3.8346 | 3.8449 | 4.0754 | 4.0732 | 4.1761 | 3.9175 | 3.9369 | 3.7959 | 3.7553 | 3.7474 | 3.9511 | 3.9109 | 3.8371 | 3.8362 | 3.6809 | 3.6286 | 3.4134
DSO | 1 | 16 | 23 | 27 | 2025 | Winter | P, [%] | 0 | 2 | 10.02% | 8.649% | 8.149% | 8.194% | 8.227% | 8.989% | 10.67% | 11.11% | 11.14% | 11.81% | 11.8% | 12.1% | 11.35% | 11.41% | 11% | 10.88% | 10.86% | 11.45% | 11.33% | 11.12% | 11.12% | 10.67% | 10.51% | 9.89%
DSO | 1 | 16 | 27 | 23 | 2025 | Winter | P, [MW] | 0 | 2 | -3.4562 | -2.9836 | -2.8113 | -2.8267 | -2.8379 | -3.1009 | -3.6796 | -3.8321 | -3.8424 | -4.0726 | -4.0704 | -4.1732 | -3.9149 | -3.9343 | -3.7935 | -3.753 | -3.745 | -3.9485 | -3.9085 | -3.8346 | -3.8338 | -3.6786 | -3.6264 | -3.4115
DSO | 1 | 16 | 27 | 23 | 2025 | Winter | P, [%] | 0 | 2 | 10.01% | 8.645% | 8.145% | 8.19% | 8.223% | 8.985% | 10.66% | 11.1% | 11.13% | 11.8% | 11.79% | 12.09% | 11.34% | 11.4% | 10.99% | 10.87% | 10.85% | 11.44% | 11.32% | 11.11% | 11.11% | 10.66% | 10.51% | 9.885%
DSO | 1 | 16 | 23 | 27 | 2025 | Winter | Q, [MVAr] | 0 | 2 | 0.41368 | 0.18867 | 0.23707 | 0.29511 | 0.29448 | 0.33213 | 0.51434 | 0.56694 | 0.62716 | 0.70964 | 0.7066 | 0.76266 | 0.71035 | 0.66353 | 0.56095 | 0.58219 | 0.59043 | 0.70639 | 0.72511 | 0.78981 | 0.63473 | 0.58433 | 0.49788 | 0.43241
DSO | 1 | 16 | 23 | 27 | 2025 | Winter | Q, [%] | 0 | 2 | 1.199% | 0.5466% | 0.6869% | 0.8551% | 0.8532% | 0.9623% | 1.49% | 1.643% | 1.817% | 2.056% | 2.047% | 2.21% | 2.058% | 1.923% | 1.625% | 1.687% | 1.711% | 2.047% | 2.101% | 2.288% | 1.839% | 1.693% | 1.443% | 1.253%
DSO | 1 | 16 | 27 | 23 | 2025 | Winter | Q, [MVAr] | 0 | 2 | -0.588 | -0.36097 | -0.40788 | -0.46642 | -0.46605 | -0.50545 | -0.69125 | -0.74447 | -0.80564 | -0.88841 | -0.88601 | -0.94271 | -0.89037 | -0.84251 | -0.73909 | -0.76005 | -0.76872 | -0.88847 | -0.91069 | -0.97186 | -0.81615 | -0.76375 | -0.67605 | -0.60842
DSO | 1 | 16 | 27 | 23 | 2025 | Winter | Q, [%] | 0 | 2 | 1.704% | 1.046% | 1.182% | 1.351% | 1.35% | 1.464% | 2.003% | 2.157% | 2.334% | 2.574% | 2.567% | 2.731% | 2.58% | 2.441% | 2.141% | 2.202% | 2.227% | 2.574% | 2.639% | 2.816% | 2.365% | 2.213% | 1.959% | 1.763%
DSO | 1 | 16 | 23 | 27 | 2025 | Winter | S, [MVA] | 0 | 2 | 3.4829 | 2.9911 | 2.8226 | 2.8435 | 2.8545 | 3.1203 | 3.7177 | 3.8763 | 3.8957 | 4.1367 | 4.134 | 4.2452 | 3.9814 | 3.9924 | 3.8371 | 3.8002 | 3.7936 | 4.0137 | 3.9776 | 3.9175 | 3.8884 | 3.727 | 3.6626 | 3.4407
DSO | 1 | 16 | 23 | 27 | 2025 | Winter | S, [%] | 0 | 2 | 10.09% | 8.666% | 8.178% | 8.239% | 8.271% | 9.041% | 10.77% | 11.23% | 11.29% | 11.99% | 11.98% | 12.3% | 11.54% | 11.57% | 11.12% | 11.01% | 10.99% | 11.63% | 11.52% | 11.35% | 11.27% | 10.8% | 10.61% | 9.969%
DSO | 1 | 16 | 27 | 23 | 2025 | Winter | S, [MVA] | 0 | 2 | 3.5059 | 3.0053 | 2.8407 | 2.8649 | 2.8759 | 3.1418 | 3.744 | 3.9038 | 3.926 | 4.1684 | 4.1658 | 4.2784 | 4.0149 | 4.0235 | 3.8648 | 3.8292 | 3.8231 | 4.0473 | 4.0132 | 3.9558 | 3.9197 | 3.7571 | 3.6889 | 3.4653
DSO | 1 | 16 | 27 | 23 | 2025 | Winter | S, [%] | 0 | 2 | 10.16% | 8.708% | 8.231% | 8.301% | 8.333% | 9.103% | 10.85% | 11.31% | 11.38% | 12.08% | 12.07% | 12.4% | 11.63% | 11.66% | 11.2% | 11.09% | 11.08% | 11.73% | 11.63% | 11.46% | 11.36% | 10.89% | 10.69% | 10.04%
DSO | 1 | 17 | 25 | 23 | 2025 | Winter | P, [MW] | 0 | 2 | -1.4437 | -1.3233 | -1.2533 | -1.2201 | -1.1982 | -1.2272 | -1.598 | -1.6451 | -1.6434 | -1.7533 | -1.7713 | -1.9026 | -1.6725 | -1.6849 | -1.6441 | -1.6221 | -1.6162 | -1.6751 | -1.6901 | -1.6631 | -1.6648 | -1.6059 | -1.5727 | -1.3729
DSO | 1 | 17 | 25 | 23 | 2025 | Winter | P, [%] | 0 | 2 | 4.183% | 3.834% | 3.631% | 3.535% | 3.472% | 3.556% | 4.63% | 4.766% | 4.762% | 5.08% | 5.132% | 5.513% | 4.846% | 4.882% | 4.764% | 4.7% | 4.683% | 4.854% | 4.897% | 4.819% | 4.824% | 4.653% | 4.557% | 3.978%
DSO | 1 | 17 | 23 | 25 | 2025 | Winter | P, [MW] | 0 | 2 | 1.4441 | 1.3238 | 1.2537 | 1.2205 | 1.1986 | 1.2276 | 1.5986 | 1.6456 | 1.6439 | 1.7539 | 1.7719 | 1.9033 | 1.6731 | 1.6855 | 1.6447 | 1.6226 | 1.6167 | 1.6757 | 1.6907 | 1.6636 | 1.6654 | 1.6064 | 1.5732 | 1.3733
DSO | 1 | 17 | 23 | 25 | 2025 | Winter | P, [%] | 0 | 2 | 4.184% | 3.835% | 3.633% | 3.536% | 3.473% | 3.557% | 4.632% | 4.768% | 4.763% | 5.082% | 5.134% | 5.515% | 4.848% | 4.884% | 4.765% | 4.701% | 4.684% | 4.855% | 4.899% | 4.82% | 4.825% | 4.655% | 4.558% | 3.979%
DSO | 1 | 17 | 25 | 23 | 2025 | Winter | Q, [MVAr] | 0 | 2 | 0.49045 | 0.61996 | 0.58066 | 0.53873 | 0.53752 | 0.52645 | 0.34093 | 0.28667 | 0.25848 | 0.1906 | 0.19189 | 0.1413 | 0.21335 | 0.23835 | 0.31193 | 0.31252 | 0.31354 | 0.2451 | 0.28352 | 0.30688 | 0.32012 | 0.36147 | 0.42041 | 0.47975
DSO | 1 | 17 | 25 | 23 | 2025 | Winter | Q, [%] | 0 | 2 | 1.421% | 1.796% | 1.682% | 1.561% | 1.557% | 1.525% | 0.9878% | 0.8306% | 0.7489% | 0.5523% | 0.556% | 0.4094% | 0.6182% | 0.6906% | 0.9038% | 0.9055% | 0.9084% | 0.7101% | 0.8215% | 0.8892% | 0.9275% | 1.047% | 1.218% | 1.39%
DSO | 1 | 17 | 23 | 25 | 2025 | Winter | Q, [MVAr] | 0 | 2 | -0.70298 | -0.82927 | -0.78797 | -0.74673 | -0.74585 | -0.73729 | -0.5569 | -0.50366 | -0.47664 | -0.40953 | -0.41156 | -0.36184 | -0.43351 | -0.45727 | -0.52957 | -0.52977 | -0.5313 | -0.46776 | -0.51023 | -0.52932 | -0.54174 | -0.58043 | -0.63777 | -0.69428
DSO | 1 | 17 | 23 | 25 | 2025 | Winter | Q, [%] | 0 | 2 | 2.037% | 2.403% | 2.283% | 2.164% | 2.161% | 2.136% | 1.614% | 1.459% | 1.381% | 1.187% | 1.192% | 1.048% | 1.256% | 1.325% | 1.534% | 1.535% | 1.539% | 1.355% | 1.478% | 1.534% | 1.57% | 1.682% | 1.848% | 2.012%
DSO | 1 | 17 | 25 | 23 | 2025 | Winter | S, [MVA] | 0 | 2 | 1.5247 | 1.4613 | 1.3813 | 1.3337 | 1.3132 | 1.3353 | 1.634 | 1.6699 | 1.6636 | 1.7637 | 1.7816 | 1.9078 | 1.686 | 1.7017 | 1.6734 | 1.6519 | 1.6463 | 1.693 | 1.7137 | 1.6911 | 1.6953 | 1.6461 | 1.6279 | 1.4543
DSO | 1 | 17 | 25 | 23 | 2025 | Winter | S, [%] | 0 | 2 | 4.418% | 4.234% | 4.002% | 3.864% | 3.805% | 3.869% | 4.734% | 4.838% | 4.82% | 5.11% | 5.162% | 5.528% | 4.885% | 4.931% | 4.849% | 4.786% | 4.77% | 4.905% | 4.965% | 4.9% | 4.912% | 4.769% | 4.717% | 4.214%
DSO | 1 | 17 | 23 | 25 | 2025 | Winter | S, [MVA] | 0 | 2 | 1.6062 | 1.5621 | 1.4808 | 1.4308 | 1.4117 | 1.432 | 1.6928 | 1.721 | 1.7116 | 1.8011 | 1.8191 | 1.9374 | 1.7283 | 1.7464 | 1.7278 | 1.7069 | 1.7018 | 1.7397 | 1.766 | 1.7458 | 1.7512 | 1.7081 | 1.6976 | 1.5388
DSO | 1 | 17 | 23 | 25 | 2025 | Winter | S, [%] | 0 | 2 | 4.654% | 4.526% | 4.29% | 4.146% | 4.09% | 4.149% | 4.905% | 4.986% | 4.959% | 5.219% | 5.271% | 5.613% | 5.008% | 5.06% | 5.006% | 4.946% | 4.931% | 5.041% | 5.117% | 5.058% | 5.074% | 4.949% | 4.919% | 4.459%
DSO | 1 | 18 | 25 | 10 | 2025 | Winter | P, [MW] | 0 | 2 | -3.6538 | -3.1151 | -2.9216 | -2.8511 | -2.802 | -3.0242 | -4.6028 | -5.1054 | -5.2154 | -5.9619 | -5.9493 | -6.1982 | -5.4748 | -5.5066 | -5.0167 | -4.9086 | -4.8881 | -5.4695 | -5.29 | -5.188 | -5.0815 | -4.5852 | -4.2965 | -3.7081
DSO | 1 | 18 | 25 | 10 | 2025 | Winter | P, [%] | 0 | 2 | 14.37% | 12.25% | 11.49% | 11.21% | 11.02% | 11.89% | 18.1% | 20.08% | 20.51% | 23.44% | 23.39% | 24.37% | 21.53% | 21.65% | 19.73% | 19.3% | 19.22% | 21.51% | 20.8% | 20.4% | 19.98% | 18.03% | 16.89% | 14.58%
DSO | 1 | 18 | 10 | 25 | 2025 | Winter | P, [MW] | 0 | 2 | 3.659 | 3.1194 | 2.9254 | 2.8546 | 2.8055 | 3.0281 | 4.6103 | 5.1144 | 5.2245 | 5.9735 | 5.9608 | 6.2106 | 5.4845 | 5.5166 | 5.0254 | 4.9169 | 4.8962 | 5.4792 | 5.299 | 5.1968 | 5.0902 | 4.5924 | 4.3032 | 3.7133
DSO | 1 | 18 | 10 | 25 | 2025 | Winter | P, [%] | 0 | 2 | 14.39% | 12.27% | 11.5% | 11.23% | 11.03% | 11.91% | 18.13% | 20.11% | 20.54% | 23.49% | 23.44% | 24.42% | 21.57% | 21.69% | 19.76% | 19.33% | 19.25% | 21.55% | 20.84% | 20.43% | 20.02% | 18.06% | 16.92% | 14.6%
DSO | 1 | 18 | 25 | 10 | 2025 | Winter | Q, [MVAr] | 0 | 2 | 1.4989 | 1.6874 | 1.588 | 1.4855 | 1.4912 | 1.5042 | 1.3748 | 1.3072 | 1.1294 | 1.0669 | 1.0712 | 0.98623 | 0.96456 | 1.1059 | 1.313 | 1.2414 | 1.2153 | 1.1043 | 1.1442 | 1.0919 | 1.2218 | 1.2362 | 1.4261 | 1.4394
DSO | 1 | 18 | 25 | 10 | 2025 | Winter | Q, [%] | 0 | 2 | 5.894% | 6.635% | 6.244% | 5.841% | 5.864% | 5.915% | 5.406% | 5.14% | 4.441% | 4.195% | 4.212% | 3.878% | 3.793% | 4.349% | 5.163% | 4.882% | 4.779% | 4.342% | 4.499% | 4.293% | 4.805% | 4.861% | 5.608% | 5.66%
DSO | 1 | 18 | 10 | 25 | 2025 | Winter | Q, [MVAr] | 0 | 2 | -1.8321 | -2.0162 | -1.9139 | -1.8127 | -1.819 | -1.8356 | -1.7116 | -1.6445 | -1.4684 | -1.4051 | -1.4106 | -1.3265 | -1.3062 | -1.4454 | -1.6516 | -1.5797 | -1.5545 | -1.4499 | -1.4969 | -1.438 | -1.5668 | -1.578 | -1.7659 | -1.7756
DSO | 1 | 18 | 10 | 25 | 2025 | Winter | Q, [%] | 0 | 2 | 7.204% | 7.928% | 7.526% | 7.128% | 7.153% | 7.218% | 6.731% | 6.467% | 5.774% | 5.525% | 5.547% | 5.216% | 5.136% | 5.683% | 6.494% | 6.212% | 6.113% | 5.701% | 5.886% | 5.654% | 6.161% | 6.205% | 6.944% | 6.982%
DSO | 1 | 18 | 25 | 10 | 2025 | Winter | S, [MVA] | 0 | 2 | 3.9493 | 3.5428 | 3.3253 | 3.2148 | 3.1741 | 3.3777 | 4.8038 | 5.2701 | 5.3363 | 6.0566 | 6.045 | 6.2762 | 5.5591 | 5.6166 | 5.1857 | 5.0632 | 5.0369 | 5.5799 | 5.4123 | 5.3016 | 5.2264 | 4.7489 | 4.527 | 3.9776
DSO | 1 | 18 | 25 | 10 | 2025 | Winter | S, [%] | 0 | 2 | 15.53% | 13.93% | 13.08% | 12.64% | 12.48% | 13.28% | 18.89% | 20.72% | 20.98% | 23.82% | 23.77% | 24.68% | 21.86% | 22.09% | 20.39% | 19.91% | 19.81% | 21.94% | 21.28% | 20.85% | 20.55% | 18.67% | 17.8% | 15.64%
DSO | 1 | 18 | 10 | 25 | 2025 | Winter | S, [MVA] | 0 | 2 | 4.0921 | 3.7143 | 3.4959 | 3.3815 | 3.3436 | 3.5411 | 4.9178 | 5.3722 | 5.4269 | 6.1365 | 6.1255 | 6.3507 | 5.6379 | 5.7028 | 5.2898 | 5.1644 | 5.1371 | 5.6678 | 5.5064 | 5.3921 | 5.3258 | 4.856 | 4.6514 | 4.116
DSO | 1 | 18 | 10 | 25 | 2025 | Winter | S, [%] | 0 | 2 | 16.09% | 14.61% | 13.75% | 13.3% | 13.15% | 13.92% | 19.34% | 21.12% | 21.34% | 24.13% | 24.09% | 24.97% | 22.17% | 22.42% | 20.8% | 20.31% | 20.2% | 22.29% | 21.65% | 21.2% | 20.94% | 19.09% | 18.29% | 16.19%
DSO | 1 | 19 | 25 | 29 | 2025 | Winter | P, [MW] | 0 | 2 | 2.9654 | 2.8376 | 2.7914 | 2.8109 | 2.8242 | 2.9187 | 3.0381 | 3.0633 | 3.0801 | 3.1069 | 3.1155 | 3.1356 | 3.1109 | 3.0958 | 3.0694 | 3.0617 | 3.0684 | 3.1495 | 3.2025 | 3.1397 | 3.1254 | 3.0786 | 3.0518 | 2.989
DSO | 1 | 19 | 25 | 29 | 2025 | Winter | P, [%] | 0 | 2 | 14.2% | 13.58% | 13.36% | 13.46% | 13.52% | 13.97% | 14.54% | 14.66% | 14.74% | 14.87% | 14.91% | 15.01% | 14.89% | 14.82% | 14.69% | 14.66% | 14.69% | 15.08% | 15.33% | 15.03% | 14.96% | 14.74% | 14.61% | 14.31%
DSO | 1 | 19 | 29 | 25 | 2025 | Winter | P, [MW] | 0 | 2 | -2.9376 | -2.8117 | -2.7661 | -2.7854 | -2.7985 | -2.8916 | -3.0094 | -3.0343 | -3.051 | -3.0773 | -3.0859 | -3.1058 | -3.0815 | -3.0665 | -3.0404 | -3.0328 | -3.0394 | -3.1196 | -3.1723 | -3.1101 | -3.0958 | -3.0496 | -3.0231 | -2.961
DSO | 1 | 19 | 29 | 25 | 2025 | Winter | P, [%] | 0 | 2 | 14.06% | 13.46% | 13.24% | 13.33% | 13.4% | 13.84% | 14.41% | 14.53% | 14.61% | 14.73% | 14.77% | 14.87% | 14.75% | 14.68% | 14.55% | 14.52% | 14.55% | 14.93% | 15.19% | 14.89% | 14.82% | 14.6% | 14.47% | 14.17%
DSO | 1 | 19 | 25 | 29 | 2025 | Winter | Q, [MVAr] | 0 | 2 | -0.33152 | -0.34543 | -0.3264 | -0.31868 | -0.31717 | -0.31711 | -0.31637 | -0.31471 | -0.30994 | -0.30652 | -0.30893 | -0.30576 | -0.30556 | -0.3089 | -0.31354 | -0.3103 | -0.31001 | -0.30424 | -0.3011 | -0.28748 | -0.31165 | -0.31303 | -0.33568 | -0.33301
DSO | 1 | 19 | 25 | 29 | 2025 | Winter | Q, [%] | 0 | 2 | 1.587% | 1.654% | 1.562% | 1.526% | 1.518% | 1.518% | 1.514% | 1.507% | 1.484% | 1.467% | 1.479% | 1.464% | 1.463% | 1.479% | 1.501% | 1.485% | 1.484% | 1.456% | 1.441% | 1.376% | 1.492% | 1.498% | 1.607% | 1.594%
DSO | 1 | 19 | 29 | 25 | 2025 | Winter | Q, [MVAr] | 0 | 2 | 0.3155 | 0.3276 | 0.30824 | 0.30072 | 0.2994 | 0.30065 | 0.30066 | 0.2992 | 0.29434 | 0.29125 | 0.29356 | 0.29048 | 0.28988 | 0.29336 | 0.2979 | 0.29463 | 0.29429 | 0.28845 | 0.2849 | 0.2715 | 0.29571 | 0.29705 | 0.31976 | 0.31676
DSO | 1 | 19 | 29 | 25 | 2025 | Winter | Q, [%] | 0 | 2 | 1.51% | 1.568% | 1.476% | 1.44% | 1.433% | 1.439% | 1.439% | 1.432% | 1.409% | 1.394% | 1.405% | 1.391% | 1.388% | 1.404% | 1.426% | 1.41% | 1.409% | 1.381% | 1.364% | 1.3% | 1.416% | 1.422% | 1.531% | 1.516%
DSO | 1 | 19 | 25 | 29 | 2025 | Winter | S, [MVA] | 0 | 2 | 2.9839 | 2.8586 | 2.8104 | 2.8289 | 2.842 | 2.9359 | 3.0545 | 3.0794 | 3.0957 | 3.122 | 3.1308 | 3.1505 | 3.1259 | 3.1112 | 3.0854 | 3.0774 | 3.084 | 3.1641 | 3.2167 | 3.1528 | 3.1409 | 3.0945 | 3.0703 | 3.0075
DSO | 1 | 19 | 25 | 29 | 2025 | Winter | S, [%] | 0 | 2 | 14.28% | 13.68% | 13.45% | 13.54% | 13.6% | 14.05% | 14.62% | 14.74% | 14.82% | 14.94% | 14.99% | 15.08% | 14.96% | 14.89% | 14.77% | 14.73% | 14.76% | 15.15% | 15.4% | 15.09% | 15.04% | 14.81% | 14.7% | 14.4%
DSO | 1 | 19 | 29 | 25 | 2025 | Winter | S, [MVA] | 0 | 2 | 2.9545 | 2.8307 | 2.7832 | 2.8015 | 2.8144 | 2.9072 | 3.0244 | 3.049 | 3.0652 | 3.0911 | 3.0998 | 3.1193 | 3.0951 | 3.0805 | 3.0549 | 3.047 | 3.0536 | 3.1329 | 3.185 | 3.1219 | 3.1099 | 3.0641 | 3.0399 | 2.9779
DSO | 1 | 19 | 29 | 25 | 2025 | Winter | S, [%] | 0 | 2 | 14.14% | 13.55% | 13.32% | 13.41% | 13.47% | 13.92% | 14.48% | 14.6% | 14.67% | 14.8% | 14.84% | 14.93% | 14.82% | 14.75% | 14.62% | 14.59% | 14.62% | 15% | 15.25% | 14.94% | 14.89% | 14.67% | 14.55% | 14.26%
DSO | 1 | 20 | 27 | 21 | 2025 | Winter | P, [MW] | 0 | 2 | 1.7027 | 1.2923 | 1.1813 | 1.2338 | 1.2959 | 1.597 | 1.7755 | 1.7694 | 1.7673 | 1.767 | 1.7755 | 1.8379 | 1.7729 | 1.7662 | 1.7756 | 1.7729 | 1.7766 | 1.8096 | 1.847 | 1.7953 | 1.8047 | 1.7938 | 1.7753 | 1.6484
DSO | 1 | 20 | 27 | 21 | 2025 | Winter | P, [%] | 0 | 2 | 4.933% | 3.744% | 3.423% | 3.575% | 3.755% | 4.627% | 5.144% | 5.127% | 5.121% | 5.12% | 5.145% | 5.325% | 5.137% | 5.117% | 5.145% | 5.137% | 5.148% | 5.243% | 5.351% | 5.202% | 5.229% | 5.197% | 5.144% | 4.776%
DSO | 1 | 20 | 21 | 27 | 2025 | Winter | P, [MW] | 0 | 2 | -1.7016 | -1.2916 | -1.1807 | -1.2332 | -1.2952 | -1.596 | -1.7743 | -1.7682 | -1.7661 | -1.7658 | -1.7743 | -1.8366 | -1.7717 | -1.7649 | -1.7744 | -1.7717 | -1.7754 | -1.8084 | -1.8457 | -1.7941 | -1.8035 | -1.7926 | -1.7741 | -1.6474
DSO | 1 | 20 | 21 | 27 | 2025 | Winter | P, [%] | 0 | 2 | 4.93% | 3.742% | 3.421% | 3.573% | 3.753% | 4.624% | 5.141% | 5.123% | 5.117% | 5.116% | 5.141% | 5.321% | 5.133% | 5.114% | 5.141% | 5.133% | 5.144% | 5.24% | 5.348% | 5.198% | 5.225% | 5.194% | 5.14% | 4.773%
DSO | 1 | 20 | 27 | 21 | 2025 | Winter | Q, [MVAr] | 0 | 2 | 0.66758 | 0.50524 | 0.53884 | 0.57266 | 0.57883 | 0.62693 | 0.73594 | 0.76457 | 0.77145 | 0.81276 | 0.81163 | 0.83599 | 0.79738 | 0.79064 | 0.75512 | 0.75603 | 0.75984 | 0.83041 | 0.85642 | 0.88296 | 0.79053 | 0.75299 | 0.71564 | 0.66768
DSO | 1 | 20 | 27 | 21 | 2025 | Winter | Q, [%] | 0 | 2 | 1.934% | 1.464% | 1.561% | 1.659% | 1.677% | 1.816% | 2.132% | 2.215% | 2.235% | 2.355% | 2.352% | 2.422% | 2.31% | 2.291% | 2.188% | 2.191% | 2.202% | 2.406% | 2.481% | 2.558% | 2.29% | 2.182% | 2.074% | 1.935%
DSO | 1 | 20 | 21 | 27 | 2025 | Winter | Q, [MVAr] | 0 | 2 | -0.994 | -0.82736 | -0.8579 | -0.89262 | -0.89922 | -0.95075 | -1.0676 | -1.0978 | -1.1065 | -1.1491 | -1.1491 | -1.1748 | -1.1355 | -1.1269 | -1.0894 | -1.0897 | -1.0942 | -1.1723 | -1.2045 | -1.2245 | -1.1309 | -1.0893 | -1.0495 | -0.99718
DSO | 1 | 20 | 21 | 27 | 2025 | Winter | Q, [%] | 0 | 2 | 2.88% | 2.397% | 2.486% | 2.586% | 2.605% | 2.755% | 3.093% | 3.181% | 3.206% | 3.329% | 3.329% | 3.404% | 3.29% | 3.265% | 3.156% | 3.157% | 3.17% | 3.397% | 3.49% | 3.548% | 3.277% | 3.156% | 3.041% | 2.889%
DSO | 1 | 20 | 27 | 21 | 2025 | Winter | S, [MVA] | 0 | 2 | 1.8289 | 1.3875 | 1.2984 | 1.3602 | 1.4193 | 1.7157 | 1.922 | 1.9275 | 1.9284 | 1.9449 | 1.9523 | 2.0191 | 1.944 | 1.935 | 1.9295 | 1.9274 | 1.9323 | 1.9911 | 2.0359 | 2.0007 | 1.9703 | 1.9454 | 1.9141 | 1.7785
DSO | 1 | 20 | 27 | 21 | 2025 | Winter | S, [%] | 0 | 2 | 5.299% | 4.02% | 3.762% | 3.941% | 4.112% | 4.971% | 5.569% | 5.585% | 5.587% | 5.635% | 5.657% | 5.85% | 5.633% | 5.607% | 5.591% | 5.584% | 5.599% | 5.769% | 5.899% | 5.797% | 5.709% | 5.637% | 5.546% | 5.153%
DSO | 1 | 20 | 21 | 27 | 2025 | Winter | S, [MVA] | 0 | 2 | 1.9707 | 1.5339 | 1.4595 | 1.5223 | 1.5767 | 1.8577 | 2.0707 | 2.0813 | 2.0841 | 2.1067 | 2.1139 | 2.1802 | 2.1044 | 2.094 | 2.0822 | 2.08 | 2.0855 | 2.1551 | 2.204 | 2.1721 | 2.1287 | 2.0976 | 2.0612 | 1.9257
DSO | 1 | 20 | 21 | 27 | 2025 | Winter | S, [%] | 0 | 2 | 5.71% | 4.444% | 4.229% | 4.411% | 4.568% | 5.383% | 6% | 6.03% | 6.039% | 6.104% | 6.125% | 6.317% | 6.097% | 6.067% | 6.033% | 6.027% | 6.043% | 6.244% | 6.386% | 6.293% | 6.168% | 6.078% | 5.972% | 5.579%
DSO | 1 | 34 | 9 | 10 | 2025 | Winter | P, [MW] | 0 | 2 | 26.3319 | 23.3309 | 22.2547 | 22.0982 | 22.026 | 23.6299 | 30.5138 | 32.7627 | 33.2317 | 36.4663 | 36.4038 | 37.3128 | 34.3852 | 34.5183 | 32.3847 | 31.8725 | 31.8057 | 34.7415 | 34.4359 | 33.4078 | 32.8418 | 30.5075 | 29.2589 | 26.7226
DSO | 1 | 34 | 9 | 10 | 2025 | Winter | P, [%] | 0 | 2 | 32.91% | 29.16% | 27.82% | 27.62% | 27.53% | 29.54% | 38.14% | 40.95% | 41.54% | 45.58% | 45.5% | 46.64% | 42.98% | 43.15% | 40.48% | 39.84% | 39.76% | 43.43% | 43.04% | 41.76% | 41.05% | 38.13% | 36.57% | 33.4%
DSO | 1 | 34 | 10 | 9 | 2025 | Winter | P, [MW] | 0 | 2 | -26.296 | -23.3014 | -22.2276 | -22.0718 | -21.9998 | -23.6003 | -30.4672 | -32.7095 | -33.1776 | -36.4017 | -36.3397 | -37.2458 | -34.3281 | -34.4603 | -32.3329 | -31.8223 | -31.7559 | -34.6837 | -34.3801 | -33.3544 | -32.7897 | -30.4618 | -29.2161 | -26.6861
DSO | 1 | 34 | 10 | 9 | 2025 | Winter | P, [%] | 0 | 2 | 32.87% | 29.13% | 27.78% | 27.59% | 27.5% | 29.5% | 38.08% | 40.89% | 41.47% | 45.5% | 45.42% | 46.56% | 42.91% | 43.08% | 40.42% | 39.78% | 39.69% | 43.35% | 42.98% | 41.69% | 40.99% | 38.08% | 36.52% | 33.36%
DSO | 1 | 34 | 9 | 10 | 2025 | Winter | Q, [MVAr] | 0 | 2 | -4.0547 | -5.2195 | -4.92 | -4.5777 | -4.6505 | -4.5463 | -2.9701 | -2.3015 | -1.4602 | -0.57107 | -0.6166 | -0.10783 | -0.56504 | -1.1136 | -2.3758 | -2.1392 | -2.0286 | -1.0234 | -1.2401 | -0.98213 | -1.8432 | -2.296 | -3.3098 | -3.7626
DSO | 1 | 34 | 9 | 10 | 2025 | Winter | Q, [%] | 0 | 2 | 5.068% | 6.524% | 6.15% | 5.722% | 5.813% | 5.683% | 3.713% | 2.877% | 1.825% | 0.7138% | 0.7707% | 0.1348% | 0.7063% | 1.392% | 2.97% | 2.674% | 2.536% | 1.279% | 1.55% | 1.228% | 2.304% | 2.87% | 4.137% | 4.703%
DSO | 1 | 34 | 10 | 9 | 2025 | Winter | Q, [MVAr] | 0 | 2 | 5.095 | 6.0736 | 5.7034 | 5.3425 | 5.4105 | 5.4039 | 4.3201 | 3.8399 | 3.0259 | 2.4406 | 2.4737 | 2.0466 | 2.2188 | 2.7934 | 3.8755 | 3.5923 | 3.4712 | 2.696 | 2.8558 | 2.5302 | 3.352 | 3.6192 | 4.5485 | 4.8193
DSO | 1 | 34 | 10 | 9 | 2025 | Winter | Q, [%] | 0 | 2 | 6.369% | 7.592% | 7.129% | 6.678% | 6.763% | 6.755% | 5.4% | 4.8% | 3.782% | 3.051% | 3.092% | 2.558% | 2.774% | 3.492% | 4.844% | 4.49% | 4.339% | 3.37% | 3.57% | 3.163% | 4.19% | 4.524% | 5.686% | 6.024%
DSO | 1 | 34 | 9 | 10 | 2025 | Winter | S, [MVA] | 0 | 2 | 26.6423 | 23.9076 | 22.792 | 22.5674 | 22.5116 | 24.0633 | 30.658 | 32.8434 | 33.2637 | 36.4708 | 36.4091 | 37.3129 | 34.3899 | 34.5363 | 32.4718 | 31.9442 | 31.8703 | 34.7566 | 34.4582 | 33.4223 | 32.8935 | 30.5937 | 29.4455 | 26.9862
DSO | 1 | 34 | 9 | 10 | 2025 | Winter | S, [%] | 0 | 2 | 33.3% | 29.88% | 28.49% | 28.21% | 28.14% | 30.08% | 38.32% | 41.05% | 41.58% | 45.59% | 45.51% | 46.64% | 42.99% | 43.17% | 40.59% | 39.93% | 39.84% | 43.45% | 43.07% | 41.78% | 41.12% | 38.24% | 36.81% | 33.73%
DSO | 1 | 34 | 10 | 9 | 2025 | Winter | S, [MVA] | 0 | 2 | 26.7851 | 24.0799 | 22.9476 | 22.7092 | 22.6553 | 24.2111 | 30.7719 | 32.9341 | 33.3153 | 36.4834 | 36.4238 | 37.302 | 34.3997 | 34.5733 | 32.5644 | 32.0244 | 31.945 | 34.7884 | 34.4985 | 33.4502 | 32.9606 | 30.676 | 29.5681 | 27.1178
DSO | 1 | 34 | 10 | 9 | 2025 | Winter | S, [%] | 0 | 2 | 33.48% | 30.1% | 28.68% | 28.39% | 28.32% | 30.26% | 38.46% | 41.17% | 41.64% | 45.6% | 45.53% | 46.63% | 43% | 43.22% | 40.71% | 40.03% | 39.93% | 43.49% | 43.12% | 41.81% | 41.2% | 38.35% | 36.96% | 33.9%
DSO | 1 | 36 | 13 | 14 | 2025 | Winter | P, [MW] | 0 | 2 | 5.3384 | 5.024 | 4.9125 | 4.9318 | 4.9498 | 5.1445 | 5.616 | 5.7415 | 5.7866 | 5.9572 | 5.9699 | 6.0455 | 5.8813 | 5.8618 | 5.7337 | 5.7015 | 5.7079 | 5.9376 | 5.977 | 5.8684 | 5.8322 | 5.6713 | 5.5779 | 5.375
DSO | 1 | 36 | 13 | 14 | 2025 | Winter | P, [%] | 0 | 2 | 66.73% | 62.8% | 61.41% | 61.65% | 61.87% | 64.31% | 70.2% | 71.77% | 72.33% | 74.47% | 74.62% | 75.57% | 73.52% | 73.27% | 71.67% | 71.27% | 71.35% | 74.22% | 74.71% | 73.35% | 72.9% | 70.89% | 69.72% | 67.19%
DSO | 1 | 36 | 14 | 13 | 2025 | Winter | P, [MW] | 0 | 2 | -5.3157 | -5.0034 | -4.8926 | -4.9118 | -4.9297 | -5.1231 | -5.5915 | -5.7161 | -5.7611 | -5.9304 | -5.9431 | -6.0182 | -5.8554 | -5.8358 | -5.7085 | -5.6765 | -5.6829 | -5.9112 | -5.9502 | -5.8424 | -5.8065 | -5.6466 | -5.5537 | -5.3521
DSO | 1 | 36 | 14 | 13 | 2025 | Winter | P, [%] | 0 | 2 | 66.45% | 62.54% | 61.16% | 61.4% | 61.62% | 64.04% | 69.89% | 71.45% | 72.01% | 74.13% | 74.29% | 75.23% | 73.19% | 72.95% | 71.36% | 70.96% | 71.04% | 73.89% | 74.38% | 73.03% | 72.58% | 70.58% | 69.42% | 66.9%
DSO | 1 | 36 | 13 | 14 | 2025 | Winter | Q, [MVAr] | 0 | 2 | -0.56197 | -0.62828 | -0.58689 | -0.5618 | -0.5647 | -0.56936 | -0.5311 | -0.5127 | -0.47686 | -0.45254 | -0.45528 | -0.43503 | -0.43949 | -0.46659 | -0.51377 | -0.49807 | -0.49298 | -0.45922 | -0.45529 | -0.42158 | -0.48736 | -0.49569 | -0.54042 | -0.55092
DSO | 1 | 36 | 13 | 14 | 2025 | Winter | Q, [%] | 0 | 2 | 7.025% | 7.854% | 7.336% | 7.022% | 7.059% | 7.117% | 6.639% | 6.409% | 5.961% | 5.657% | 5.691% | 5.438% | 5.494% | 5.832% | 6.422% | 6.226% | 6.162% | 5.74% | 5.691% | 5.27% | 6.092% | 6.196% | 6.755% | 6.887%
DSO | 1 | 36 | 14 | 13 | 2025 | Winter | Q, [MVAr] | 0 | 2 | 0.75332 | 0.80165 | 0.75415 | 0.72998 | 0.73393 | 0.74971 | 0.73702 | 0.7261 | 0.69164 | 0.6782 | 0.68075 | 0.66472 | 0.6582 | 0.68577 | 0.72624 | 0.70876 | 0.70381 | 0.6818 | 0.68024 | 0.63974 | 0.70376 | 0.7034 | 0.74368 | 0.74323
DSO | 1 | 36 | 14 | 13 | 2025 | Winter | Q, [%] | 0 | 2 | 9.417% | 10.02% | 9.427% | 9.125% | 9.174% | 9.371% | 9.213% | 9.076% | 8.646% | 8.477% | 8.509% | 8.309% | 8.227% | 8.572% | 9.078% | 8.859% | 8.798% | 8.523% | 8.503% | 7.997% | 8.797% | 8.793% | 9.296% | 9.29%
DSO | 1 | 36 | 13 | 14 | 2025 | Winter | S, [MVA] | 0 | 2 | 5.3679 | 5.0631 | 4.9474 | 4.9637 | 4.9819 | 5.1759 | 5.641 | 5.7643 | 5.8063 | 5.9744 | 5.9872 | 6.0611 | 5.8977 | 5.8804 | 5.7567 | 5.7232 | 5.7292 | 5.9554 | 5.9943 | 5.8835 | 5.8526 | 5.6929 | 5.604 | 5.4031
DSO | 1 | 36 | 13 | 14 | 2025 | Winter | S, [%] | 0 | 2 | 67.1% | 63.29% | 61.84% | 62.05% | 62.27% | 64.7% | 70.51% | 72.05% | 72.58% | 74.68% | 74.84% | 75.76% | 73.72% | 73.5% | 71.96% | 71.54% | 71.61% | 74.44% | 74.93% | 73.54% | 73.16% | 71.16% | 70.05% | 67.54%
DSO | 1 | 36 | 14 | 13 | 2025 | Winter | S, [MVA] | 0 | 2 | 5.3688 | 5.0672 | 4.9504 | 4.9657 | 4.984 | 5.1777 | 5.6399 | 5.7621 | 5.8025 | 5.9691 | 5.982 | 6.0548 | 5.8922 | 5.8759 | 5.7545 | 5.7206 | 5.7263 | 5.9504 | 5.989 | 5.8774 | 5.849 | 5.6903 | 5.6033 | 5.4035
DSO | 1 | 36 | 14 | 13 | 2025 | Winter | S, [%] | 0 | 2 | 67.11% | 63.34% | 61.88% | 62.07% | 62.3% | 64.72% | 70.5% | 72.03% | 72.53% | 74.61% | 74.77% | 75.69% | 73.65% | 73.45% | 71.93% | 71.51% | 71.58% | 74.38% | 74.86% | 73.47% | 73.11% | 71.13% | 70.04% | 67.54%
DSO | 1 | 39 | 16 | 17 | 2025 | Winter | P, [MW] | 0 | 2 | 0.81027 | 0.68284 | 0.68961 | 0.65942 | 0.61888 | 0.70497 | 0.89651 | 0.9603 | 0.98319 | 1.0646 | 1.0659 | 1.0944 | 1.0224 | 1.0169 | 0.9652 | 0.95123 | 0.95546 | 1.2819 | 1.3938 | 1.1577 | 1.0291 | 0.92665 | 0.88758 | 0.80988
DSO | 1 | 39 | 16 | 17 | 2025 | Winter | P, [%] | 0 | 2 | 20.26% | 17.07% | 17.24% | 16.49% | 15.47% | 17.62% | 22.41% | 24.01% | 24.58% | 26.62% | 26.65% | 27.36% | 25.56% | 25.42% | 24.13% | 23.78% | 23.89% | 32.05% | 34.85% | 28.94% | 25.73% | 23.17% | 22.19% | 20.25%
DSO | 1 | 39 | 17 | 16 | 2025 | Winter | P, [MW] | 0 | 2 | -0.80825 | -0.68111 | -0.68792 | -0.65783 | -0.61738 | -0.70327 | -0.89429 | -0.95788 | -0.98072 | -1.0619 | -1.0632 | -1.0915 | -1.0198 | -1.0143 | -0.96271 | -0.94881 | -0.95307 | -1.2784 | -1.3898 | -1.1547 | -1.0265 | -0.92436 | -0.88537 | -0.8079
DSO | 1 | 39 | 17 | 16 | 2025 | Winter | P, [%] | 0 | 2 | 20.21% | 17.03% | 17.2% | 16.45% | 15.43% | 17.58% | 22.36% | 23.95% | 24.52% | 26.55% | 26.58% | 27.29% | 25.49% | 25.36% | 24.07% | 23.72% | 23.83% | 31.96% | 34.75% | 28.87% | 25.66% | 23.11% | 22.13% | 20.2%
DSO | 1 | 39 | 16 | 17 | 2025 | Winter | Q, [MVAr] | 0 | 2 | -0.63828 | -0.66553 | -0.64151 | -0.63424 | -0.63566 | -0.63281 | -0.61522 | -0.60777 | -0.5921 | -0.59096 | -0.59508 | -0.59105 | -0.59744 | -0.61162 | -0.63242 | -0.62226 | -0.60313 | -0.49906 | -0.51832 | -0.55916 | -0.599 | -0.60428 | -0.6244 | -0.62487
DSO | 1 | 39 | 16 | 17 | 2025 | Winter | Q, [%] | 0 | 2 | 15.96% | 16.64% | 16.04% | 15.86% | 15.89% | 15.82% | 15.38% | 15.19% | 14.8% | 14.77% | 14.88% | 14.78% | 14.94% | 15.29% | 15.81% | 15.56% | 15.08% | 12.48% | 12.96% | 13.98% | 14.97% | 15.11% | 15.61% | 15.62%
DSO | 1 | 39 | 17 | 16 | 2025 | Winter | Q, [MVAr] | 0 | 2 | 0.6552 | 0.68008 | 0.65574 | 0.64767 | 0.6483 | 0.64717 | 0.63395 | 0.62817 | 0.61282 | 0.61418 | 0.61836 | 0.61517 | 0.61932 | 0.6337 | 0.65336 | 0.64261 | 0.62321 | 0.52824 | 0.55218 | 0.58482 | 0.62113 | 0.62352 | 0.64299 | 0.64148
DSO | 1 | 39 | 17 | 16 | 2025 | Winter | Q, [%] | 0 | 2 | 16.38% | 17% | 16.39% | 16.19% | 16.21% | 16.18% | 15.85% | 15.7% | 15.32% | 15.35% | 15.46% | 15.38% | 15.48% | 15.84% | 16.33% | 16.07% | 15.58% | 13.21% | 13.8% | 14.62% | 15.53% | 15.59% | 16.07% | 16.04%
DSO | 1 | 39 | 16 | 17 | 2025 | Winter | S, [MVA] | 0 | 2 | 1.0315 | 0.95352 | 0.94186 | 0.91493 | 0.88717 | 0.94733 | 1.0873 | 1.1365 | 1.1477 | 1.2176 | 1.2208 | 1.2438 | 1.1841 | 1.1867 | 1.1539 | 1.1367 | 1.1299 | 1.3756 | 1.4871 | 1.2857 | 1.1908 | 1.1063 | 1.0852 | 1.0229
DSO | 1 | 39 | 16 | 17 | 2025 | Winter | S, [%] | 0 | 2 | 25.79% | 23.84% | 23.55% | 22.87% | 22.18% | 23.68% | 27.18% | 28.41% | 28.69% | 30.44% | 30.52% | 31.09% | 29.6% | 29.67% | 28.85% | 28.42% | 28.25% | 34.39% | 37.18% | 32.14% | 29.77% | 27.66% | 27.13% | 25.57%
DSO | 1 | 39 | 17 | 16 | 2025 | Winter | S, [MVA] | 0 | 2 | 1.0405 | 0.96251 | 0.95038 | 0.92315 | 0.89523 | 0.95572 | 1.0962 | 1.1455 | 1.1564 | 1.2267 | 1.2299 | 1.2529 | 1.1931 | 1.196 | 1.1635 | 1.1459 | 1.1387 | 1.3833 | 1.4955 | 1.2943 | 1.1998 | 1.115 | 1.0942 | 1.0316
DSO | 1 | 39 | 17 | 16 | 2025 | Winter | S, [%] | 0 | 2 | 26.01% | 24.06% | 23.76% | 23.08% | 22.38% | 23.89% | 27.4% | 28.64% | 28.91% | 30.67% | 30.75% | 31.32% | 29.83% | 29.9% | 29.09% | 28.65% | 28.47% | 34.58% | 37.39% | 32.36% | 30% | 27.87% | 27.36% | 25.79%
DSO | 1 | 40 | 19 | 20 | 2025 | Winter | P, [MW] | 0 | 2 | 4.3412 | 4.2333 | 4.1185 | 4.1813 | 4.2224 | 4.2984 | 4.4509 | 4.4806 | 4.5 | 4.536 | 4.5488 | 4.5757 | 4.5407 | 4.5226 | 4.4842 | 4.4741 | 4.4807 | 4.4791 | 4.7544 | 4.5393 | 4.546 | 4.4966 | 4.4604 | 4.3843
DSO | 1 | 40 | 19 | 20 | 2025 | Winter | P, [%] | 0 | 2 | 54.27% | 52.92% | 51.48% | 52.27% | 52.78% | 53.73% | 55.64% | 56.01% | 56.25% | 56.7% | 56.86% | 57.2% | 56.76% | 56.53% | 56.05% | 55.93% | 56.01% | 55.99% | 59.43% | 56.74% | 56.82% | 56.21% | 55.75% | 54.8%
DSO | 1 | 40 | 20 | 19 | 2025 | Winter | P, [MW] | 0 | 2 | -4.3253 | -4.218 | -4.1039 | -4.1664 | -4.2071 | -4.2828 | -4.4344 | -4.4639 | -4.4832 | -4.519 | -4.5317 | -4.5585 | -4.5237 | -4.5057 | -4.4675 | -4.4575 | -4.4641 | -4.4627 | -4.7362 | -4.5225 | -4.5291 | -4.48 | -4.4439 | -4.3682
DSO | 1 | 40 | 20 | 19 | 2025 | Winter | P, [%] | 0 | 2 | 54.07% | 52.72% | 51.3% | 52.08% | 52.59% | 53.53% | 55.43% | 55.8% | 56.04% | 56.49% | 56.65% | 56.98% | 56.55% | 56.32% | 55.84% | 55.72% | 55.8% | 55.78% | 59.2% | 56.53% | 56.61% | 56% | 55.55% | 54.6%
DSO | 1 | 40 | 19 | 20 | 2025 | Winter | Q, [MVAr] | 0 | 2 | -0.42393 | -0.42821 | -0.41581 | -0.41253 | -0.41444 | -0.42401 | -0.43187 | -0.43107 | -0.42714 | -0.42132 | -0.42182 | -0.41808 | -0.41414 | -0.41607 | -0.42124 | -0.4189 | -0.42678 | -0.47235 | -0.47974 | -0.42962 | -0.43483 | -0.42924 | -0.43382 | -0.43048
DSO | 1 | 40 | 19 | 20 | 2025 | Winter | Q, [%] | 0 | 2 | 5.299% | 5.353% | 5.198% | 5.157% | 5.181% | 5.3% | 5.398% | 5.388% | 5.339% | 5.266% | 5.273% | 5.226% | 5.177% | 5.201% | 5.266% | 5.236% | 5.335% | 5.904% | 5.997% | 5.37% | 5.435% | 5.366% | 5.423% | 5.381%
DSO | 1 | 40 | 20 | 19 | 2025 | Winter | Q, [MVAr] | 0 | 2 | 0.55799 | 0.55695 | 0.53869 | 0.53869 | 0.54273 | 0.55582 | 0.5706 | 0.57119 | 0.56813 | 0.56426 | 0.56526 | 0.56273 | 0.5569 | 0.55808 | 0.56144 | 0.55857 | 0.56671 | 0.6108 | 0.63297 | 0.57107 | 0.57688 | 0.56946 | 0.57251 | 0.56581
DSO | 1 | 40 | 20 | 19 | 2025 | Winter | Q, [%] | 0 | 2 | 6.975% | 6.962% | 6.734% | 6.734% | 6.784% | 6.948% | 7.132% | 7.14% | 7.102% | 7.053% | 7.066% | 7.034% | 6.961% | 6.976% | 7.018% | 6.982% | 7.084% | 7.635% | 7.912% | 7.138% | 7.211% | 7.118% | 7.156% | 7.073%
DSO | 1 | 40 | 19 | 20 | 2025 | Winter | S, [MVA] | 0 | 2 | 4.3619 | 4.2549 | 4.1394 | 4.2016 | 4.2427 | 4.3193 | 4.4718 | 4.5013 | 4.5202 | 4.5555 | 4.5683 | 4.5947 | 4.5596 | 4.5417 | 4.5039 | 4.4937 | 4.501 | 4.504 | 4.7785 | 4.5595 | 4.5667 | 4.5171 | 4.4814 | 4.4054
DSO | 1 | 40 | 19 | 20 | 2025 | Winter | S, [%] | 0 | 2 | 54.52% | 53.19% | 51.74% | 52.52% | 53.03% | 53.99% | 55.9% | 56.27% | 56.5% | 56.94% | 57.1% | 57.43% | 56.99% | 56.77% | 56.3% | 56.17% | 56.26% | 56.3% | 59.73% | 56.99% | 57.08% | 56.46% | 56.02% | 55.07%
DSO | 1 | 40 | 20 | 19 | 2025 | Winter | S, [MVA] | 0 | 2 | 4.3611 | 4.2546 | 4.1391 | 4.201 | 4.242 | 4.3187 | 4.471 | 4.5003 | 4.5191 | 4.5541 | 4.5668 | 4.5931 | 4.5579 | 4.5401 | 4.5026 | 4.4924 | 4.4999 | 4.5043 | 4.7783 | 4.5584 | 4.5657 | 4.516 | 4.4806 | 4.4047
DSO | 1 | 40 | 20 | 19 | 2025 | Winter | S, [%] | 0 | 2 | 54.51% | 53.18% | 51.74% | 52.51% | 53.02% | 53.98% | 55.89% | 56.25% | 56.49% | 56.93% | 57.09% | 57.41% | 56.97% | 56.75% | 56.28% | 56.15% | 56.25% | 56.3% | 59.73% | 56.98% | 57.07% | 56.45% | 56.01% | 55.06%
DSO | 1 | 42 | 21 | 22 | 2025 | Winter | P, [MW] | 0 | 2 | 6.6405 | 5.3447 | 4.9758 | 5.0524 | 5.1479 | 5.9584 | 7.455 | 7.8398 | 7.9221 | 8.4914 | 8.4876 | 8.7536 | 8.1368 | 8.1456 | 7.7738 | 7.6896 | 7.6832 | 8.222 | 8.1505 | 7.9797 | 7.8929 | 7.4835 | 7.2354 | 6.5988
DSO | 1 | 42 | 21 | 22 | 2025 | Winter | P, [%] | 0 | 2 | 41.5% | 33.4% | 31.1% | 31.58% | 32.17% | 37.24% | 46.59% | 49% | 49.51% | 53.07% | 53.05% | 54.71% | 50.85% | 50.91% | 48.59% | 48.06% | 48.02% | 51.39% | 50.94% | 49.87% | 49.33% | 46.77% | 45.22% | 41.24%
DSO | 1 | 42 | 22 | 21 | 2025 | Winter | P, [MW] | 0 | 2 | -6.6231 | -5.3332 | -4.9657 | -5.042 | -5.1371 | -5.9441 | -7.4333 | -7.816 | -7.8978 | -8.4638 | -8.4602 | -8.7245 | -8.1114 | -8.1201 | -7.7505 | -7.6666 | -7.6602 | -8.1961 | -8.1249 | -7.9549 | -7.8689 | -7.4617 | -7.215 | -6.5816
DSO | 1 | 42 | 22 | 21 | 2025 | Winter | P, [%] | 0 | 2 | 41.39% | 33.33% | 31.04% | 31.51% | 32.11% | 37.15% | 46.46% | 48.85% | 49.36% | 52.9% | 52.88% | 54.53% | 50.7% | 50.75% | 48.44% | 47.92% | 47.88% | 51.23% | 50.78% | 49.72% | 49.18% | 46.64% | 45.09% | 41.14%
DSO | 1 | 42 | 21 | 22 | 2025 | Winter | Q, [MVAr] | 0 | 2 | 0.82806 | 0.4633 | 0.61481 | 0.73876 | 0.73196 | 0.7556 | 0.99835 | 1.087 | 1.2378 | 1.3498 | 1.3473 | 1.4457 | 1.4141 | 1.293 | 1.0811 | 1.1427 | 1.173 | 1.3905 | 1.4504 | 1.5747 | 1.2517 | 1.1748 | 0.96727 | 0.88422
DSO | 1 | 42 | 21 | 22 | 2025 | Winter | Q, [%] | 0 | 2 | 5.175% | 2.896% | 3.843% | 4.617% | 4.575% | 4.722% | 6.24% | 6.794% | 7.736% | 8.436% | 8.42% | 9.036% | 8.838% | 8.081% | 6.757% | 7.142% | 7.332% | 8.691% | 9.065% | 9.842% | 7.823% | 7.342% | 6.045% | 5.526%
DSO | 1 | 42 | 22 | 21 | 2025 | Winter | Q, [MVAr] | 0 | 2 | -0.63447 | -0.33621 | -0.50293 | -0.62292 | -0.61185 | -0.59715 | -0.75785 | -0.8229 | -0.9685 | -1.0432 | -1.0421 | -1.1227 | -1.1323 | -1.01 | -0.82157 | -0.88785 | -0.9184 | -1.1026 | -1.1666 | -1.2995 | -0.98489 | -0.93251 | -0.74066 | -0.69348
DSO | 1 | 42 | 22 | 21 | 2025 | Winter | Q, [%] | 0 | 2 | 3.965% | 2.101% | 3.143% | 3.893% | 3.824% | 3.732% | 4.737% | 5.143% | 6.053% | 6.52% | 6.513% | 7.017% | 7.077% | 6.312% | 5.135% | 5.549% | 5.74% | 6.891% | 7.291% | 8.122% | 6.156% | 5.828% | 4.629% | 4.334%
DSO | 1 | 42 | 21 | 22 | 2025 | Winter | S, [MVA] | 0 | 2 | 6.6919 | 5.3647 | 5.0136 | 5.1062 | 5.1997 | 6.0061 | 7.5215 | 7.9148 | 8.0182 | 8.598 | 8.5939 | 8.8721 | 8.2588 | 8.2476 | 7.8486 | 7.774 | 7.7722 | 8.3388 | 8.2785 | 8.1335 | 7.9916 | 7.5751 | 7.2997 | 6.6577
DSO | 1 | 42 | 21 | 22 | 2025 | Winter | S, [%] | 0 | 2 | 41.82% | 33.53% | 31.34% | 31.91% | 32.5% | 37.54% | 47.01% | 49.47% | 50.11% | 53.74% | 53.71% | 55.45% | 51.62% | 51.55% | 49.05% | 48.59% | 48.58% | 52.12% | 51.74% | 50.83% | 49.95% | 47.34% | 45.62% | 41.61%
DSO | 1 | 42 | 22 | 21 | 2025 | Winter | S, [MVA] | 0 | 2 | 6.6534 | 5.3438 | 4.9911 | 5.0804 | 5.1734 | 5.974 | 7.4719 | 7.8592 | 7.957 | 8.5279 | 8.5241 | 8.7964 | 8.1901 | 8.1827 | 7.7939 | 7.7179 | 7.7151 | 8.2699 | 8.2082 | 8.0603 | 7.9303 | 7.5197 | 7.2529 | 6.618
DSO | 1 | 42 | 22 | 21 | 2025 | Winter | S, [%] | 0 | 2 | 41.58% | 33.4% | 31.19% | 31.75% | 32.33% | 37.34% | 46.7% | 49.12% | 49.73% | 53.3% | 53.28% | 54.98% | 51.19% | 51.14% | 48.71% | 48.24% | 48.22% | 51.69% | 51.3% | 50.38% | 49.56% | 47% | 45.33% | 41.36%
DSO | 1 | 44 | 23 | 24 | 2025 | Winter | P, [MW] | 0 | 2 | 2.2045 | 1.7935 | 1.6406 | 1.4956 | 1.4307 | 1.6406 | 3.8156 | 4.7359 | 4.9116 | 6.1757 | 6.0962 | 6.1793 | 5.3118 | 5.4073 | 4.5607 | 4.3609 | 4.3221 | 5.3306 | 4.9035 | 4.7754 | 4.5742 | 3.6789 | 3.2111 | 2.5629
DSO | 1 | 44 | 23 | 24 | 2025 | Winter | P, [%] | 0 | 2 | 13.78% | 11.21% | 10.25% | 9.348% | 8.942% | 10.25% | 23.85% | 29.6% | 30.7% | 38.6% | 38.1% | 38.62% | 33.2% | 33.8% | 28.5% | 27.26% | 27.01% | 33.32% | 30.65% | 29.85% | 28.59% | 22.99% | 20.07% | 16.02%
DSO | 1 | 44 | 24 | 23 | 2025 | Winter | P, [MW] | 0 | 2 | -2.2023 | -1.7918 | -1.6391 | -1.4944 | -1.4295 | -1.6391 | -3.8096 | -4.7268 | -4.9019 | -6.1606 | -6.0815 | -6.1642 | -5.3005 | -5.3956 | -4.5523 | -4.3533 | -4.3145 | -5.3193 | -4.894 | -4.7663 | -4.5658 | -3.6734 | -3.2067 | -2.56
DSO | 1 | 44 | 24 | 23 | 2025 | Winter | P, [%] | 0 | 2 | 13.76% | 11.2% | 10.24% | 9.34% | 8.934% | 10.24% | 23.81% | 29.54% | 30.64% | 38.5% | 38.01% | 38.53% | 33.13% | 33.72% | 28.45% | 27.21% | 26.97% | 33.25% | 30.59% | 29.79% | 28.54% | 22.96% | 20.04% | 16%
DSO | 1 | 44 | 23 | 24 | 2025 | Winter | Q, [MVAr] | 0 | 2 | -0.73636 | -0.87602 | -0.89485 | -0.85922 | -0.90169 | -0.88843 | -0.47839 | -0.26298 | 0.091761 | 0.35083 | 0.34084 | 0.47534 | 0.41888 | 0.2054 | -0.24249 | -0.14065 | -0.091655 | 0.16808 | 0.071939 | 0.15215 | -0.031317 | -0.15226 | -0.51257 | -0.61046
DSO | 1 | 44 | 23 | 24 | 2025 | Winter | Q, [%] | 0 | 2 | 4.602% | 5.475% | 5.593% | 5.37% | 5.636% | 5.553% | 2.99% | 1.644% | 0.5735% | 2.193% | 2.13% | 2.971% | 2.618% | 1.284% | 1.516% | 0.8791% | 0.5728% | 1.051% | 0.4496% | 0.951% | 0.1957% | 0.9516% | 3.204% | 3.815%
DSO | 1 | 44 | 24 | 23 | 2025 | Winter | Q, [MVAr] | 0 | 2 | 0.76126 | 0.89451 | 0.91111 | 0.87307 | 0.915 | 0.90457 | 0.54548 | 0.36405 | 0.015683 | -0.18261 | -0.17737 | -0.30744 | -0.29393 | -0.075834 | 0.33595 | 0.22614 | 0.1755 | -0.042454 | 0.034433 | -0.050806 | 0.12461 | 0.21346 | 0.56066 | 0.64228
DSO | 1 | 44 | 24 | 23 | 2025 | Winter | Q, [%] | 0 | 2 | 4.758% | 5.591% | 5.694% | 5.457% | 5.719% | 5.654% | 3.409% | 2.275% | 0.09802% | 1.141% | 1.109% | 1.922% | 1.837% | 0.474% | 2.1% | 1.413% | 1.097% | 0.2653% | 0.2152% | 0.3175% | 0.7788% | 1.334% | 3.504% | 4.014%
DSO | 1 | 44 | 23 | 24 | 2025 | Winter | S, [MVA] | 0 | 2 | 2.3242 | 1.996 | 1.8688 | 1.7249 | 1.6911 | 1.8657 | 3.8455 | 4.7432 | 4.9125 | 6.1857 | 6.1057 | 6.1975 | 5.3283 | 5.4112 | 4.5672 | 4.3632 | 4.323 | 5.3333 | 4.9041 | 4.7778 | 4.5743 | 3.6821 | 3.2517 | 2.6346
DSO | 1 | 44 | 23 | 24 | 2025 | Winter | S, [%] | 0 | 2 | 14.53% | 12.48% | 11.68% | 10.78% | 10.57% | 11.66% | 24.03% | 29.64% | 30.7% | 38.66% | 38.16% | 38.73% | 33.3% | 33.82% | 28.54% | 27.27% | 27.02% | 33.33% | 30.65% | 29.86% | 28.59% | 23.01% | 20.32% | 16.47%
DSO | 1 | 44 | 24 | 23 | 2025 | Winter | S, [MVA] | 0 | 2 | 2.3301 | 2.0027 | 1.8753 | 1.7307 | 1.6972 | 1.8721 | 3.8484 | 4.7408 | 4.902 | 6.1633 | 6.0841 | 6.1718 | 5.3087 | 5.3962 | 4.5647 | 4.3591 | 4.3181 | 5.3195 | 4.8941 | 4.7666 | 4.5675 | 3.6796 | 3.2554 | 2.6394
DSO | 1 | 44 | 24 | 23 | 2025 | Winter | S, [%] | 0 | 2 | 14.56% | 12.52% | 11.72% | 10.82% | 10.61% | 11.7% | 24.05% | 29.63% | 30.64% | 38.52% | 38.03% | 38.57% | 33.18% | 33.73% | 28.53% | 27.24% | 26.99% | 33.25% | 30.59% | 29.79% | 28.55% | 23% | 20.35% | 16.5%
DSO | 1 | 46 | 25 | 26 | 2025 | Winter | P, [MW] | 0 | 2 | 2.138 | 1.6068 | 1.3895 | 1.2663 | 1.182 | 1.3387 | 3.1688 | 3.6932 | 3.7846 | 4.6143 | 4.6111 | 4.9712 | 4.0424 | 4.1017 | 3.5974 | 3.475 | 3.4419 | 4.0011 | 3.7836 | 3.7173 | 3.627 | 3.1185 | 2.8234 | 2.0979
DSO | 1 | 46 | 25 | 26 | 2025 | Winter | P, [%] | 0 | 2 | 13.36% | 10.04% | 8.684% | 7.914% | 7.387% | 8.367% | 19.8% | 23.08% | 23.65% | 28.84% | 28.82% | 31.07% | 25.26% | 25.64% | 22.48% | 21.72% | 21.51% | 25.01% | 23.65% | 23.23% | 22.67% | 19.49% | 17.65% | 13.11%
DSO | 1 | 46 | 26 | 25 | 2025 | Winter | P, [MW] | 0 | 2 | -2.135 | -1.6041 | -1.3873 | -1.2643 | -1.1802 | -1.3367 | -3.1638 | -3.6869 | -3.7783 | -4.6053 | -4.6021 | -4.961 | -4.0354 | -4.0944 | -3.5914 | -3.4694 | -3.4364 | -3.9942 | -3.7772 | -3.7112 | -3.621 | -3.1138 | -2.8191 | -2.0951
DSO | 1 | 46 | 26 | 25 | 2025 | Winter | P, [%] | 0 | 2 | 13.34% | 10.03% | 8.67% | 7.902% | 7.376% | 8.354% | 19.77% | 23.04% | 23.61% | 28.78% | 28.76% | 31.01% | 25.22% | 25.59% | 22.45% | 21.68% | 21.48% | 24.96% | 23.61% | 23.19% | 22.63% | 19.46% | 17.62% | 13.09%
DSO | 1 | 46 | 25 | 26 | 2025 | Winter | Q, [MVAr] | 0 | 2 | -1.6637 | -1.9678 | -1.8481 | -1.7114 | -1.7174 | -1.7194 | -1.4052 | -1.285 | -1.0838 | -0.95686 | -0.95999 | -0.82762 | -0.8782 | -1.0412 | -1.3173 | -1.2495 | -1.2247 | -1.051 | -1.1325 | -1.1171 | -1.2362 | -1.2905 | -1.5167 | -1.5919
DSO | 1 | 46 | 25 | 26 | 2025 | Winter | Q, [%] | 0 | 2 | 10.4% | 12.3% | 11.55% | 10.7% | 10.73% | 10.75% | 8.783% | 8.031% | 6.774% | 5.98% | 6% | 5.173% | 5.489% | 6.507% | 8.233% | 7.809% | 7.654% | 6.569% | 7.078% | 6.982% | 7.726% | 8.065% | 9.479% | 9.95%
DSO | 1 | 46 | 26 | 25 | 2025 | Winter | Q, [MVAr] | 0 | 2 | 1.6977 | 1.9979 | 1.8731 | 1.7326 | 1.7377 | 1.7416 | 1.4604 | 1.3549 | 1.1543 | 1.0571 | 1.0597 | 0.94127 | 0.95535 | 1.1223 | 1.3842 | 1.3118 | 1.2856 | 1.1284 | 1.2029 | 1.1854 | 1.3028 | 1.3425 | 1.5638 | 1.624
DSO | 1 | 46 | 26 | 25 | 2025 | Winter | Q, [%] | 0 | 2 | 10.61% | 12.49% | 11.71% | 10.83% | 10.86% | 10.88% | 9.127% | 8.468% | 7.214% | 6.607% | 6.623% | 5.883% | 5.971% | 7.014% | 8.651% | 8.199% | 8.035% | 7.053% | 7.518% | 7.409% | 8.143% | 8.391% | 9.774% | 10.15%
DSO | 1 | 46 | 25 | 26 | 2025 | Winter | S, [MVA] | 0 | 2 | 2.7091 | 2.5405 | 2.3122 | 2.1289 | 2.0849 | 2.1791 | 3.4664 | 3.9104 | 3.9367 | 4.7125 | 4.7099 | 5.0396 | 4.1366 | 4.2318 | 3.831 | 3.6929 | 3.6533 | 4.1369 | 3.9494 | 3.8816 | 3.8318 | 3.3749 | 3.2049 | 2.6336
DSO | 1 | 46 | 25 | 26 | 2025 | Winter | S, [%] | 0 | 2 | 16.93% | 15.88% | 14.45% | 13.31% | 13.03% | 13.62% | 21.66% | 24.44% | 24.6% | 29.45% | 29.44% | 31.5% | 25.85% | 26.45% | 23.94% | 23.08% | 22.83% | 25.86% | 24.68% | 24.26% | 23.95% | 21.09% | 20.03% | 16.46%
DSO | 1 | 46 | 26 | 25 | 2025 | Winter | S, [MVA] | 0 | 2 | 2.7277 | 2.5622 | 2.3309 | 2.1449 | 2.1006 | 2.1954 | 3.4846 | 3.928 | 3.9506 | 4.725 | 4.7225 | 5.0495 | 4.147 | 4.2455 | 3.8489 | 3.7091 | 3.669 | 4.1505 | 3.9642 | 3.8959 | 3.8482 | 3.3909 | 3.2238 | 2.6508
DSO | 1 | 46 | 26 | 25 | 2025 | Winter | S, [%] | 0 | 2 | 17.05% | 16.01% | 14.57% | 13.41% | 13.13% | 13.72% | 21.78% | 24.55% | 24.69% | 29.53% | 29.52% | 31.56% | 25.92% | 26.53% | 24.06% | 23.18% | 22.93% | 25.94% | 24.78% | 24.35% | 24.05% | 21.19% | 20.15% | 16.57%
DSO | 1 | 49 | 27 | 28 | 2025 | Winter | P, [MW] | 0 | 2 | 1.7595 | 1.6973 | 1.6359 | 1.5989 | 1.548 | 1.5099 | 1.9101 | 2.0687 | 2.0811 | 2.3116 | 2.3009 | 2.3413 | 2.148 | 2.1741 | 2.0238 | 1.986 | 1.9744 | 2.1449 | 2.0675 | 2.0453 | 2.0351 | 1.8908 | 1.8572 | 1.7691
DSO | 1 | 49 | 27 | 28 | 2025 | Winter | P, [%] | 0 | 2 | 21.99% | 21.22% | 20.45% | 19.99% | 19.35% | 18.87% | 23.88% | 25.86% | 26.01% | 28.9% | 28.76% | 29.27% | 26.85% | 27.18% | 25.3% | 24.83% | 24.68% | 26.81% | 25.84% | 25.57% | 25.44% | 23.64% | 23.21% | 22.11%
DSO | 1 | 49 | 28 | 27 | 2025 | Winter | P, [MW] | 0 | 2 | -1.7569 | -1.6949 | -1.6337 | -1.5968 | -1.546 | -1.508 | -1.9071 | -2.0652 | -2.0775 | -2.3073 | -2.2966 | -2.3369 | -2.1442 | -2.1702 | -2.0205 | -1.9828 | -1.9712 | -2.1411 | -2.064 | -2.0418 | -2.0317 | -1.8879 | -1.8543 | -1.7665
DSO | 1 | 49 | 28 | 27 | 2025 | Winter | P, [%] | 0 | 2 | 21.96% | 21.19% | 20.42% | 19.96% | 19.33% | 18.85% | 23.84% | 25.82% | 25.97% | 28.84% | 28.71% | 29.21% | 26.8% | 27.13% | 25.26% | 24.78% | 24.64% | 26.76% | 25.8% | 25.52% | 25.4% | 23.6% | 23.18% | 22.08%
DSO | 1 | 49 | 27 | 28 | 2025 | Winter | Q, [MVAr] | 0 | 2 | -0.085434 | -0.15013 | -0.13682 | -0.11209 | -0.11864 | -0.12734 | -0.050543 | -0.025949 | 0.028331 | 0.069802 | 0.06853 | 0.10087 | 0.087135 | 0.046019 | -0.021879 | -0.0018308 | 0.0030316 | 0.052204 | 0.048415 | 0.08305 | 0.019765 | 0.0048996 | -0.045443 | -0.065115
DSO | 1 | 49 | 27 | 28 | 2025 | Winter | Q, [%] | 0 | 2 | 1.068% | 1.877% | 1.71% | 1.401% | 1.483% | 1.592% | 0.6318% | 0.3244% | 0.3541% | 0.8725% | 0.8566% | 1.261% | 1.089% | 0.5752% | 0.2735% | 0.02288% | 0.0379% | 0.6526% | 0.6052% | 1.038% | 0.2471% | 0.06125% | 0.568% | 0.8139%
DSO | 1 | 49 | 28 | 27 | 2025 | Winter | Q, [MVAr] | 0 | 2 | 0.11388 | 0.17686 | 0.16169 | 0.13578 | 0.14088 | 0.14848 | 0.083877 | 0.064947 | 0.011045 | -0.021331 | -0.020555 | -0.051226 | -0.045275 | -0.003114 | 0.059176 | 0.03776 | 0.032468 | -0.010538 | -0.0098022 | -0.045104 | 0.0178 | 0.027646 | 0.076925 | 0.093791
DSO | 1 | 49 | 28 | 27 | 2025 | Winter | Q, [%] | 0 | 2 | 1.424% | 2.211% | 2.021% | 1.697% | 1.761% | 1.856% | 1.048% | 0.8118% | 0.1381% | 0.2666% | 0.2569% | 0.6403% | 0.5659% | 0.03892% | 0.7397% | 0.472% | 0.4059% | 0.1317% | 0.1225% | 0.5638% | 0.2225% | 0.3456% | 0.9616% | 1.172%
DSO | 1 | 49 | 27 | 28 | 2025 | Winter | S, [MVA] | 0 | 2 | 1.7616 | 1.704 | 1.6416 | 1.6028 | 1.5526 | 1.5152 | 1.9108 | 2.0689 | 2.0813 | 2.3127 | 2.3019 | 2.3435 | 2.1497 | 2.1746 | 2.0239 | 1.986 | 1.9744 | 2.1455 | 2.068 | 2.0469 | 2.0352 | 1.8908 | 1.8577 | 1.7703
DSO | 1 | 49 | 27 | 28 | 2025 | Winter | S, [%] | 0 | 2 | 22.02% | 21.3% | 20.52% | 20.04% | 19.41% | 18.94% | 23.88% | 25.86% | 26.02% | 28.91% | 28.77% | 29.29% | 26.87% | 27.18% | 25.3% | 24.83% | 24.68% | 26.82% | 25.85% | 25.59% | 25.44% | 23.64% | 23.22% | 22.13%
DSO | 1 | 49 | 28 | 27 | 2025 | Winter | S, [MVA] | 0 | 2 | 1.7606 | 1.7041 | 1.6417 | 1.6025 | 1.5524 | 1.5153 | 1.909 | 2.0662 | 2.0776 | 2.3074 | 2.2967 | 2.3374 | 2.1447 | 2.1703 | 2.0213 | 1.9831 | 1.9715 | 2.1412 | 2.064 | 2.0423 | 2.0318 | 1.8881 | 1.8559 | 1.769
DSO | 1 | 49 | 28 | 27 | 2025 | Winter | S, [%] | 0 | 2 | 22.01% | 21.3% | 20.52% | 20.03% | 19.41% | 18.94% | 23.86% | 25.83% | 25.97% | 28.84% | 28.71% | 29.22% | 26.81% | 27.13% | 25.27% | 24.79% | 24.64% | 26.76% | 25.8% | 25.53% | 25.4% | 23.6% | 23.2% | 22.11%
DSO | 1 | 50 | 29 | 30 | 2025 | Winter | P, [MW] | 0 | 2 | 2.9436 | 2.8177 | 2.7721 | 2.7913 | 2.8045 | 2.8976 | 3.0154 | 3.0403 | 3.057 | 3.0833 | 3.0919 | 3.1117 | 3.0875 | 3.0725 | 3.0464 | 3.0387 | 3.0454 | 3.1256 | 3.1783 | 3.116 | 3.1018 | 3.0556 | 3.0291 | 2.967
DSO | 1 | 50 | 29 | 30 | 2025 | Winter | P, [%] | 0 | 2 | 36.8% | 35.22% | 34.65% | 34.89% | 35.06% | 36.22% | 37.69% | 38% | 38.21% | 38.54% | 38.65% | 38.9% | 38.59% | 38.41% | 38.08% | 37.98% | 38.07% | 39.07% | 39.73% | 38.95% | 38.77% | 38.2% | 37.86% | 37.09%
DSO | 1 | 50 | 30 | 29 | 2025 | Winter | P, [MW] | 0 | 2 | -2.9358 | -2.8105 | -2.7651 | -2.7842 | -2.7973 | -2.89 | -3.0073 | -3.0321 | -3.0487 | -3.075 | -3.0835 | -3.1033 | -3.0791 | -3.0642 | -3.0382 | -3.0306 | -3.0372 | -3.1171 | -3.1695 | -3.1076 | -3.0934 | -3.0474 | -3.0209 | -2.9591
DSO | 1 | 50 | 30 | 29 | 2025 | Winter | P, [%] | 0 | 2 | 36.7% | 35.13% | 34.56% | 34.8% | 34.97% | 36.12% | 37.59% | 37.9% | 38.11% | 38.44% | 38.54% | 38.79% | 38.49% | 38.3% | 37.98% | 37.88% | 37.96% | 38.96% | 39.62% | 38.84% | 38.67% | 38.09% | 37.76% | 36.99%
DSO | 1 | 50 | 29 | 30 | 2025 | Winter | Q, [MVAr] | 0 | 2 | -0.32136 | -0.33346 | -0.3141 | -0.30658 | -0.30526 | -0.30651 | -0.30652 | -0.30506 | -0.3002 | -0.2971 | -0.29942 | -0.29633 | -0.29574 | -0.29922 | -0.30376 | -0.30049 | -0.30015 | -0.29431 | -0.29075 | -0.27736 | -0.30157 | -0.30291 | -0.32562 | -0.32262
DSO | 1 | 50 | 29 | 30 | 2025 | Winter | Q, [%] | 0 | 2 | 4.017% | 4.168% | 3.926% | 3.832% | 3.816% | 3.831% | 3.831% | 3.813% | 3.753% | 3.714% | 3.743% | 3.704% | 3.697% | 3.74% | 3.797% | 3.756% | 3.752% | 3.679% | 3.634% | 3.467% | 3.77% | 3.786% | 4.07% | 4.033%
DSO | 1 | 50 | 30 | 29 | 2025 | Winter | Q, [MVAr] | 0 | 2 | 0.38711 | 0.39432 | 0.37319 | 0.36638 | 0.36557 | 0.37043 | 0.37476 | 0.37415 | 0.36969 | 0.36754 | 0.37007 | 0.36768 | 0.36613 | 0.36925 | 0.3729 | 0.36939 | 0.36926 | 0.36614 | 0.36461 | 0.34876 | 0.3726 | 0.37234 | 0.39431 | 0.38908
DSO | 1 | 50 | 30 | 29 | 2025 | Winter | Q, [%] | 0 | 2 | 4.839% | 4.929% | 4.665% | 4.58% | 4.57% | 4.63% | 4.684% | 4.677% | 4.621% | 4.594% | 4.626% | 4.596% | 4.577% | 4.616% | 4.661% | 4.617% | 4.616% | 4.577% | 4.558% | 4.36% | 4.658% | 4.654% | 4.929% | 4.864%
DSO | 1 | 50 | 29 | 30 | 2025 | Winter | S, [MVA] | 0 | 2 | 2.9611 | 2.8374 | 2.7898 | 2.8081 | 2.821 | 2.9137 | 3.031 | 3.0555 | 3.0717 | 3.0976 | 3.1064 | 3.1258 | 3.1016 | 3.087 | 3.0615 | 3.0536 | 3.0602 | 3.1394 | 3.1915 | 3.1284 | 3.1164 | 3.0706 | 3.0465 | 2.9845
DSO | 1 | 50 | 29 | 30 | 2025 | Winter | S, [%] | 0 | 2 | 37.01% | 35.47% | 34.87% | 35.1% | 35.26% | 36.42% | 37.89% | 38.19% | 38.4% | 38.72% | 38.83% | 39.07% | 38.77% | 38.59% | 38.27% | 38.17% | 38.25% | 39.24% | 39.89% | 39.1% | 38.96% | 38.38% | 38.08% | 37.31%
DSO | 1 | 50 | 30 | 29 | 2025 | Winter | S, [MVA] | 0 | 2 | 2.9612 | 2.838 | 2.7901 | 2.8082 | 2.8211 | 2.9136 | 3.0306 | 3.0551 | 3.0711 | 3.0969 | 3.1056 | 3.125 | 3.1008 | 3.0863 | 3.0609 | 3.053 | 3.0596 | 3.1385 | 3.1904 | 3.1271 | 3.1157 | 3.07 | 3.0465 | 2.9846
DSO | 1 | 50 | 30 | 29 | 2025 | Winter | S, [%] | 0 | 2 | 37.02% | 35.48% | 34.88% | 35.1% | 35.26% | 36.42% | 37.88% | 38.19% | 38.39% | 38.71% | 38.82% | 39.06% | 38.76% | 38.58% | 38.26% | 38.16% | 38.24% | 39.23% | 39.88% | 39.09% | 38.95% | 38.38% | 38.08% | 37.31%
DSO | 1 | 5 | 10 | 15 | 2025 | Winter | P, [MW] | Expected | - | 4.213 | 3.7874 | 3.5337 | 3.4919 | 3.4408 | 3.6847 | 4.5197 | 4.6392 | 5.0346 | 4.9396 | 6.7612 | 6.7695 | 6.6948 | 6.5114 | 6.3199 | 6.2075 | 6.4031 | 7.2895 | 7.2549 | 6.8931 | 6.7574 | 6.3836 | 5.8378 | 4.7909
DSO | 1 | 5 | 10 | 15 | 2025 | Winter | P, [%] | Expected | - | 20.17% | 18.13% | 16.92% | 16.72% | 16.47% | 17.64% | 21.64% | 22.21% | 24.1% | 23.65% | 32.37% | 32.41% | 32.05% | 31.17% | 30.25% | 29.72% | 30.65% | 34.9% | 34.73% | 33% | 32.35% | 30.56% | 27.95% | 22.93%
DSO | 1 | 5 | 15 | 10 | 2025 | Winter | P, [MW] | Expected | - | -4.1997 | -3.7759 | -3.5229 | -3.4812 | -3.4303 | -3.6732 | -4.5046 | -4.6232 | -5.0165 | -4.9214 | -6.7293 | -6.7377 | -6.6635 | -6.4817 | -6.2919 | -6.1805 | -6.3745 | -7.2526 | -7.2192 | -6.8604 | -6.7258 | -6.3553 | -5.8142 | -4.7752
DSO | 1 | 5 | 15 | 10 | 2025 | Winter | Expected |  | - | 20.1% | 18.08% | 16.86% | 16.66% | 16.42% | 17.58% | 21.56% | 22.13% | 24.01% | 23.56% | 32.21% | 32.25% | 31.9% | 31.03% | 30.12% | 29.59% | 30.51% | 34.72% | 34.56% | 32.84% | 32.2% | 30.42% | 27.83% | 22.86%
DSO | 1 | 5 | 10 | 15 | 2025 | Winter | Q, [MVAr] | Expected | - | -1.4034 | -1.5181 | -1.5486 | -1.556 | -1.568 | -1.4958 | -1.3575 | -1.359 | -1.2668 | -1.2235 | -0.3079 | -0.36085 | -0.40726 | -0.46805 | -0.55125 | -0.60586 | -0.5101 | -0.16923 | -0.28921 | -0.36058 | -0.46256 | -0.53947 | -1.0319 | -1.2255
DSO | 1 | 5 | 10 | 15 | 2025 | Winter | Q, [%] | Expected | - | 6.718% | 7.267% | 7.413% | 7.449% | 7.506% | 7.161% | 6.498% | 6.506% | 6.064% | 5.857% | 1.474% | 1.727% | 1.95% | 2.241% | 2.639% | 2.9% | 2.442% | 0.8101% | 1.384% | 1.726% | 2.214% | 2.582% | 4.94% | 5.866%
DSO | 1 | 5 | 15 | 10 | 2025 | Winter | Q, [MVAr] | Expected | - | 1.4097 | 1.5217 | 1.5511 | 1.5585 | 1.5702 | 1.4993 | 1.3663 | 1.3691 | 1.2799 | 1.2372 | 0.34073 | 0.39352 | 0.43935 | 0.49787 | 0.57887 | 0.63204 | 0.53849 | 0.2089 | 0.32722 | 0.39445 | 0.49496 | 0.5674 | 1.0533 | 1.2352
DSO | 1 | 5 | 15 | 10 | 2025 | Winter | Q, [%] | Expected | - | 0.067482 | 0.072844 | 0.074254 | 0.074605 | 0.075166 | 0.07177 | 0.065403 | 0.06554 | 0.061267 | 0.059224 | 0.016311 | 0.018838 | 0.021032 | 0.023833 | 0.027711 | 0.030256 | 0.025778 | 0.01 | 0.015664 | 0.018883 | 0.023694 | 0.027162 | 0.050423 | 0.059128
DSO | 1 | 5 | 10 | 15 | 2025 | Winter | S, [MVA] | Expected | - | 4.5131 | 4.1785 | 4.0104 | 4.0032 | 3.9703 | 4.1437 | 4.7997 | 4.9305 | 5.252 | 5.1823 | 6.8125 | 6.8178 | 6.7452 | 6.5605 | 6.3726 | 6.2603 | 6.4466 | 7.323 | 7.2821 | 6.9226 | 6.7939 | 6.4255 | 5.9287 | 4.9676
DSO | 1 | 5 | 10 | 15 | 2025 | Winter | S, [%] | Expected | - | 21.6% | 20% | 19.2% | 19.16% | 19.01% | 19.84% | 22.98% | 23.6% | 25.14% | 24.81% | 32.61% | 32.64% | 32.29% | 31.41% | 30.51% | 29.97% | 30.86% | 35.06% | 34.86% | 33.14% | 32.52% | 30.76% | 28.38% | 23.78%
DSO | 1 | 5 | 15 | 10 | 2025 | Winter | S, [MVA] | Expected | - | 4.5012 | 4.1676 | 3.9996 | 3.9923 | 3.9595 | 4.1322 | 4.7866 | 4.9167 | 5.2367 | 5.1667 | 6.7812 | 6.787 | 6.7149 | 6.5322 | 6.3463 | 6.2353 | 6.4196 | 7.2861 | 7.2474 | 6.8912 | 6.764 | 6.3991 | 5.9093 | 4.9543
DSO | 1 | 5 | 15 | 10 | 2025 | Winter | S, [%] | Expected | - | 21.55% | 19.95% | 19.15% | 19.11% | 18.95% | 19.78% | 22.91% | 23.54% | 25.07% | 24.73% | 32.46% | 32.49% | 32.14% | 31.27% | 30.38% | 29.85% | 30.73% | 34.88% | 34.69% | 32.99% | 32.38% | 30.63% | 28.29% | 23.72%
DSO | 1 | 6 | 10 | 11 | 2025 | Winter | P, [MW] | Expected | - | 5.1539 | 4.0313 | 3.8042 | 3.7732 | 3.7376 | 3.9312 | 6.3734 | 6.73 | 6.7935 | 6.8947 | 6.8785 | 6.9512 | 6.8129 | 5.4606 | 5.0718 | 5.0672 | 5.1605 | 6.6569 | 6.3818 | 6.4051 | 6.369 | 6.0658 | 5.3184 | 4.604
DSO | 1 | 6 | 10 | 11 | 2025 | Winter | P, [%] | Expected | - | 22.11% | 17.29% | 16.32% | 16.19% | 16.03% | 16.86% | 27.34% | 28.87% | 29.14% | 29.58% | 29.51% | 29.82% | 29.23% | 23.42% | 21.76% | 21.74% | 22.14% | 28.56% | 27.38% | 27.48% | 27.32% | 26.02% | 22.81% | 19.75%
DSO | 1 | 6 | 11 | 10 | 2025 | Winter | P, [MW] | Expected | - | -5.153 | -4.0307 | -3.8036 | -3.7726 | -3.737 | -3.9306 | -6.3719 | -6.7283 | -6.7918 | -6.8929 | -6.8766 | -6.9493 | -6.8111 | -5.4594 | -5.0708 | -5.0662 | -5.1594 | -6.6551 | -6.3803 | -6.4035 | -6.3674 | -6.0644 | -5.3173 | -4.6032
DSO | 1 | 6 | 11 | 10 | 2025 | Winter | Expected |  | - | 22.1% | 17.29% | 16.32% | 16.18% | 16.03% | 16.86% | 27.33% | 28.86% | 29.13% | 29.57% | 29.5% | 29.81% | 29.22% | 23.42% | 21.75% | 21.73% | 22.13% | 28.55% | 27.37% | 27.47% | 27.31% | 26.01% | 22.81% | 19.75%
DSO | 1 | 6 | 10 | 11 | 2025 | Winter | Q, [MVAr] | Expected | - | -0.29091 | -0.84569 | -0.5892 | -0.35403 | -0.34084 | -0.29863 | 0.1065 | 0.22173 | 0.27509 | 0.36207 | -0.32133 | 0.34805 | 0.30361 | -0.51368 | -0.66393 | -0.63061 | -0.57184 | -0.27651 | -0.2968 | -0.25767 | -0.34898 | -0.42657 | -0.56784 | -0.67875
DSO | 1 | 6 | 10 | 11 | 2025 | Winter | Q, [%] | Expected | - | 1.248% | 3.628% | 2.527% | 1.519% | 1.462% | 1.281% | 0.4568% | 0.9512% | 1.18% | 1.553% | 1.378% | 1.493% | 1.302% | 2.204% | 2.848% | 2.705% | 2.453% | 1.186% | 1.273% | 1.105% | 1.497% | 1.83% | 2.436% | 2.912%
DSO | 1 | 6 | 11 | 10 | 2025 | Winter | Q, [MVAr] | Expected | - | 0.27252 | 0.82692 | 0.57029 | 0.3351 | 0.32191 | 0.27965 | -0.12437 | -0.23936 | -0.2925 | -0.37885 | 0.30489 | -0.36449 | -0.32006 | 0.49685 | 0.64708 | 0.61379 | 0.555 | 0.25989 | 0.27999 | 0.24103 | 0.33237 | 0.40998 | 0.55096 | 0.66047
DSO | 1 | 6 | 11 | 10 | 2025 | Winter | Q, [%] | Expected | - | 0.01169 | 0.035472 | 0.024464 | 0.014375 | 0.013809 | 0.011996 | 0.0053349 | 0.010268 | 0.012548 | 0.016251 | 0.013079 | 0.015636 | 0.013729 | 0.021313 | 0.027758 | 0.02633 | 0.023808 | 0.011149 | 0.012011 | 0.01034 | 0.014257 | 0.017587 | 0.023634 | 0.028332
DSO | 1 | 6 | 10 | 11 | 2025 | Winter | S, [MVA] | Expected | - | 5.1697 | 4.1498 | 3.8544 | 3.7935 | 3.7574 | 3.949 | 6.3902 | 6.7521 | 6.8169 | 6.9255 | 6.9043 | 6.9787 | 6.8374 | 5.5485 | 5.1722 | 5.158 | 5.2377 | 6.6696 | 6.393 | 6.4217 | 6.3871 | 6.089 | 5.3559 | 4.6739
DSO | 1 | 6 | 10 | 11 | 2025 | Winter | S, [%] | Expected | - | 22.18% | 17.8% | 16.53% | 16.27% | 16.12% | 16.94% | 27.41% | 28.96% | 29.24% | 29.71% | 29.62% | 29.94% | 29.33% | 23.8% | 22.19% | 22.13% | 22.47% | 28.61% | 27.42% | 27.55% | 27.4% | 26.12% | 22.97% | 20.05%
DSO | 1 | 6 | 11 | 10 | 2025 | Winter | S, [MVA] | Expected | - | 5.1678 | 4.1447 | 3.8506 | 3.7916 | 3.7556 | 3.9475 | 6.389 | 6.7509 | 6.8158 | 6.9244 | 6.9018 | 6.9775 | 6.8361 | 5.5455 | 5.1686 | 5.1547 | 5.2345 | 6.6673 | 6.3908 | 6.4196 | 6.3847 | 6.0865 | 5.353 | 4.6702
DSO | 1 | 6 | 11 | 10 | 2025 | Winter | S, [%] | Expected | - | 22.17% | 17.78% | 16.52% | 16.26% | 16.11% | 16.93% | 27.41% | 28.96% | 29.24% | 29.7% | 29.61% | 29.93% | 29.32% | 23.79% | 22.17% | 22.11% | 22.45% | 28.6% | 27.41% | 27.54% | 27.39% | 26.11% | 22.96% | 20.03%
DSO | 1 | 7 | 10 | 23 | 2025 | Winter | P, [MW] | Expected | - | 7.896 | 7.2354 | 6.9805 | 6.898 | 6.9093 | 7.4314 | 9.1833 | 10.0038 | 9.8831 | 11.2664 | 10.6357 | 11.0561 | 9.7899 | 10.7434 | 9.8628 | 9.6013 | 9.6004 | 9.7549 | 9.7631 | 9.4509 | 9.2933 | 8.4303 | 8.5751 | 8.1271
DSO | 1 | 7 | 10 | 23 | 2025 | Winter | P, [%] | Expected | - | 22.88% | 20.96% | 20.23% | 19.99% | 20.02% | 21.53% | 26.61% | 28.99% | 28.64% | 32.64% | 30.82% | 32.03% | 28.37% | 31.13% | 28.58% | 27.82% | 27.82% | 28.26% | 28.29% | 27.38% | 26.93% | 24.43% | 24.85% | 23.55%
DSO | 1 | 7 | 23 | 10 | 2025 | Winter | P, [MW] | Expected | - | -7.8899 | -7.2302 | -6.9758 | -6.8933 | -6.9047 | -7.4261 | -9.175 | -9.994 | -9.8734 | -11.2535 | -10.6239 | -11.0434 | -9.7799 | -10.7314 | -9.8527 | -9.5916 | -9.5907 | -9.745 | -9.7533 | -9.4417 | -9.2844 | -8.4229 | -8.5674 | -8.1206
DSO | 1 | 7 | 23 | 10 | 2025 | Winter | Expected |  | - | 22.86% | 20.95% | 20.21% | 19.97% | 20.01% | 21.52% | 26.58% | 28.96% | 28.61% | 32.61% | 30.78% | 32% | 28.34% | 31.09% | 28.55% | 27.79% | 27.79% | 28.24% | 28.26% | 27.36% | 26.9% | 24.4% | 24.82% | 23.53%
DSO | 1 | 7 | 10 | 23 | 2025 | Winter | Q, [MVAr] | Expected | - | -0.90055 | -1.0826 | -1.0379 | -0.99235 | -1.0222 | -1.0036 | -0.65533 | -0.44276 | 0.026158 | 0.29114 | 0.035698 | -0.01604 | -0.15416 | 0.098611 | -0.31988 | -0.37047 | -0.31969 | -0.27064 | -0.29177 | -0.17492 | -0.4366 | -0.59317 | -0.67638 | -0.65996
DSO | 1 | 7 | 10 | 23 | 2025 | Winter | Q, [%] | Expected | - | 2.609% | 3.137% | 3.007% | 2.875% | 2.962% | 2.908% | 1.899% | 1.283% | 0.07579% | 0.8436% | 0.1034% | 0.04647% | 0.4467% | 0.2857% | 0.9268% | 1.073% | 0.9263% | 0.7842% | 0.8454% | 0.5068% | 1.265% | 1.719% | 1.96% | 1.912%
DSO | 1 | 7 | 23 | 10 | 2025 | Winter | Q, [MVAr] | Expected | - | 0.79287 | 0.97254 | 0.92682 | 0.88104 | 0.91092 | 0.89268 | 0.55157 | 0.34183 | -0.12624 | -0.38347 | -0.12768 | -0.074873 | 0.059887 | -0.18982 | 0.22663 | 0.27675 | 0.22581 | 0.17557 | 0.19618 | 0.07945 | 0.341 | 0.49621 | 0.57942 | 0.55406
DSO | 1 | 7 | 23 | 10 | 2025 | Winter | Q, [%] | Expected | - | 0.022973 | 0.028178 | 0.026854 | 0.025527 | 0.026393 | 0.025865 | 0.015981 | 0.0099044 | 0.0036576 | 0.011111 | 0.0036993 | 0.0021694 | 0.0017352 | 0.0054998 | 0.0065666 | 0.0080187 | 0.0065426 | 0.0050871 | 0.0056842 | 0.002302 | 0.0098803 | 0.014377 | 0.016788 | 0.016053
DSO | 1 | 7 | 10 | 23 | 2025 | Winter | S, [MVA] | Expected | - | 7.9514 | 7.3446 | 7.0841 | 6.9891 | 7.0066 | 7.5182 | 9.208 | 10.0159 | 9.8898 | 11.2752 | 10.6421 | 11.0775 | 9.8161 | 10.7462 | 9.8693 | 9.6094 | 9.607 | 9.7694 | 9.7746 | 9.4598 | 9.3095 | 8.4576 | 8.6033 | 8.1661
DSO | 1 | 7 | 10 | 23 | 2025 | Winter | S, [%] | Expected | - | 23.04% | 21.28% | 20.53% | 20.25% | 20.3% | 21.78% | 26.68% | 29.02% | 28.65% | 32.67% | 30.83% | 32.1% | 28.44% | 31.14% | 28.6% | 27.84% | 27.84% | 28.31% | 28.32% | 27.41% | 26.97% | 24.51% | 24.93% | 23.66%
DSO | 1 | 7 | 23 | 10 | 2025 | Winter | S, [MVA] | Expected | - | 7.9339 | 7.324 | 7.0636 | 6.9691 | 6.986 | 7.4984 | 9.1931 | 10.0022 | 9.8811 | 11.2651 | 10.6308 | 11.0647 | 9.8046 | 10.7353 | 9.8565 | 9.5967 | 9.5947 | 9.7572 | 9.7625 | 9.4492 | 9.2965 | 8.4439 | 8.5884 | 8.1517
DSO | 1 | 7 | 23 | 10 | 2025 | Winter | S, [%] | Expected | - | 22.99% | 21.22% | 20.47% | 20.19% | 20.24% | 21.73% | 26.64% | 28.98% | 28.63% | 32.64% | 30.8% | 32.06% | 28.41% | 31.1% | 28.56% | 27.81% | 27.8% | 28.27% | 28.29% | 27.38% | 26.94% | 24.47% | 24.88% | 23.62%
DSO | 1 | 8 | 11 | 12 | 2025 | Winter | P, [MW] | Expected | - | 5.1535 | 4.0312 | 3.8042 | 3.7732 | 3.7376 | 3.9312 | 6.3725 | 6.7289 | 6.7924 | 6.8935 | 6.8772 | 6.9499 | 6.8116 | 5.46 | 5.0714 | 5.0667 | 5.16 | 6.6557 | 6.3808 | 6.404 | 6.3679 | 6.065 | 5.3178 | 4.6037
DSO | 1 | 8 | 11 | 12 | 2025 | Winter | P, [%] | Expected | - | 24.67% | 19.3% | 18.21% | 18.06% | 17.89% | 18.82% | 30.51% | 32.21% | 32.52% | 33% | 32.92% | 33.27% | 32.61% | 26.14% | 24.28% | 24.25% | 24.7% | 31.86% | 30.55% | 30.66% | 30.48% | 29.03% | 25.46% | 22.04%
DSO | 1 | 8 | 12 | 11 | 2025 | Winter | P, [MW] | Expected | - | -5.1151 | -4.005 | -3.7807 | -3.75 | -3.7145 | -3.9059 | -6.3133 | -6.662 | -6.7233 | -6.8193 | -6.8017 | -6.8728 | -6.7371 | -5.4118 | -5.0292 | -5.0248 | -5.117 | -6.5859 | -6.3175 | -6.3394 | -6.3039 | -6.0064 | -5.2736 | -4.571
DSO | 1 | 8 | 12 | 11 | 2025 | Winter | Expected |  | - | 24.49% | 19.17% | 18.1% | 17.95% | 17.78% | 18.7% | 30.22% | 31.89% | 32.18% | 32.64% | 32.56% | 32.9% | 32.25% | 25.91% | 24.08% | 24.05% | 24.5% | 31.53% | 30.24% | 30.35% | 30.18% | 28.75% | 25.24% | 21.88%
DSO | 1 | 8 | 11 | 12 | 2025 | Winter | Q, [MVAr] | Expected | - | -0.27246 | -0.82685 | -0.57023 | -0.33504 | -0.32185 | -0.27958 | 0.12443 | 0.23942 | 0.29257 | 0.37891 | -0.30483 | 0.36455 | 0.32012 | -0.49679 | -0.64702 | -0.61373 | -0.55494 | -0.25983 | -0.27993 | -0.24098 | -0.33231 | -0.40992 | -0.5509 | -0.66041
DSO | 1 | 8 | 11 | 12 | 2025 | Winter | Q, [%] | Expected | - | 1.304% | 3.958% | 2.73% | 1.604% | 1.541% | 1.338% | 0.5956% | 1.146% | 1.401% | 1.814% | 1.459% | 1.745% | 1.532% | 2.378% | 3.097% | 2.938% | 2.657% | 1.244% | 1.34% | 1.154% | 1.591% | 1.962% | 2.637% | 3.161%
DSO | 1 | 8 | 12 | 11 | 2025 | Winter | Q, [MVAr] | Expected | - | 0.29743 | 0.83458 | 0.57406 | 0.3384 | 0.32514 | 0.28581 | -0.070356 | -0.17454 | -0.22443 | -0.30293 | 0.38322 | -0.2841 | -0.24314 | 0.5373 | 0.67934 | 0.64574 | 0.58848 | 0.33008 | 0.34125 | 0.30427 | 0.39487 | 0.46497 | 0.58605 | 0.67772
DSO | 1 | 8 | 12 | 11 | 2025 | Winter | Q, [%] | Expected | - | 0.014238 | 0.039952 | 0.027481 | 0.016199 | 0.015565 | 0.013682 | 0.003368 | 0.0083554 | 0.010744 | 0.014502 | 0.018345 | 0.0136 | 0.011639 | 0.025721 | 0.03252 | 0.030912 | 0.028171 | 0.015801 | 0.016336 | 0.014565 | 0.018903 | 0.022258 | 0.028055 | 0.032443
DSO | 1 | 8 | 11 | 12 | 2025 | Winter | S, [MVA] | Expected | - | 5.1685 | 4.1449 | 3.851 | 3.7923 | 3.7563 | 3.9484 | 6.3899 | 6.7518 | 6.8167 | 6.9253 | 6.9023 | 6.9784 | 6.837 | 5.5457 | 5.1688 | 5.1548 | 5.2347 | 6.6678 | 6.3913 | 6.4201 | 6.3852 | 6.087 | 5.3534 | 4.6704
DSO | 1 | 8 | 11 | 12 | 2025 | Winter | S, [%] | Expected | - | 24.74% | 19.84% | 18.43% | 18.15% | 17.98% | 18.9% | 30.59% | 32.32% | 32.63% | 33.15% | 33.04% | 33.41% | 32.73% | 26.55% | 24.74% | 24.68% | 25.06% | 31.92% | 30.6% | 30.73% | 30.57% | 29.14% | 25.63% | 22.36%
DSO | 1 | 8 | 12 | 11 | 2025 | Winter | S, [MVA] | Expected | - | 5.1318 | 4.1188 | 3.8274 | 3.7706 | 3.7348 | 3.9251 | 6.3295 | 6.6824 | 6.7444 | 6.8465 | 6.832 | 6.8965 | 6.7582 | 5.5004 | 5.1298 | 5.1161 | 5.1947 | 6.6017 | 6.3313 | 6.3589 | 6.3254 | 6.0333 | 5.3133 | 4.6395
DSO | 1 | 8 | 12 | 11 | 2025 | Winter | S, [%] | Expected | - | 24.57% | 19.72% | 18.32% | 18.05% | 17.88% | 18.79% | 30.3% | 31.99% | 32.29% | 32.77% | 32.7% | 33.01% | 32.35% | 26.33% | 24.56% | 24.49% | 24.87% | 31.6% | 30.31% | 30.44% | 30.28% | 28.88% | 25.43% | 22.21%
DSO | 1 | 9 | 12 | 13 | 2025 | Winter | P, [MW] | Expected | - | 5.1157 | 4.0056 | 3.7813 | 3.7506 | 3.7151 | 3.9064 | 6.3138 | 6.6626 | 6.7239 | 6.8199 | 6.8022 | 6.8734 | 6.7377 | 5.4124 | 5.0298 | 5.0254 | 5.1175 | 6.5865 | 6.318 | 6.3399 | 6.3044 | 6.007 | 5.2741 | 4.5716
DSO | 1 | 9 | 12 | 13 | 2025 | Winter | P, [%] | Expected | - | 21.94% | 17.18% | 16.22% | 16.09% | 15.94% | 16.76% | 27.08% | 28.58% | 28.84% | 29.26% | 29.18% | 29.48% | 28.9% | 23.22% | 21.58% | 21.56% | 21.95% | 28.25% | 27.1% | 27.2% | 27.04% | 25.77% | 22.62% | 19.61%
DSO | 1 | 9 | 13 | 12 | 2025 | Winter | P, [MW] | Expected | - | -5.1156 | -4.0056 | -3.7813 | -3.7506 | -3.715 | -3.9064 | -6.3137 | -6.6624 | -6.7237 | -6.8197 | -6.802 | -6.8732 | -6.7375 | -5.4123 | -5.0297 | -5.0253 | -5.1174 | -6.5863 | -6.3179 | -6.3398 | -6.3043 | -6.0068 | -5.274 | -4.5715
DSO | 1 | 9 | 13 | 12 | 2025 | Winter | Expected |  | - | 21.94% | 17.18% | 16.22% | 16.09% | 15.94% | 16.76% | 27.08% | 28.58% | 28.84% | 29.25% | 29.18% | 29.48% | 28.9% | 23.22% | 21.58% | 21.56% | 21.95% | 28.25% | 27.1% | 27.2% | 27.04% | 25.77% | 22.62% | 19.61%
DSO | 1 | 9 | 12 | 13 | 2025 | Winter | Q, [MVAr] | Expected | - | -0.29737 | -0.83452 | -0.574 | -0.33834 | -0.32508 | -0.28575 | 0.070416 | 0.1746 | 0.2245 | 0.30299 | -0.38315 | 0.28416 | 0.24319 | -0.53724 | -0.67928 | -0.64568 | -0.58842 | -0.33002 | -0.34119 | -0.30421 | -0.39481 | -0.46491 | -0.58599 | -0.67766
DSO | 1 | 9 | 12 | 13 | 2025 | Winter | Q, [%] | Expected | - | 1.276% | 3.58% | 2.462% | 1.451% | 1.395% | 1.226% | 0.3021% | 0.749% | 0.963% | 1.3% | 1.644% | 1.219% | 1.043% | 2.305% | 2.914% | 2.77% | 2.524% | 1.416% | 1.464% | 1.305% | 1.694% | 1.994% | 2.514% | 2.907%
DSO | 1 | 9 | 13 | 12 | 2025 | Winter | Q, [MVAr] | Expected | - | 0.29559 | 0.83269 | 0.57217 | 0.33651 | 0.32325 | 0.28391 | -0.072132 | -0.17629 | -0.22616 | -0.3046 | 0.38158 | -0.28573 | -0.24477 | 0.53561 | 0.67765 | 0.64405 | 0.5868 | 0.32843 | 0.33958 | 0.30262 | 0.39322 | 0.46332 | 0.58436 | 0.67589
DSO | 1 | 9 | 13 | 12 | 2025 | Winter | Q, [%] | Expected | - | 0.01268 | 0.03572 | 0.024544 | 0.014435 | 0.013866 | 0.012179 | 0.0030942 | 0.0075624 | 0.0097017 | 0.013066 | 0.016368 | 0.012257 | 0.0105 | 0.022976 | 0.029069 | 0.027628 | 0.025172 | 0.014088 | 0.014567 | 0.012981 | 0.016868 | 0.019875 | 0.025067 | 0.028994
DSO | 1 | 9 | 12 | 13 | 2025 | Winter | S, [MVA] | Expected | - | 5.1326 | 4.119 | 3.8278 | 3.7714 | 3.7356 | 3.926 | 6.3304 | 6.6833 | 6.7453 | 6.8474 | 6.8324 | 6.8974 | 6.7591 | 5.5006 | 5.13 | 5.1162 | 5.1949 | 6.6022 | 6.3318 | 6.3594 | 6.3259 | 6.0338 | 5.3137 | 4.6398
DSO | 1 | 9 | 12 | 13 | 2025 | Winter | S, [%] | Expected | - | 22.02% | 17.67% | 16.42% | 16.18% | 16.02% | 16.84% | 27.16% | 28.67% | 28.94% | 29.37% | 29.31% | 29.59% | 28.99% | 23.6% | 22.01% | 21.95% | 22.28% | 28.32% | 27.16% | 27.28% | 27.14% | 25.88% | 22.79% | 19.9%
DSO | 1 | 9 | 13 | 12 | 2025 | Winter | S, [MVA] | Expected | - | 5.1324 | 4.1185 | 3.8274 | 3.7712 | 3.7355 | 3.9259 | 6.3303 | 6.6831 | 6.7452 | 6.8473 | 6.8322 | 6.8973 | 6.759 | 5.5002 | 5.1296 | 5.1159 | 5.1946 | 6.602 | 6.3316 | 6.3592 | 6.3257 | 6.0335 | 5.3134 | 4.6394
DSO | 1 | 9 | 13 | 12 | 2025 | Winter | S, [%] | Expected | - | 22.02% | 17.67% | 16.42% | 16.18% | 16.02% | 16.84% | 27.15% | 28.67% | 28.93% | 29.37% | 29.31% | 29.59% | 28.99% | 23.59% | 22% | 21.95% | 22.28% | 28.32% | 27.16% | 27.28% | 27.14% | 25.88% | 22.79% | 19.9%
DSO | 1 | 10 | 13 | 8 | 2025 | Winter | P, [MW] | Expected | - | -0.00056765 | -0.00056921 | -0.00056893 | -0.00056881 | -0.00056839 | -0.00056791 | -0.00056602 | -0.00056358 | -0.00056636 | -0.00056469 | -0.00056586 | -0.00056591 | -0.00056734 | -0.00056666 | -0.00056694 | -0.00056672 | -0.00056627 | -0.00056643 | -0.00056696 | -0.00056783 | -0.0005674 | -0.00056763 | -0.00056703 | -0.00057008
DSO | 1 | 10 | 13 | 8 | 2025 | Winter | P, [%] | Expected | - | 0.002435% | 0.002442% | 0.002441% | 0.00244% | 0.002438% | 0.002436% | 0.002428% | 0.002418% | 0.002429% | 0.002422% | 0.002427% | 0.002428% | 0.002434% | 0.002431% | 0.002432% | 0.002431% | 0.002429% | 0.00243% | 0.002432% | 0.002436% | 0.002434% | 0.002435% | 0.002432% | 0.002445%
DSO | 1 | 10 | 8 | 13 | 2025 | Winter | P, [MW] | Expected | - | 0.00056765 | 0.00056921 | 0.00056893 | 0.00056881 | 0.00056839 | 0.00056791 | 0.00056602 | 0.00056358 | 0.00056636 | 0.00056469 | 0.00056586 | 0.00056591 | 0.00056734 | 0.00056666 | 0.00056694 | 0.00056672 | 0.00056627 | 0.00056643 | 0.00056697 | 0.00056783 | 0.0005674 | 0.00056763 | 0.00056703 | 0.00057009
DSO | 1 | 10 | 8 | 13 | 2025 | Winter | Expected |  | - | 0.002435% | 0.002442% | 0.002441% | 0.00244% | 0.002438% | 0.002436% | 0.002428% | 0.002418% | 0.002429% | 0.002422% | 0.002427% | 0.002428% | 0.002434% | 0.002431% | 0.002432% | 0.002431% | 0.002429% | 0.00243% | 0.002432% | 0.002436% | 0.002434% | 0.002435% | 0.002432% | 0.002445%
DSO | 1 | 10 | 13 | 8 | 2025 | Winter | Q, [MVAr] | Expected | - | -0.0019741 | -0.0020073 | -0.0020119 | -0.0020095 | -0.00201 | -0.00202 | -0.0019483 | -0.001934 | -0.0019151 | -0.0018565 | -0.0018327 | -0.0018267 | -0.0018226 | -0.0018346 | -0.0018307 | -0.0018261 | -0.0018275 | -0.0018416 | -0.0018497 | -0.0018291 | -0.0018298 | -0.0018199 | -0.0018333 | -0.0019612
DSO | 1 | 10 | 13 | 8 | 2025 | Winter | Q, [%] | Expected | - | 0.008468% | 0.008611% | 0.008631% | 0.00862% | 0.008622% | 0.008665% | 0.008358% | 0.008296% | 0.008215% | 0.007964% | 0.007862% | 0.007836% | 0.007818% | 0.00787% | 0.007853% | 0.007834% | 0.007839% | 0.0079% | 0.007935% | 0.007846% | 0.007849% | 0.007807% | 0.007864% | 0.008413%
DSO | 1 | 10 | 8 | 13 | 2025 | Winter | Q, [MVAr] | Expected | - | 5.8963e-05 | 6.3459e-05 | 6.017e-05 | 5.7779e-05 | 5.7972e-05 | 5.9891e-05 | 6.0638e-05 | 6.1351e-05 | 6.0376e-05 | 5.9871e-05 | 6.2655e-05 | 5.925e-05 | 5.8081e-05 | 6.2417e-05 | 6.2637e-05 | 6.1739e-05 | 6.1312e-05 | 6.1908e-05 | 6.0852e-05 | 5.4941e-05 | 5.8683e-05 | 5.78e-05 | 6.0446e-05 | 6.0692e-05
DSO | 1 | 10 | 8 | 13 | 2025 | Winter | Q, [%] | Expected | - | 2.5293e-06 | 2.7222e-06 | 2.5811e-06 | 2.4785e-06 | 2.4868e-06 | 2.5691e-06 | 2.6012e-06 | 2.6318e-06 | 2.5899e-06 | 2.5683e-06 | 2.6877e-06 | 2.5416e-06 | 2.4915e-06 | 2.6775e-06 | 2.6869e-06 | 2.6484e-06 | 2.6301e-06 | 2.6556e-06 | 2.6103e-06 | 2.3568e-06 | 2.5173e-06 | 2.4794e-06 | 2.5929e-06 | 2.6035e-06
DSO | 1 | 10 | 13 | 8 | 2025 | Winter | S, [MVA] | Expected | - | 0.0066108 | 0.0066503 | 0.0066619 | 0.0066575 | 0.0066565 | 0.0066546 | 0.0065758 | 0.0065588 | 0.0065413 | 0.0064909 | 0.0064702 | 0.0064619 | 0.0064617 | 0.0064751 | 0.006477 | 0.0064749 | 0.0064738 | 0.0064665 | 0.0064579 | 0.0064588 | 0.0064619 | 0.0064643 | 0.0064803 | 0.0065945
DSO | 1 | 10 | 13 | 8 | 2025 | Winter | S, [%] | Expected | - | 0.02836% | 0.02853% | 0.02858% | 0.02856% | 0.02855% | 0.02855% | 0.02821% | 0.02814% | 0.02806% | 0.02784% | 0.02776% | 0.02772% | 0.02772% | 0.02778% | 0.02778% | 0.02778% | 0.02777% | 0.02774% | 0.0277% | 0.02771% | 0.02772% | 0.02773% | 0.0278% | 0.02829%
DSO | 1 | 10 | 8 | 13 | 2025 | Winter | S, [MVA] | Expected | - | 0.0061539 | 0.0061569 | 0.0061558 | 0.0061551 | 0.0061546 | 0.0061543 | 0.0061521 | 0.0061496 | 0.0061523 | 0.0061503 | 0.0061538 | 0.0061515 | 0.0061528 | 0.006155 | 0.0061552 | 0.0061549 | 0.0061543 | 0.0061539 | 0.0061543 | 0.0061548 | 0.0061547 | 0.0061549 | 0.0061546 | 0.0061576
DSO | 1 | 10 | 8 | 13 | 2025 | Winter | S, [%] | Expected | - | 0.0264% | 0.02641% | 0.02641% | 0.0264% | 0.0264% | 0.0264% | 0.02639% | 0.02638% | 0.02639% | 0.02638% | 0.0264% | 0.02639% | 0.02639% | 0.0264% | 0.0264% | 0.0264% | 0.0264% | 0.0264% | 0.0264% | 0.0264% | 0.0264% | 0.0264% | 0.0264% | 0.02641%
DSO | 1 | 11 | 15 | 16 | 2025 | Winter | P, [MW] | Expected | - | 4.2002 | 3.7765 | 3.5235 | 3.4817 | 3.4308 | 3.6738 | 4.5052 | 4.6237 | 5.0171 | 4.922 | 6.7298 | 6.7383 | 6.664 | 6.4822 | 6.2924 | 6.1811 | 6.3751 | 7.2532 | 7.2197 | 6.861 | 6.7264 | 6.3558 | 5.8148 | 4.7758
DSO | 1 | 11 | 15 | 16 | 2025 | Winter | P, [%] | Expected | - | 20.11% | 18.08% | 16.87% | 16.67% | 16.42% | 17.59% | 21.57% | 22.13% | 24.02% | 23.56% | 32.22% | 32.26% | 31.9% | 31.03% | 30.12% | 29.59% | 30.52% | 34.72% | 34.56% | 32.84% | 32.2% | 30.43% | 27.84% | 22.86%
DSO | 1 | 11 | 16 | 15 | 2025 | Winter | P, [MW] | Expected | - | -4.1674 | -3.7481 | -3.497 | -3.4553 | -3.4049 | -3.6456 | -4.4681 | -4.5844 | -4.9727 | -4.8771 | -6.6511 | -6.6598 | -6.5867 | -6.409 | -6.2232 | -6.1144 | -6.3045 | -7.1622 | -7.1316 | -6.7804 | -6.6485 | -6.286 | -5.7566 | -4.7371
DSO | 1 | 11 | 16 | 15 | 2025 | Winter | Expected |  | - | 19.95% | 17.94% | 16.74% | 16.54% | 16.3% | 17.45% | 21.39% | 21.95% | 23.8% | 23.35% | 31.84% | 31.88% | 31.53% | 30.68% | 29.79% | 29.27% | 30.18% | 34.29% | 34.14% | 32.46% | 31.83% | 30.09% | 27.56% | 22.68%
DSO | 1 | 11 | 15 | 16 | 2025 | Winter | Q, [MVAr] | Expected | - | -1.4096 | -1.5216 | -1.5511 | -1.5584 | -1.5701 | -1.4992 | -1.3662 | -1.3691 | -1.2798 | -1.2371 | -0.34067 | -0.39346 | -0.43929 | -0.49781 | -0.57881 | -0.63198 | -0.53843 | -0.20884 | -0.32716 | -0.3944 | -0.49491 | -0.56734 | -1.0533 | -1.2351
DSO | 1 | 11 | 15 | 16 | 2025 | Winter | Q, [%] | Expected | - | 6.748% | 7.284% | 7.425% | 7.46% | 7.516% | 7.177% | 6.54% | 6.554% | 6.126% | 5.922% | 1.631% | 1.883% | 2.103% | 2.383% | 2.771% | 3.025% | 2.577% | 0.9997% | 1.566% | 1.888% | 2.369% | 2.716% | 5.042% | 5.912%
DSO | 1 | 11 | 16 | 15 | 2025 | Winter | Q, [MVAr] | Expected | - | 1.4251 | 1.5306 | 1.5573 | 1.5645 | 1.5756 | 1.5076 | 1.3878 | 1.3941 | 1.3122 | 1.2709 | 0.42203 | 0.4744 | 0.51879 | 0.57168 | 0.64722 | 0.69685 | 0.60878 | 0.3071 | 0.42133 | 0.47831 | 0.57518 | 0.63655 | 1.1062 | 1.2591
DSO | 1 | 11 | 16 | 15 | 2025 | Winter | Q, [%] | Expected | - | 0.068222 | 0.073271 | 0.074547 | 0.074895 | 0.075423 | 0.07217 | 0.066436 | 0.066734 | 0.062814 | 0.060841 | 0.020203 | 0.02271 | 0.024835 | 0.027367 | 0.030983 | 0.033358 | 0.029142 | 0.014701 | 0.020169 | 0.022897 | 0.027534 | 0.030472 | 0.052955 | 0.060275
DSO | 1 | 11 | 15 | 16 | 2025 | Winter | S, [MVA] | Expected | - | 4.5013 | 4.1677 | 3.9997 | 3.9924 | 3.9597 | 4.1323 | 4.7867 | 4.9168 | 5.2369 | 5.1668 | 6.7822 | 6.7879 | 6.7159 | 6.5332 | 6.3472 | 6.2362 | 6.4205 | 7.2871 | 7.2483 | 6.8921 | 6.7649 | 6.4 | 5.9098 | 4.9546
DSO | 1 | 11 | 15 | 16 | 2025 | Winter | S, [%] | Expected | - | 21.55% | 19.95% | 19.15% | 19.11% | 18.95% | 19.78% | 22.91% | 23.54% | 25.07% | 24.73% | 32.47% | 32.49% | 32.15% | 31.27% | 30.38% | 29.85% | 30.74% | 34.88% | 34.7% | 32.99% | 32.38% | 30.64% | 28.29% | 23.72%
DSO | 1 | 11 | 16 | 15 | 2025 | Winter | S, [MVA] | Expected | - | 4.472 | 4.1409 | 3.9731 | 3.9654 | 3.933 | 4.1041 | 4.7546 | 4.883 | 5.1996 | 5.1286 | 6.7057 | 6.7126 | 6.6419 | 6.4641 | 6.2829 | 6.1752 | 6.3548 | 7.1971 | 7.1635 | 6.8154 | 6.6919 | 6.3356 | 5.8624 | 4.9221
DSO | 1 | 11 | 16 | 15 | 2025 | Winter | S, [%] | Expected | - | 21.41% | 19.82% | 19.02% | 18.98% | 18.83% | 19.65% | 22.76% | 23.37% | 24.89% | 24.55% | 32.1% | 32.13% | 31.8% | 30.94% | 30.08% | 29.56% | 30.42% | 34.45% | 34.29% | 32.63% | 32.03% | 30.33% | 28.06% | 23.56%
DSO | 1 | 13 | 16 | 18 | 2025 | Winter | P, [MW] | Expected | - | 3.6325 | 3.3568 | 3.1241 | 3.1241 | 3.1439 | 3.2487 | 3.7415 | 3.7695 | 4.0267 | 3.9652 | 5.3628 | 5.3915 | 5.4109 | 5.3193 | 5.2088 | 5.1142 | 5.1684 | 5.5535 | 5.5869 | 5.45 | 5.3878 | 5.1527 | 4.8224 | 4.0817
DSO | 1 | 13 | 16 | 18 | 2025 | Winter | P, [%] | Expected | - | 15.58% | 14.4% | 13.4% | 13.4% | 13.49% | 13.94% | 16.05% | 16.17% | 17.27% | 17.01% | 23% | 23.13% | 23.21% | 22.82% | 22.34% | 21.94% | 22.17% | 23.82% | 23.97% | 23.38% | 23.11% | 22.1% | 20.69% | 17.51%
DSO | 1 | 13 | 18 | 16 | 2025 | Winter | P, [MW] | Expected | - | -3.6319 | -3.3563 | -3.1236 | -3.1236 | -3.1434 | -3.2481 | -3.7409 | -3.7688 | -4.026 | -3.9645 | -5.3614 | -5.3901 | -5.4095 | -5.318 | -5.2076 | -5.113 | -5.1672 | -5.552 | -5.5854 | -5.4487 | -5.3865 | -5.1514 | -4.8213 | -4.0809
DSO | 1 | 13 | 18 | 16 | 2025 | Winter | Expected |  | - | 15.58% | 14.4% | 13.4% | 13.4% | 13.48% | 13.93% | 16.05% | 16.17% | 17.27% | 17.01% | 23% | 23.12% | 23.21% | 22.81% | 22.34% | 21.93% | 22.17% | 23.82% | 23.96% | 23.37% | 23.11% | 22.1% | 20.68% | 17.51%
DSO | 1 | 13 | 16 | 18 | 2025 | Winter | Q, [MVAr] | Expected | - | -0.69813 | -0.78091 | -0.80529 | -0.81062 | -0.81796 | -0.7845 | -0.72688 | -0.7552 | -0.68638 | -0.62722 | 0.094757 | 0.084192 | 0.045182 | 0.013921 | -0.051811 | -0.1001 | -0.090892 | 0.017486 | -0.021222 | 0.0087925 | -0.040038 | -0.079774 | -0.43687 | -0.57775
DSO | 1 | 13 | 16 | 18 | 2025 | Winter | Q, [%] | Expected | - | 2.995% | 3.35% | 3.454% | 3.477% | 3.509% | 3.365% | 3.118% | 3.24% | 2.944% | 2.691% | 0.4065% | 0.3612% | 0.1938% | 0.05972% | 0.2223% | 0.4294% | 0.3899% | 0.07501% | 0.09104% | 0.03772% | 0.1718% | 0.3422% | 1.874% | 2.478%
DSO | 1 | 13 | 18 | 16 | 2025 | Winter | Q, [MVAr] | Expected | - | 0.67699 | 0.75947 | 0.7837 | 0.78901 | 0.79635 | 0.76284 | 0.70601 | 0.73449 | 0.66595 | 0.60743 | -0.11348 | -0.10294 | -0.063899 | -0.032634 | 0.033112 | 0.08139 | 0.072194 | -0.036192 | 0.0024061 | -0.027528 | 0.021301 | 0.061042 | 0.41784 | 0.557
DSO | 1 | 13 | 18 | 16 | 2025 | Winter | Q, [%] | Expected | - | 0.029041 | 0.032579 | 0.033618 | 0.033846 | 0.034161 | 0.032723 | 0.030286 | 0.031507 | 0.028567 | 0.026057 | 0.0048678 | 0.0044159 | 0.0027411 | 0.0013999 | 0.0014204 | 0.0034914 | 0.0030969 | 0.0015525 | 0.00010321 | 0.0011809 | 0.00091375 | 0.0026185 | 0.017924 | 0.023894
DSO | 1 | 13 | 16 | 18 | 2025 | Winter | S, [MVA] | Expected | - | 3.7303 | 3.4913 | 3.2994 | 3.3154 | 3.3503 | 3.4368 | 3.863 | 3.9087 | 4.1199 | 4.057 | 5.3936 | 5.4192 | 5.4369 | 5.3404 | 5.2267 | 5.1292 | 5.1825 | 5.5725 | 5.6011 | 5.4627 | 5.4004 | 5.1648 | 4.8427 | 4.1347
DSO | 1 | 13 | 16 | 18 | 2025 | Winter | S, [%] | Expected | - | 16% | 14.98% | 14.15% | 14.22% | 14.37% | 14.74% | 16.57% | 16.77% | 17.67% | 17.4% | 23.14% | 23.25% | 23.32% | 22.91% | 22.42% | 22% | 22.23% | 23.9% | 24.03% | 23.43% | 23.17% | 22.16% | 20.77% | 17.74%
DSO | 1 | 13 | 18 | 16 | 2025 | Winter | S, [MVA] | Expected | - | 3.725 | 3.4849 | 3.292 | 3.3078 | 3.3425 | 3.4293 | 3.8575 | 3.903 | 4.1152 | 4.0527 | 5.3921 | 5.4177 | 5.4352 | 5.3388 | 5.225 | 5.1275 | 5.1808 | 5.5708 | 5.5994 | 5.4611 | 5.3987 | 5.1631 | 4.84 | 4.1309
DSO | 1 | 13 | 18 | 16 | 2025 | Winter | S, [%] | Expected | - | 15.98% | 14.95% | 14.12% | 14.19% | 14.34% | 14.71% | 16.55% | 16.74% | 17.65% | 17.38% | 23.13% | 23.24% | 23.32% | 22.9% | 22.41% | 22% | 22.22% | 23.9% | 24.02% | 23.43% | 23.16% | 22.15% | 20.76% | 17.72%
DSO | 1 | 14 | 18 | 19 | 2025 | Winter | P, [MW] | Expected | - | 3.6324 | 3.3568 | 3.1242 | 3.1242 | 3.144 | 3.2487 | 3.7414 | 3.7694 | 4.0265 | 3.9651 | 5.362 | 5.3907 | 5.4101 | 5.3185 | 5.2082 | 5.1135 | 5.1677 | 5.5526 | 5.586 | 5.4492 | 5.387 | 5.152 | 4.8219 | 4.0815
DSO | 1 | 14 | 18 | 19 | 2025 | Winter | P, [%] | Expected | - | 17.39% | 16.07% | 14.96% | 14.96% | 15.05% | 15.55% | 17.91% | 18.04% | 19.28% | 18.98% | 25.67% | 25.81% | 25.9% | 25.46% | 24.93% | 24.48% | 24.74% | 26.58% | 26.74% | 26.09% | 25.79% | 24.66% | 23.08% | 19.54%
DSO | 1 | 14 | 19 | 18 | 2025 | Winter | P, [MW] | Expected | - | -3.6037 | -3.3313 | -3.101 | -3.1005 | -3.1196 | -3.2232 | -3.71 | -3.737 | -3.9912 | -3.9298 | -5.2961 | -5.3241 | -5.3435 | -5.2548 | -5.1475 | -5.0554 | -5.1083 | -5.4834 | -5.5173 | -5.3832 | -5.3225 | -5.093 | -4.7717 | -4.0467
DSO | 1 | 14 | 19 | 18 | 2025 | Winter | Expected |  | - | 17.25% | 15.95% | 14.84% | 14.84% | 14.93% | 15.43% | 17.76% | 17.89% | 19.11% | 18.81% | 25.35% | 25.49% | 25.58% | 25.16% | 24.64% | 24.2% | 24.45% | 26.25% | 26.41% | 25.77% | 25.48% | 24.38% | 22.84% | 19.37%
DSO | 1 | 14 | 18 | 19 | 2025 | Winter | Q, [MVAr] | Expected | - | -0.67693 | -0.75941 | -0.78364 | -0.78895 | -0.7963 | -0.76278 | -0.70595 | -0.73443 | -0.66589 | -0.60737 | 0.11353 | 0.103 | 0.063953 | 0.032688 | -0.033057 | -0.081335 | -0.072139 | 0.036249 | -0.00235 | 0.027578 | -0.021248 | -0.06099 | -0.41778 | -0.55695
DSO | 1 | 14 | 18 | 19 | 2025 | Winter | Q, [%] | Expected | - | 3.24% | 3.635% | 3.751% | 3.777% | 3.812% | 3.651% | 3.379% | 3.516% | 3.188% | 2.907% | 0.5435% | 0.4931% | 0.3061% | 0.1565% | 0.1582% | 0.3894% | 0.3453% | 0.1735% | 0.01125% | 0.132% | 0.1017% | 0.292% | 2% | 2.666%
DSO | 1 | 14 | 19 | 18 | 2025 | Winter | Q, [MVAr] | Expected | - | 0.67895 | 0.7565 | 0.77736 | 0.78322 | 0.79148 | 0.75951 | 0.71211 | 0.7422 | 0.67823 | 0.62064 | -0.056517 | -0.045088 | -0.0059801 | 0.021342 | 0.083033 | 0.12781 | 0.12035 | 0.025324 | 0.062978 | 0.029609 | 0.076386 | 0.10854 | 0.45291 | 0.56795
DSO | 1 | 14 | 19 | 18 | 2025 | Winter | Q, [%] | Expected | - | 0.032502 | 0.036214 | 0.037212 | 0.037493 | 0.037889 | 0.036358 | 0.034089 | 0.035529 | 0.032467 | 0.02971 | 0.0027055 | 0.0021584 | 0.00028627 | 0.0010216 | 0.0039748 | 0.0061184 | 0.0057612 | 0.0012123 | 0.0030148 | 0.0014174 | 0.0036566 | 0.0051959 | 0.021681 | 0.027188
DSO | 1 | 14 | 18 | 19 | 2025 | Winter | S, [MVA] | Expected | - | 3.7252 | 3.485 | 3.292 | 3.3077 | 3.3424 | 3.4293 | 3.8575 | 3.903 | 4.1153 | 4.0528 | 5.3931 | 5.4187 | 5.4362 | 5.3398 | 5.2259 | 5.1284 | 5.1817 | 5.5718 | 5.6003 | 5.462 | 5.3996 | 5.1639 | 4.8406 | 4.1312
DSO | 1 | 14 | 18 | 19 | 2025 | Winter | S, [%] | Expected | - | 17.83% | 16.68% | 15.76% | 15.83% | 16% | 16.42% | 18.47% | 18.68% | 19.7% | 19.4% | 25.82% | 25.94% | 26.02% | 25.56% | 25.02% | 24.55% | 24.8% | 26.67% | 26.81% | 26.15% | 25.85% | 24.72% | 23.17% | 19.78%
DSO | 1 | 14 | 19 | 18 | 2025 | Winter | S, [MVA] | Expected | - | 3.695 | 3.4563 | 3.2634 | 3.2782 | 3.3119 | 3.398 | 3.8246 | 3.8692 | 4.0805 | 4.0179 | 5.3235 | 5.3486 | 5.3668 | 5.274 | 5.1642 | 5.0699 | 5.1219 | 5.5005 | 5.5306 | 5.3945 | 5.3341 | 5.1045 | 4.7938 | 4.0972
DSO | 1 | 14 | 19 | 18 | 2025 | Winter | S, [%] | Expected | - | 17.69% | 16.55% | 15.62% | 15.69% | 15.85% | 16.27% | 18.31% | 18.52% | 19.53% | 19.23% | 25.48% | 25.6% | 25.69% | 25.25% | 24.72% | 24.27% | 24.52% | 26.33% | 26.47% | 25.82% | 25.53% | 24.44% | 22.95% | 19.61%
DSO | 1 | 15 | 21 | 10 | 2025 | Winter | P, [MW] | Expected | - | -5.1456 | -4.7338 | -4.5492 | -4.6071 | -4.6188 | -5.0031 | -6.0379 | -6.6111 | -6.5262 | -6.9982 | -5.7674 | -6.0287 | -5.6645 | -5.8517 | -6.3143 | -6.3216 | -5.3763 | -5.7554 | -5.7401 | -5.4969 | -5.363 | -5.0251 | -5.0595 | -4.9633
DSO | 1 | 15 | 21 | 10 | 2025 | Winter | P, [%] | Expected | - | 20.23% | 18.61% | 17.89% | 18.12% | 18.16% | 19.67% | 23.74% | 26% | 25.66% | 27.52% | 22.68% | 23.71% | 22.27% | 23.01% | 24.83% | 24.86% | 21.14% | 22.63% | 22.57% | 21.61% | 21.09% | 19.76% | 19.9% | 19.52%
DSO | 1 | 15 | 10 | 21 | 2025 | Winter | P, [MW] | Expected | - | 5.1573 | 4.7437 | 4.5583 | 4.6163 | 4.6281 | 5.014 | 6.0541 | 6.6306 | 6.5455 | 7.0211 | 5.7836 | 6.0463 | 5.6799 | 5.8681 | 6.3338 | 6.3411 | 5.3901 | 5.7711 | 5.7555 | 5.5111 | 5.3767 | 5.0372 | 5.0717 | 4.9743
DSO | 1 | 15 | 10 | 21 | 2025 | Winter | Expected |  | - | 20.28% | 18.65% | 17.92% | 18.15% | 18.2% | 19.72% | 23.81% | 26.07% | 25.74% | 27.61% | 22.74% | 23.78% | 22.33% | 23.07% | 24.91% | 24.93% | 21.2% | 22.69% | 22.63% | 21.67% | 21.14% | 19.81% | 19.94% | 19.56%
DSO | 1 | 15 | 21 | 10 | 2025 | Winter | Q, [MVAr] | Expected | - | -0.047965 | 0.073381 | 0.032255 | -0.056537 | -0.02512 | -0.013824 | -0.058487 | -0.18697 | 0.11139 | 0.038056 | 0.07958 | 0.039219 | -0.0043876 | 0.03824 | 0.23347 | -0.21245 | 0.090676 | -0.02913 | -0.04608 | -0.27828 | 0.069196 | -0.19472 | -0.045207 | -0.062394
DSO | 1 | 15 | 21 | 10 | 2025 | Winter | Q, [%] | Expected | - | 0.1886% | 0.2885% | 0.1268% | 0.2223% | 0.09878% | 0.05436% | 0.23% | 0.7352% | 0.438% | 0.1496% | 0.3129% | 0.1542% | 0.01725% | 0.1504% | 0.918% | 0.8354% | 0.3566% | 0.1145% | 0.1812% | 1.094% | 0.2721% | 0.7657% | 0.1778% | 0.2453%
DSO | 1 | 15 | 10 | 21 | 2025 | Winter | Q, [MVAr] | Expected | - | -0.45496 | -0.58285 | -0.54477 | -0.4562 | -0.48763 | -0.49999 | -0.43563 | -0.30081 | -0.59494 | -0.50323 | -0.54249 | -0.50165 | -0.4589 | -0.49901 | -0.6895 | -0.24262 | -0.55164 | -0.43653 | -0.42176 | -0.18682 | -0.53386 | -0.26838 | -0.4193 | -0.43569
DSO | 1 | 15 | 10 | 21 | 2025 | Winter | Q, [%] | Expected | - | 0.01789 | 0.022919 | 0.021421 | 0.017939 | 0.019175 | 0.019661 | 0.01713 | 0.011829 | 0.023394 | 0.019788 | 0.021332 | 0.019726 | 0.018045 | 0.019622 | 0.027113 | 0.0095404 | 0.021692 | 0.017165 | 0.016585 | 0.007346 | 0.020993 | 0.010553 | 0.016488 | 0.017132
DSO | 1 | 15 | 21 | 10 | 2025 | Winter | S, [MVA] | Expected | - | 5.1539 | 4.7495 | 4.5583 | 4.6143 | 4.6265 | 5.0131 | 6.0467 | 6.6224 | 6.5323 | 7.006 | 5.7833 | 6.0503 | 5.6826 | 5.8596 | 6.3233 | 6.3283 | 5.3805 | 5.7576 | 5.7422 | 5.5065 | 5.3658 | 5.0376 | 5.0672 | 4.9714
DSO | 1 | 15 | 21 | 10 | 2025 | Winter | S, [%] | Expected | - | 20.27% | 18.68% | 17.92% | 18.14% | 18.19% | 19.71% | 23.78% | 26.04% | 25.69% | 27.55% | 22.74% | 23.79% | 22.35% | 23.04% | 24.86% | 24.88% | 21.16% | 22.64% | 22.58% | 21.65% | 21.1% | 19.81% | 19.93% | 19.55%
DSO | 1 | 15 | 10 | 21 | 2025 | Winter | S, [MVA] | Expected | - | 5.1834 | 4.7946 | 4.6003 | 4.6467 | 4.6625 | 5.0497 | 6.0781 | 6.6471 | 6.5764 | 7.0451 | 5.8305 | 6.0943 | 5.721 | 5.8992 | 6.3736 | 6.3511 | 5.4231 | 5.7908 | 5.7733 | 5.5164 | 5.4066 | 5.0513 | 5.0953 | 4.999
DSO | 1 | 15 | 10 | 21 | 2025 | Winter | S, [%] | Expected | - | 20.38% | 18.85% | 18.09% | 18.27% | 18.33% | 19.86% | 23.9% | 26.14% | 25.86% | 27.7% | 22.93% | 23.96% | 22.5% | 23.2% | 25.06% | 24.97% | 21.32% | 22.77% | 22.7% | 21.69% | 21.26% | 19.86% | 20.04% | 19.66%
DSO | 1 | 16 | 23 | 27 | 2025 | Winter | P, [MW] | Expected | - | 3.613 | 3.4429 | 3.3393 | 3.3837 | 3.3832 | 3.5659 | 4.0812 | 4.3481 | 4.3273 | 4.2243 | 3.3587 | 3.4851 | 3.4164 | 3.4095 | 4.1745 | 4.15 | 3.2753 | 3.5673 | 3.564 | 3.3877 | 3.375 | 3.2169 | 3.3881 | 3.4021
DSO | 1 | 16 | 23 | 27 | 2025 | Winter | P, [%] | Expected | - | 10.47% | 9.975% | 9.675% | 9.804% | 9.803% | 10.33% | 11.82% | 12.6% | 12.54% | 12.24% | 9.732% | 10.1% | 9.899% | 9.879% | 12.1% | 12.02% | 9.49% | 10.34% | 10.33% | 9.816% | 9.779% | 9.321% | 9.817% | 9.857%
DSO | 1 | 16 | 27 | 23 | 2025 | Winter | P, [MW] | Expected | - | -3.6108 | -3.441 | -3.3375 | -3.3819 | -3.3814 | -3.5639 | -4.0784 | -4.3449 | -4.3242 | -4.2213 | -3.3566 | -3.4829 | -3.4143 | -3.4074 | -4.1713 | -4.1468 | -3.2734 | -3.565 | -3.5618 | -3.3857 | -3.3731 | -3.2151 | -3.3861 | -3.4002
DSO | 1 | 16 | 27 | 23 | 2025 | Winter | Expected |  | - | 10.46% | 9.97% | 9.67% | 9.799% | 9.797% | 10.33% | 11.82% | 12.59% | 12.53% | 12.23% | 9.726% | 10.09% | 9.893% | 9.873% | 12.09% | 12.02% | 9.484% | 10.33% | 10.32% | 9.81% | 9.773% | 9.315% | 9.811% | 9.852%
DSO | 1 | 16 | 23 | 27 | 2025 | Winter | Q, [MVAr] | Expected | - | 0.58853 | 0.4518 | 0.4496 | 0.5255 | 0.51117 | 0.55991 | 0.71469 | 0.87309 | 0.45663 | 0.53786 | 0.36443 | 0.45861 | 0.46429 | 0.40545 | 0.44562 | 0.86021 | 0.38615 | 0.53316 | 0.5554 | 0.67801 | 0.43213 | 0.66611 | 0.56309 | 0.52407
DSO | 1 | 16 | 23 | 27 | 2025 | Winter | Q, [%] | Expected | - | 1.705% | 1.309% | 1.303% | 1.523% | 1.481% | 1.622% | 2.071% | 2.53% | 1.323% | 1.558% | 1.056% | 1.329% | 1.345% | 1.175% | 1.291% | 2.492% | 1.119% | 1.545% | 1.609% | 1.964% | 1.252% | 1.93% | 1.632% | 1.518%
DSO | 1 | 16 | 27 | 23 | 2025 | Winter | Q, [MVAr] | Expected | - | -0.77358 | -0.63896 | -0.63777 | -0.71374 | -0.69944 | -0.74881 | -0.89713 | -1.0537 | -0.6357 | -0.71143 | -0.53629 | -0.63055 | -0.63605 | -0.57654 | -0.61465 | -1.0288 | -0.55677 | -0.70568 | -0.72867 | -0.85012 | -0.60396 | -0.83702 | -0.73434 | -0.70739
DSO | 1 | 16 | 27 | 23 | 2025 | Winter | Q, [%] | Expected | - | 0.022414 | 0.018513 | 0.018479 | 0.02068 | 0.020266 | 0.021696 | 0.025994 | 0.03053 | 0.018419 | 0.020613 | 0.015539 | 0.01827 | 0.018429 | 0.016705 | 0.017809 | 0.029809 | 0.016132 | 0.020446 | 0.021113 | 0.024631 | 0.017499 | 0.024252 | 0.021277 | 0.020496
DSO | 1 | 16 | 23 | 27 | 2025 | Winter | S, [MVA] | Expected | - | 3.6656 | 3.4806 | 3.3743 | 3.4289 | 3.427 | 3.6173 | 4.151 | 4.4444 | 4.3617 | 4.2714 | 3.4093 | 3.5408 | 3.4669 | 3.4527 | 4.2028 | 4.2446 | 3.3046 | 3.6091 | 3.6083 | 3.4563 | 3.4052 | 3.299 | 3.4405 | 3.4452
DSO | 1 | 16 | 23 | 27 | 2025 | Winter | S, [%] | Expected | - | 10.62% | 10.08% | 9.777% | 9.935% | 9.929% | 10.48% | 12.03% | 12.88% | 12.64% | 12.38% | 9.878% | 10.26% | 10.05% | 10% | 12.18% | 12.3% | 9.575% | 10.46% | 10.45% | 10.01% | 9.866% | 9.558% | 9.969% | 9.982%
DSO | 1 | 16 | 27 | 23 | 2025 | Winter | S, [MVA] | Expected | - | 3.6984 | 3.5078 | 3.4026 | 3.4607 | 3.4579 | 3.6489 | 4.1833 | 4.4794 | 4.3825 | 4.2945 | 3.4244 | 3.5607 | 3.4894 | 3.4714 | 4.2226 | 4.2773 | 3.3253 | 3.6358 | 3.6367 | 3.4924 | 3.4287 | 3.337 | 3.4711 | 3.4765
DSO | 1 | 16 | 27 | 23 | 2025 | Winter | S, [%] | Expected | - | 10.72% | 10.16% | 9.859% | 10.03% | 10.02% | 10.57% | 12.12% | 12.98% | 12.7% | 12.44% | 9.922% | 10.32% | 10.11% | 10.06% | 12.23% | 12.39% | 9.635% | 10.53% | 10.54% | 10.12% | 9.934% | 9.669% | 10.06% | 10.07%
DSO | 1 | 17 | 25 | 23 | 2025 | Winter | P, [MW] | Expected | - | -1.192 | -1.0561 | -0.97588 | -0.9448 | -0.93069 | -1.0161 | -1.1034 | -1.1488 | -1.3576 | -2.36 | -2.6857 | -2.7 | -1.9825 | -2.1373 | -1.2143 | -1.1951 | -1.892 | -1.8374 | -1.8583 | -1.8457 | -1.8029 | -1.7299 | -1.5012 | -1.4162
DSO | 1 | 17 | 25 | 23 | 2025 | Winter | P, [%] | Expected | - | 3.454% | 3.06% | 2.828% | 2.737% | 2.697% | 2.944% | 3.197% | 3.329% | 3.934% | 6.838% | 7.782% | 7.823% | 5.744% | 6.193% | 3.518% | 3.463% | 5.482% | 5.324% | 5.384% | 5.348% | 5.224% | 5.012% | 4.35% | 4.103%
DSO | 1 | 17 | 23 | 25 | 2025 | Winter | P, [MW] | Expected | - | 1.1924 | 1.0565 | 0.9762 | 0.94513 | 0.93102 | 1.0165 | 1.1038 | 1.1493 | 1.358 | 2.3613 | 2.6875 | 2.7017 | 1.9834 | 2.1384 | 1.2147 | 1.1956 | 1.8928 | 1.8381 | 1.859 | 1.8464 | 1.8036 | 1.7307 | 1.5017 | 1.4167
DSO | 1 | 17 | 23 | 25 | 2025 | Winter | Expected |  | - | 3.455% | 3.061% | 2.828% | 2.738% | 2.698% | 2.945% | 3.198% | 3.33% | 3.935% | 6.842% | 7.787% | 7.828% | 5.747% | 6.196% | 3.52% | 3.464% | 5.484% | 5.326% | 5.386% | 5.35% | 5.226% | 5.014% | 4.351% | 4.105%
DSO | 1 | 17 | 25 | 23 | 2025 | Winter | Q, [MVAr] | Expected | - | 0.72949 | 0.72298 | 0.70278 | 0.74643 | 0.74502 | 0.82665 | 0.66569 | 0.66595 | 0.25124 | -0.0074971 | -0.11453 | 0.060294 | 0.23309 | 0.10687 | 0.4795 | 0.60469 | 0.19021 | 0.27528 | 0.30514 | 0.36239 | 0.27481 | 0.57074 | 0.61471 | 0.50725
DSO | 1 | 17 | 25 | 23 | 2025 | Winter | Q, [%] | Expected | - | 2.114% | 2.095% | 2.036% | 2.163% | 2.159% | 2.395% | 1.929% | 1.93% | 0.728% | 0.02172% | 0.3318% | 0.1747% | 0.6754% | 0.3096% | 1.389% | 1.752% | 0.5511% | 0.7976% | 0.8841% | 1.05% | 0.7962% | 1.654% | 1.781% | 1.47%
DSO | 1 | 17 | 23 | 25 | 2025 | Winter | Q, [MVAr] | Expected | - | -0.95522 | -0.95095 | -0.93182 | -0.97566 | -0.97428 | -1.0569 | -0.88928 | -0.88804 | -0.47133 | -0.2047 | -0.093298 | -0.26854 | -0.44208 | -0.31479 | -0.68752 | -0.81229 | -0.39761 | -0.4856 | -0.51632 | -0.57191 | -0.48395 | -0.77859 | -0.82344 | -0.73047
DSO | 1 | 17 | 23 | 25 | 2025 | Winter | Q, [%] | Expected | - | 0.027677 | 0.027553 | 0.026999 | 0.028269 | 0.028229 | 0.030623 | 0.025766 | 0.02573 | 0.013656 | 0.0059311 | 0.0027032 | 0.0077807 | 0.012809 | 0.0091209 | 0.01992 | 0.023536 | 0.01152 | 0.01407 | 0.01496 | 0.016571 | 0.014022 | 0.022559 | 0.023858 | 0.021165
DSO | 1 | 17 | 25 | 23 | 2025 | Winter | S, [MVA] | Expected | - | 1.4331 | 1.2974 | 1.2256 | 1.2438 | 1.2354 | 1.3682 | 1.4273 | 1.4864 | 1.3856 | 2.3918 | 2.7228 | 2.7117 | 2.0045 | 2.1708 | 1.3704 | 1.4593 | 1.9296 | 1.864 | 1.8863 | 1.8818 | 1.8339 | 1.8271 | 1.6343 | 1.5098
DSO | 1 | 17 | 25 | 23 | 2025 | Winter | S, [%] | Expected | - | 4.152% | 3.759% | 3.551% | 3.604% | 3.58% | 3.964% | 4.136% | 4.307% | 4.015% | 6.93% | 7.889% | 7.857% | 5.808% | 6.29% | 3.971% | 4.228% | 5.591% | 5.401% | 5.466% | 5.452% | 5.314% | 5.294% | 4.735% | 4.375%
DSO | 1 | 17 | 23 | 25 | 2025 | Winter | S, [MVA] | Expected | - | 1.5637 | 1.4423 | 1.3762 | 1.3988 | 1.391 | 1.5206 | 1.5545 | 1.6084 | 1.4393 | 2.4123 | 2.7374 | 2.7327 | 2.0433 | 2.2024 | 1.4709 | 1.564 | 1.9704 | 1.9098 | 1.9342 | 1.9345 | 1.8797 | 1.9009 | 1.7228 | 1.5997
DSO | 1 | 17 | 23 | 25 | 2025 | Winter | S, [%] | Expected | - | 4.531% | 4.179% | 3.987% | 4.053% | 4.03% | 4.406% | 4.504% | 4.66% | 4.17% | 6.989% | 7.931% | 7.918% | 5.92% | 6.381% | 4.262% | 4.531% | 5.709% | 5.534% | 5.604% | 5.605% | 5.446% | 5.508% | 4.992% | 4.635%
DSO | 1 | 18 | 25 | 10 | 2025 | Winter | P, [MW] | Expected | - | -3.7481 | -3.377 | -3.2248 | -3.1663 | -3.1578 | -3.4124 | -4.2076 | -4.5754 | -4.7895 | -6.1413 | -6.1404 | -6.2814 | -5.2139 | -5.7383 | -4.6101 | -4.4712 | -5.0659 | -5.0748 | -5.0873 | -4.958 | -4.8576 | -4.4108 | -4.2803 | -4.0611
DSO | 1 | 18 | 25 | 10 | 2025 | Winter | P, [%] | Expected | - | 14.74% | 13.28% | 12.68% | 12.45% | 12.42% | 13.42% | 16.55% | 17.99% | 18.83% | 24.15% | 24.15% | 24.7% | 20.5% | 22.56% | 18.13% | 17.58% | 19.92% | 19.96% | 20% | 19.5% | 19.1% | 17.34% | 16.83% | 15.97%
DSO | 1 | 18 | 10 | 25 | 2025 | Winter | P, [MW] | Expected | - | 3.7534 | 3.3814 | 3.2289 | 3.1702 | 3.1618 | 3.4169 | 4.2141 | 4.5829 | 4.7972 | 6.154 | 6.1535 | 6.2951 | 5.2235 | 5.7499 | 4.618 | 4.4787 | 5.0752 | 5.0839 | 5.0965 | 4.9668 | 4.8661 | 4.4182 | 4.2873 | 4.067
DSO | 1 | 18 | 10 | 25 | 2025 | Winter | Expected |  | - | 14.76% | 13.3% | 12.7% | 12.47% | 12.43% | 13.44% | 16.57% | 18.02% | 18.86% | 24.2% | 24.2% | 24.75% | 20.54% | 22.61% | 18.16% | 17.61% | 19.96% | 19.99% | 20.04% | 19.53% | 19.13% | 17.37% | 16.86% | 15.99%
DSO | 1 | 18 | 25 | 10 | 2025 | Winter | Q, [MVAr] | Expected | - | 1.6118 | 1.6008 | 1.5343 | 1.538 | 1.5471 | 1.6571 | 1.5607 | 1.5537 | 1.0831 | 1.0605 | 1.0802 | 1.269 | 1.2361 | 1.1458 | 1.3716 | 1.4617 | 1.2387 | 1.2865 | 1.3208 | 1.2923 | 1.3078 | 1.5109 | 1.5516 | 1.4063
DSO | 1 | 18 | 25 | 10 | 2025 | Winter | Q, [%] | Expected | - | 6.338% | 6.295% | 6.033% | 6.048% | 6.084% | 6.516% | 6.137% | 6.11% | 4.259% | 4.17% | 4.248% | 4.99% | 4.86% | 4.506% | 5.393% | 5.748% | 4.871% | 5.059% | 5.194% | 5.082% | 5.142% | 5.941% | 6.101% | 5.53%
DSO | 1 | 18 | 10 | 25 | 2025 | Winter | Q, [MVAr] | Expected | - | -1.9657 | -1.9589 | -1.8943 | -1.8984 | -1.9076 | -2.0188 | -1.9103 | -1.9001 | -1.426 | -1.3884 | -1.402 | -1.5906 | -1.5607 | -1.4675 | -1.6954 | -1.7852 | -1.561 | -1.6134 | -1.6491 | -1.6184 | -1.6333 | -1.8354 | -1.8774 | -1.7558
DSO | 1 | 18 | 10 | 25 | 2025 | Winter | Q, [%] | Expected | - | 0.077297 | 0.077028 | 0.074489 | 0.074651 | 0.075012 | 0.079385 | 0.075118 | 0.074716 | 0.056073 | 0.054595 | 0.055128 | 0.062548 | 0.061371 | 0.057706 | 0.066665 | 0.070196 | 0.061381 | 0.063444 | 0.064844 | 0.063637 | 0.064225 | 0.072171 | 0.073824 | 0.069044
DSO | 1 | 18 | 25 | 10 | 2025 | Winter | S, [MVA] | Expected | - | 4.0811 | 3.7417 | 3.575 | 3.5208 | 3.5174 | 3.7938 | 4.4965 | 4.8435 | 4.918 | 6.2447 | 6.2419 | 6.4111 | 5.3634 | 5.8601 | 4.8114 | 4.7158 | 5.2214 | 5.2389 | 5.2583 | 5.1268 | 5.0323 | 4.6713 | 4.554 | 4.3048
DSO | 1 | 18 | 25 | 10 | 2025 | Winter | S, [%] | Expected | - | 16.05% | 14.71% | 14.06% | 13.84% | 13.83% | 14.92% | 17.68% | 19.05% | 19.34% | 24.56% | 24.54% | 25.21% | 21.09% | 23.04% | 18.92% | 18.54% | 20.53% | 20.6% | 20.68% | 20.16% | 19.79% | 18.37% | 17.91% | 16.93%
DSO | 1 | 18 | 10 | 25 | 2025 | Winter | S, [MVA] | Expected | - | 4.2387 | 3.9113 | 3.7464 | 3.6958 | 3.6935 | 3.9693 | 4.638 | 4.9753 | 5.0107 | 6.3226 | 6.3194 | 6.4954 | 5.4564 | 5.9447 | 4.9212 | 4.8337 | 5.3178 | 5.3374 | 5.3587 | 5.2266 | 5.1345 | 4.7922 | 4.6812 | 4.437
DSO | 1 | 18 | 10 | 25 | 2025 | Winter | S, [%] | Expected | - | 16.67% | 15.38% | 14.73% | 14.53% | 14.52% | 15.61% | 18.24% | 19.56% | 19.7% | 24.86% | 24.85% | 25.54% | 21.46% | 23.38% | 19.35% | 19.01% | 20.91% | 20.99% | 21.07% | 20.55% | 20.19% | 18.84% | 18.41% | 17.45%
DSO | 1 | 19 | 25 | 29 | 2025 | Winter | P, [MW] | Expected | - | 2.4517 | 2.2326 | 2.0969 | 2.0547 | 2.0124 | 2.08 | 2.3453 | 2.3732 | 2.6602 | 3.7143 | 3.9247 | 3.9641 | 3.7224 | 3.5319 | 2.6768 | 2.6729 | 3.3147 | 3.549 | 3.5583 | 3.5334 | 3.4693 | 3.324 | 3.1766 | 2.9276
DSO | 1 | 19 | 25 | 29 | 2025 | Winter | P, [%] | Expected | - | 11.74% | 10.69% | 10.04% | 9.836% | 9.633% | 9.957% | 11.23% | 11.36% | 12.73% | 17.78% | 18.79% | 18.98% | 17.82% | 16.91% | 12.81% | 12.8% | 15.87% | 16.99% | 17.03% | 16.91% | 16.61% | 15.91% | 15.21% | 14.01%
DSO | 1 | 19 | 29 | 25 | 2025 | Winter | P, [MW] | Expected | - | -2.4315 | -2.2152 | -2.0809 | -2.0389 | -1.9968 | -2.0634 | -2.3258 | -2.3529 | -2.6373 | -3.669 | -3.8722 | -3.9107 | -3.6754 | -3.49 | -2.6522 | -2.6485 | -3.278 | -3.5074 | -3.517 | -3.4923 | -3.4297 | -3.2869 | -3.143 | -2.9014
DSO | 1 | 19 | 29 | 25 | 2025 | Winter | Expected |  | - | 11.64% | 10.6% | 9.961% | 9.76% | 9.559% | 9.878% | 11.13% | 11.26% | 12.62% | 17.56% | 18.54% | 18.72% | 17.59% | 16.71% | 12.7% | 12.68% | 15.69% | 16.79% | 16.84% | 16.72% | 16.42% | 15.73% | 15.05% | 13.89%
DSO | 1 | 19 | 25 | 29 | 2025 | Winter | Q, [MVAr] | Expected | - | -0.6391 | -0.68623 | -0.6855 | -0.68544 | -0.69891 | -0.70877 | -0.65646 | -0.67186 | -0.26322 | -0.10063 | -0.080236 | -0.075489 | -0.12074 | -0.16772 | -0.57878 | -0.55788 | -0.23692 | -0.1682 | -0.1938 | -0.19145 | -0.23968 | -0.49516 | -0.52977 | -0.43471
DSO | 1 | 19 | 25 | 29 | 2025 | Winter | Q, [%] | Expected | - | 3.059% | 3.285% | 3.282% | 3.281% | 3.346% | 3.393% | 3.143% | 3.216% | 1.26% | 0.4817% | 0.3841% | 0.3614% | 0.578% | 0.8029% | 2.771% | 2.671% | 1.134% | 0.8052% | 0.9277% | 0.9165% | 1.147% | 2.37% | 2.536% | 2.081%
DSO | 1 | 19 | 29 | 25 | 2025 | Winter | Q, [MVAr] | Expected | - | 0.60896 | 0.65171 | 0.64879 | 0.64831 | 0.6615 | 0.67242 | 0.62601 | 0.64288 | 0.23848 | 0.10882 | 0.099381 | 0.095922 | 0.13229 | 0.17248 | 0.55936 | 0.53826 | 0.23446 | 0.17193 | 0.19689 | 0.19464 | 0.24103 | 0.4931 | 0.5227 | 0.41365
DSO | 1 | 19 | 29 | 25 | 2025 | Winter | Q, [%] | Expected | - | 0.029151 | 0.031198 | 0.031058 | 0.031035 | 0.031666 | 0.032189 | 0.029967 | 0.030775 | 0.011416 | 0.0052092 | 0.0047574 | 0.0045918 | 0.0063326 | 0.0082565 | 0.026777 | 0.025767 | 0.011224 | 0.0082305 | 0.0094253 | 0.0093173 | 0.011538 | 0.023605 | 0.025022 | 0.019802
DSO | 1 | 19 | 25 | 29 | 2025 | Winter | S, [MVA] | Expected | - | 2.5635 | 2.3749 | 2.2618 | 2.2334 | 2.2109 | 2.2797 | 2.4826 | 2.5179 | 2.687 | 3.7428 | 3.9513 | 3.9902 | 3.7493 | 3.5575 | 2.7579 | 2.7469 | 3.3374 | 3.5667 | 3.572 | 3.5459 | 3.4859 | 3.3625 | 3.2231 | 2.9631
DSO | 1 | 19 | 25 | 29 | 2025 | Winter | S, [%] | Expected | - | 12.27% | 11.37% | 10.83% | 10.69% | 10.58% | 10.91% | 11.88% | 12.05% | 12.86% | 17.92% | 18.92% | 19.1% | 17.95% | 17.03% | 13.2% | 13.15% | 15.98% | 17.07% | 17.1% | 16.97% | 16.69% | 16.1% | 15.43% | 14.18%
DSO | 1 | 19 | 29 | 25 | 2025 | Winter | S, [MVA] | Expected | - | 2.534 | 2.3449 | 2.2307 | 2.2016 | 2.1781 | 2.2462 | 2.4517 | 2.4863 | 2.6639 | 3.6957 | 3.8966 | 3.9345 | 3.7002 | 3.5138 | 2.7289 | 2.7183 | 3.2993 | 3.5237 | 3.5298 | 3.5039 | 3.4453 | 3.3261 | 3.1893 | 2.934
DSO | 1 | 19 | 29 | 25 | 2025 | Winter | S, [%] | Expected | - | 12.13% | 11.22% | 10.68% | 10.54% | 10.43% | 10.75% | 11.74% | 11.9% | 12.75% | 17.69% | 18.65% | 18.83% | 17.71% | 16.82% | 13.06% | 13.01% | 15.79% | 16.87% | 16.9% | 16.77% | 16.49% | 15.92% | 15.27% | 14.05%
DSO | 1 | 20 | 27 | 21 | 2025 | Winter | P, [MW] | Expected | - | 1.561 | 1.4153 | 1.3275 | 1.3776 | 1.3957 | 1.5814 | 1.9337 | 2.164 | 2.1868 | 2.3228 | 1.5521 | 1.644 | 1.6591 | 1.5782 | 2.053 | 2.0527 | 1.48 | 1.6912 | 1.6681 | 1.5218 | 1.5075 | 1.4146 | 1.3519 | 1.3782
DSO | 1 | 20 | 27 | 21 | 2025 | Winter | P, [%] | Expected | - | 4.523% | 4.101% | 3.846% | 3.992% | 4.044% | 4.582% | 5.603% | 6.27% | 6.336% | 6.73% | 4.497% | 4.763% | 4.807% | 4.573% | 5.948% | 5.948% | 4.288% | 4.9% | 4.833% | 4.409% | 4.368% | 4.099% | 3.917% | 3.993%
DSO | 1 | 20 | 21 | 27 | 2025 | Winter | P, [MW] | Expected | - | -1.56 | -1.4145 | -1.3268 | -1.3768 | -1.3949 | -1.5805 | -1.9323 | -2.1622 | -2.1851 | -2.3207 | -1.5511 | -1.6428 | -1.658 | -1.5771 | -2.0514 | -2.0509 | -1.479 | -1.69 | -1.6669 | -1.5207 | -1.5066 | -1.4137 | -1.351 | -1.3774
DSO | 1 | 20 | 21 | 27 | 2025 | Winter | Expected |  | - | 4.52% | 4.098% | 3.844% | 3.989% | 4.042% | 4.579% | 5.599% | 6.265% | 6.331% | 6.724% | 4.494% | 4.76% | 4.804% | 4.57% | 5.944% | 5.942% | 4.285% | 4.897% | 4.83% | 4.406% | 4.365% | 4.096% | 3.915% | 3.991%
DSO | 1 | 20 | 27 | 21 | 2025 | Winter | Q, [MVAr] | Expected | - | 0.76615 | 0.6492 | 0.63554 | 0.69813 | 0.68158 | 0.72899 | 0.85751 | 1.0003 | 0.70184 | 0.79196 | 0.62182 | 0.70034 | 0.70402 | 0.65062 | 0.65568 | 0.97695 | 0.62085 | 0.75437 | 0.76328 | 0.87532 | 0.6528 | 0.80822 | 0.72208 | 0.69867
DSO | 1 | 20 | 27 | 21 | 2025 | Winter | Q, [%] | Expected | - | 2.22% | 1.881% | 1.841% | 2.023% | 1.975% | 2.112% | 2.485% | 2.898% | 2.034% | 2.295% | 1.802% | 2.029% | 2.04% | 1.885% | 1.9% | 2.831% | 1.799% | 2.186% | 2.212% | 2.536% | 1.891% | 2.342% | 2.092% | 2.024%
DSO | 1 | 20 | 21 | 27 | 2025 | Winter | Q, [MVAr] | Expected | - | -1.1129 | -0.99958 | -0.98761 | -1.0504 | -1.0339 | -1.0826 | -1.2003 | -1.3402 | -1.0388 | -1.1181 | -0.94389 | -1.0227 | -1.0258 | -0.9713 | -0.97422 | -1.2945 | -0.94039 | -1.0778 | -1.0881 | -1.1977 | -0.97475 | -1.1281 | -1.0431 | -1.0419
DSO | 1 | 20 | 21 | 27 | 2025 | Winter | Q, [%] | Expected | - | 0.032244 | 0.028962 | 0.028615 | 0.030434 | 0.029955 | 0.031369 | 0.034776 | 0.038831 | 0.030099 | 0.032396 | 0.027348 | 0.029632 | 0.029721 | 0.028143 | 0.028227 | 0.037508 | 0.027247 | 0.031229 | 0.031528 | 0.034702 | 0.028243 | 0.032687 | 0.030224 | 0.030188
DSO | 1 | 20 | 27 | 21 | 2025 | Winter | S, [MVA] | Expected | - | 1.7507 | 1.5637 | 1.4742 | 1.5464 | 1.5557 | 1.7458 | 2.1213 | 2.3875 | 2.3127 | 2.4767 | 1.6831 | 1.796 | 1.8092 | 1.7117 | 2.1674 | 2.2751 | 1.605 | 1.852 | 1.8346 | 1.7687 | 1.6429 | 1.6568 | 1.5651 | 1.5589
DSO | 1 | 20 | 27 | 21 | 2025 | Winter | S, [%] | Expected | - | 5.072% | 4.531% | 4.271% | 4.481% | 4.507% | 5.058% | 6.146% | 6.918% | 6.701% | 7.176% | 4.877% | 5.204% | 5.242% | 4.96% | 6.28% | 6.592% | 4.65% | 5.366% | 5.316% | 5.125% | 4.76% | 4.801% | 4.535% | 4.517%
DSO | 1 | 20 | 21 | 27 | 2025 | Winter | S, [MVA] | Expected | - | 1.9308 | 1.7379 | 1.656 | 1.7332 | 1.738 | 1.9194 | 2.2797 | 2.5459 | 2.4401 | 2.6063 | 1.8184 | 1.9379 | 1.9525 | 1.8527 | 2.2893 | 2.4254 | 1.7541 | 2.0053 | 1.9912 | 1.949 | 1.7951 | 1.8356 | 1.7435 | 1.746
DSO | 1 | 20 | 21 | 27 | 2025 | Winter | S, [%] | Expected | - | 5.594% | 5.036% | 4.798% | 5.022% | 5.036% | 5.561% | 6.605% | 7.377% | 7.07% | 7.552% | 5.269% | 5.615% | 5.657% | 5.368% | 6.633% | 7.028% | 5.082% | 5.81% | 5.769% | 5.647% | 5.201% | 5.318% | 5.052% | 5.059%
DSO | 1 | 34 | 9 | 10 | 2025 | Winter | P, [MW] | Expected | - | 26.2069 | 23.2058 | 22.1296 | 21.9731 | 21.901 | 23.5048 | 30.3888 | 32.6376 | 33.1066 | 36.3413 | 36.2788 | 37.1878 | 34.2602 | 34.3933 | 32.2597 | 31.7474 | 31.6807 | 34.6165 | 34.3108 | 33.2828 | 32.7168 | 30.3824 | 29.1339 | 26.5976
DSO | 1 | 34 | 9 | 10 | 2025 | Winter | P, [%] | Expected | - | 32.76% | 29.01% | 27.66% | 27.47% | 27.38% | 29.38% | 37.99% | 40.8% | 41.38% | 45.43% | 45.35% | 46.48% | 42.83% | 42.99% | 40.32% | 39.68% | 39.6% | 43.27% | 42.89% | 41.6% | 40.9% | 37.98% | 36.42% | 33.25%
DSO | 1 | 34 | 10 | 9 | 2025 | Winter | P, [MW] | Expected | - | -26.1731 | -23.1787 | -22.105 | -21.949 | -21.877 | -23.4776 | -30.3439 | -32.5859 | -33.0533 | -36.2754 | -36.2118 | -37.1176 | -34.2005 | -34.3327 | -32.2058 | -31.6952 | -31.6288 | -34.5557 | -34.2512 | -33.2264 | -32.6619 | -30.3346 | -29.0896 | -26.5627
DSO | 1 | 34 | 10 | 9 | 2025 | Winter | Expected |  | - | 32.72% | 28.97% | 27.63% | 27.44% | 27.35% | 29.35% | 37.93% | 40.73% | 41.32% | 45.34% | 45.26% | 46.4% | 42.75% | 42.92% | 40.26% | 39.62% | 39.54% | 43.19% | 42.81% | 41.53% | 40.83% | 37.92% | 36.36% | 33.2%
DSO | 1 | 34 | 9 | 10 | 2025 | Winter | Q, [MVAr] | Expected | - | -4.0375 | -5.2022 | -4.9027 | -4.5605 | -4.6333 | -4.5292 | -2.9529 | -2.2843 | -1.443 | -0.5539 | -0.59939 | -0.090632 | -0.54784 | -1.0964 | -2.3586 | -2.122 | -2.0114 | -1.0062 | -1.2229 | -0.96491 | -1.826 | -2.2788 | -3.2926 | -3.7454
DSO | 1 | 34 | 9 | 10 | 2025 | Winter | Q, [%] | Expected | - | 5.047% | 6.503% | 6.128% | 5.701% | 5.792% | 5.661% | 3.691% | 2.855% | 1.804% | 0.6924% | 0.7492% | 0.1133% | 0.6848% | 1.37% | 2.948% | 2.653% | 2.514% | 1.258% | 1.529% | 1.206% | 2.282% | 2.848% | 4.116% | 4.682%
DSO | 1 | 34 | 10 | 9 | 2025 | Winter | Q, [MVAr] | Expected | - | 5.0157 | 5.9882 | 5.6149 | 5.2572 | 5.3265 | 5.3171 | 4.2525 | 3.7811 | 2.9867 | 2.4621 | 2.5382 | 2.1213 | 2.2777 | 2.8498 | 3.9202 | 3.6349 | 3.5144 | 2.7666 | 2.9488 | 2.5986 | 3.4155 | 3.6632 | 4.5731 | 4.7559
DSO | 1 | 34 | 10 | 9 | 2025 | Winter | Q, [%] | Expected | - | 0.062696 | 0.074852 | 0.070186 | 0.065715 | 0.066581 | 0.066464 | 0.053156 | 0.047264 | 0.037333 | 0.030777 | 0.031727 | 0.026517 | 0.028471 | 0.035623 | 0.049002 | 0.045437 | 0.043931 | 0.034582 | 0.03686 | 0.032482 | 0.042694 | 0.045789 | 0.057164 | 0.059448
DSO | 1 | 34 | 9 | 10 | 2025 | Winter | S, [MVA] | Expected | - | 26.5161 | 23.7818 | 22.6661 | 22.4414 | 22.3857 | 23.9372 | 30.5319 | 32.7175 | 33.1381 | 36.3455 | 36.2838 | 37.1879 | 34.2646 | 34.4108 | 32.3458 | 31.8183 | 31.7445 | 34.6311 | 34.3326 | 33.2968 | 32.7677 | 30.4678 | 29.3194 | 26.86
DSO | 1 | 34 | 9 | 10 | 2025 | Winter | S, [%] | Expected | - | 33.15% | 29.73% | 28.33% | 28.05% | 27.98% | 29.92% | 38.16% | 40.9% | 41.42% | 45.43% | 45.35% | 46.48% | 42.83% | 43.01% | 40.43% | 39.77% | 39.68% | 43.29% | 42.92% | 41.62% | 40.96% | 38.08% | 36.65% | 33.58%
DSO | 1 | 34 | 10 | 9 | 2025 | Winter | S, [MVA] | Expected | - | 26.6495 | 23.9398 | 22.8071 | 22.57 | 22.5162 | 24.0723 | 30.6406 | 32.8047 | 33.188 | 36.3588 | 36.3008 | 37.1783 | 34.2763 | 34.4509 | 32.4435 | 31.903 | 31.8235 | 34.6663 | 34.378 | 33.3279 | 32.84 | 30.5551 | 29.4469 | 26.9852
DSO | 1 | 34 | 10 | 9 | 2025 | Winter | S, [%] | Expected | - | 33.31% | 29.92% | 28.51% | 28.21% | 28.15% | 30.09% | 38.3% | 41.01% | 41.49% | 45.45% | 45.38% | 46.47% | 42.85% | 43.06% | 40.55% | 39.88% | 39.78% | 43.33% | 42.97% | 41.66% | 41.05% | 38.19% | 36.81% | 33.73%
DSO | 1 | 36 | 13 | 14 | 2025 | Winter | P, [MW] | Expected | - | 5.1168 | 4.0067 | 3.7824 | 3.7517 | 3.7162 | 3.9075 | 6.3148 | 6.6635 | 6.7249 | 6.8209 | 6.8032 | 6.8744 | 6.7386 | 5.4134 | 5.0308 | 5.0264 | 5.1186 | 6.5875 | 6.319 | 6.3409 | 6.3054 | 6.008 | 5.2752 | 4.5727
DSO | 1 | 36 | 13 | 14 | 2025 | Winter | P, [%] | Expected | - | 63.96% | 50.08% | 47.28% | 46.9% | 46.45% | 48.84% | 78.94% | 83.29% | 84.06% | 85.26% | 85.04% | 85.93% | 84.23% | 67.67% | 62.89% | 62.83% | 63.98% | 82.34% | 78.99% | 79.26% | 78.82% | 75.1% | 65.94% | 57.16%
DSO | 1 | 36 | 14 | 13 | 2025 | Winter | P, [MW] | Expected | - | -5.0917 | -3.991 | -3.7687 | -3.7383 | -3.7029 | -3.8929 | -6.276 | -6.62 | -6.6805 | -6.7757 | -6.7573 | -6.8287 | -6.6944 | -5.3853 | -5.0064 | -5.0022 | -5.0935 | -6.5453 | -6.2808 | -6.302 | -6.2668 | -5.9728 | -5.2488 | -4.5528
DSO | 1 | 36 | 14 | 13 | 2025 | Winter | Expected |  | - | 63.65% | 49.89% | 47.11% | 46.73% | 46.29% | 48.66% | 78.45% | 82.75% | 83.51% | 84.7% | 84.47% | 85.36% | 83.68% | 67.32% | 62.58% | 62.53% | 63.67% | 81.82% | 78.51% | 78.78% | 78.34% | 74.66% | 65.61% | 56.91%
DSO | 1 | 36 | 13 | 14 | 2025 | Winter | Q, [MVAr] | Expected | - | -0.29358 | -0.83065 | -0.57012 | -0.33444 | -0.32118 | -0.28183 | 0.074134 | 0.17828 | 0.22814 | 0.30651 | -0.37968 | 0.28762 | 0.24665 | -0.53372 | -0.67575 | -0.64216 | -0.58491 | -0.32652 | -0.33766 | -0.30073 | -0.39133 | -0.46144 | -0.58248 | -0.67388
DSO | 1 | 36 | 13 | 14 | 2025 | Winter | Q, [%] | Expected | - | 3.67% | 10.38% | 7.127% | 4.181% | 4.015% | 3.523% | 0.9267% | 2.229% | 2.852% | 3.831% | 4.746% | 3.595% | 3.083% | 6.671% | 8.447% | 8.027% | 7.311% | 4.082% | 4.221% | 3.759% | 4.892% | 5.768% | 7.281% | 8.424%
DSO | 1 | 36 | 14 | 13 | 2025 | Winter | Q, [MVAr] | Expected | - | 0.50476 | 0.9625 | 0.6852 | 0.44704 | 0.43286 | 0.40446 | 0.25288 | 0.1882 | 0.1448 | 0.073954 | 0.76536 | 0.096792 | 0.12598 | 0.76995 | 0.881 | 0.84645 | 0.79572 | 0.68173 | 0.65904 | 0.62812 | 0.71587 | 0.75738 | 0.80413 | 0.84086
DSO | 1 | 36 | 14 | 13 | 2025 | Winter | Q, [%] | Expected | - | 0.063095 | 0.12031 | 0.08565 | 0.05588 | 0.054107 | 0.050558 | 0.03161 | 0.023525 | 0.0181 | 0.0092442 | 0.09567 | 0.012099 | 0.015747 | 0.096244 | 0.11013 | 0.10581 | 0.099465 | 0.085216 | 0.08238 | 0.078515 | 0.089484 | 0.094673 | 0.10052 | 0.10511
DSO | 1 | 36 | 13 | 14 | 2025 | Winter | S, [MVA] | Expected | - | 5.1339 | 4.1184 | 3.8279 | 3.7727 | 3.737 | 3.9276 | 6.3321 | 6.685 | 6.747 | 6.8492 | 6.833 | 6.8992 | 6.7608 | 5.5004 | 5.1297 | 5.116 | 5.1948 | 6.603 | 6.3326 | 6.3601 | 6.3266 | 6.0344 | 5.3141 | 4.6396
DSO | 1 | 36 | 13 | 14 | 2025 | Winter | S, [%] | Expected | - | 64.17% | 51.48% | 47.85% | 47.16% | 46.71% | 49.09% | 79.15% | 83.56% | 84.34% | 85.62% | 85.41% | 86.24% | 84.51% | 68.76% | 64.12% | 63.95% | 64.93% | 82.54% | 79.16% | 79.5% | 79.08% | 75.43% | 66.43% | 58%
DSO | 1 | 36 | 14 | 13 | 2025 | Winter | S, [MVA] | Expected | - | 5.1233 | 4.1306 | 3.8326 | 3.7722 | 3.7365 | 3.9256 | 6.2929 | 6.6359 | 6.6953 | 6.7912 | 6.8245 | 6.8425 | 6.7076 | 5.4983 | 5.1345 | 5.1199 | 5.1964 | 6.5898 | 6.3209 | 6.3477 | 6.3188 | 6.0318 | 5.3178 | 4.647
DSO | 1 | 36 | 14 | 13 | 2025 | Winter | S, [%] | Expected | - | 64.04% | 51.63% | 47.91% | 47.15% | 46.71% | 49.07% | 78.66% | 82.95% | 83.69% | 84.89% | 85.31% | 85.53% | 83.85% | 68.73% | 64.18% | 64% | 64.96% | 82.37% | 79.01% | 79.35% | 78.98% | 75.4% | 66.47% | 58.09%
DSO | 1 | 39 | 16 | 17 | 2025 | Winter | P, [MW] | Expected | - | 0.53547 | 0.39188 | 0.37351 | 0.3318 | 0.26159 | 0.39752 | 0.72717 | 0.81551 | 0.94653 | 0.91244 | 1.2889 | 1.2689 | 1.1763 | 1.0903 | 1.0149 | 1.0008 | 1.1366 | 1.6093 | 1.5453 | 1.331 | 1.2613 | 1.1339 | 0.93476 | 0.65599
DSO | 1 | 39 | 16 | 17 | 2025 | Winter | P, [%] | Expected | - | 13.39% | 9.797% | 9.338% | 8.295% | 6.54% | 9.938% | 18.18% | 20.39% | 23.66% | 22.81% | 32.22% | 31.72% | 29.41% | 27.26% | 25.37% | 25.02% | 28.42% | 40.23% | 38.63% | 33.27% | 31.53% | 28.35% | 23.37% | 16.4%
DSO | 1 | 39 | 17 | 16 | 2025 | Winter | P, [MW] | Expected | - | -0.5337 | -0.39034 | -0.37194 | -0.33028 | -0.2602 | -0.39609 | -0.72527 | -0.81339 | -0.94393 | -0.9096 | -1.2851 | -1.2651 | -1.173 | -1.0872 | -1.0121 | -0.99804 | -1.1335 | -1.6038 | -1.5404 | -1.3271 | -1.2576 | -1.1308 | -0.93217 | -0.65426
DSO | 1 | 39 | 17 | 16 | 2025 | Winter | Expected |  | - | 13.34% | 9.758% | 9.298% | 8.257% | 6.505% | 9.902% | 18.13% | 20.33% | 23.6% | 22.74% | 32.13% | 31.63% | 29.33% | 27.18% | 25.3% | 24.95% | 28.34% | 40.1% | 38.51% | 33.18% | 31.44% | 28.27% | 23.3% | 16.36%
DSO | 1 | 39 | 16 | 17 | 2025 | Winter | Q, [MVAr] | Expected | - | -0.72697 | -0.74966 | -0.75192 | -0.75386 | -0.75755 | -0.72305 | -0.6609 | -0.6388 | -0.62573 | -0.64366 | -0.51673 | -0.55854 | -0.56392 | -0.58555 | -0.59535 | -0.59669 | -0.51783 | -0.32453 | -0.40005 | -0.48706 | -0.53508 | -0.55672 | -0.66929 | -0.68133
DSO | 1 | 39 | 16 | 17 | 2025 | Winter | Q, [%] | Expected | - | 18.17% | 18.74% | 18.8% | 18.85% | 18.94% | 18.08% | 16.52% | 15.97% | 15.64% | 16.09% | 12.92% | 13.96% | 14.1% | 14.64% | 14.88% | 14.92% | 12.95% | 8.113% | 10% | 12.18% | 13.38% | 13.92% | 16.73% | 17.03%
DSO | 1 | 39 | 17 | 16 | 2025 | Winter | Q, [MVAr] | Expected | - | 0.74193 | 0.76264 | 0.76512 | 0.76665 | 0.7692 | 0.73507 | 0.67683 | 0.65659 | 0.64765 | 0.66756 | 0.54882 | 0.5908 | 0.5919 | 0.61118 | 0.61921 | 0.62015 | 0.54451 | 0.37065 | 0.44182 | 0.5201 | 0.56635 | 0.58331 | 0.69105 | 0.6959
DSO | 1 | 39 | 17 | 16 | 2025 | Winter | Q, [%] | Expected | - | 0.18548 | 0.19066 | 0.19128 | 0.19166 | 0.1923 | 0.18377 | 0.16921 | 0.16415 | 0.16191 | 0.16689 | 0.1372 | 0.1477 | 0.14797 | 0.15279 | 0.1548 | 0.15504 | 0.13613 | 0.092663 | 0.11046 | 0.13002 | 0.14159 | 0.14583 | 0.17276 | 0.17398
DSO | 1 | 39 | 16 | 17 | 2025 | Winter | S, [MVA] | Expected | - | 0.96221 | 0.89932 | 0.90771 | 0.89376 | 0.85168 | 0.86597 | 0.99634 | 1.0528 | 1.1585 | 1.1919 | 1.3938 | 1.3884 | 1.3081 | 1.2457 | 1.1911 | 1.1798 | 1.2603 | 1.6526 | 1.6008 | 1.4213 | 1.376 | 1.2692 | 1.1498 | 0.95255
DSO | 1 | 39 | 16 | 17 | 2025 | Winter | S, [%] | Expected | - | 24.06% | 22.48% | 22.69% | 22.34% | 21.29% | 21.65% | 24.91% | 26.32% | 28.96% | 29.8% | 34.84% | 34.71% | 32.7% | 31.14% | 29.78% | 29.5% | 31.51% | 41.32% | 40.02% | 35.53% | 34.4% | 31.73% | 28.75% | 23.81%
DSO | 1 | 39 | 17 | 16 | 2025 | Winter | S, [MVA] | Expected | - | 0.97232 | 0.90939 | 0.91795 | 0.90398 | 0.8616 | 0.87527 | 1.0055 | 1.0619 | 1.1678 | 1.2017 | 1.4023 | 1.398 | 1.3173 | 1.255 | 1.2003 | 1.1889 | 1.268 | 1.656 | 1.6067 | 1.429 | 1.3848 | 1.278 | 1.1605 | 0.9618
DSO | 1 | 39 | 17 | 16 | 2025 | Winter | S, [%] | Expected | - | 24.31% | 22.73% | 22.95% | 22.6% | 21.54% | 21.88% | 25.14% | 26.55% | 29.2% | 30.04% | 35.06% | 34.95% | 32.93% | 31.37% | 30.01% | 29.72% | 31.7% | 41.4% | 40.17% | 35.73% | 34.62% | 31.95% | 29.01% | 24.04%
DSO | 1 | 40 | 19 | 20 | 2025 | Winter | P, [MW] | Expected | - | 3.6043 | 3.3319 | 3.1016 | 3.1011 | 3.1202 | 3.2238 | 3.7106 | 3.7376 | 3.9918 | 3.9304 | 5.2967 | 5.3246 | 5.3441 | 5.2554 | 5.148 | 5.056 | 5.1089 | 5.484 | 5.5179 | 5.3838 | 5.3231 | 5.0936 | 4.7722 | 4.0473
DSO | 1 | 40 | 19 | 20 | 2025 | Winter | P, [%] | Expected | - | 45.05% | 41.65% | 38.77% | 38.76% | 39% | 40.3% | 46.38% | 46.72% | 49.9% | 49.13% | 66.21% | 66.56% | 66.8% | 65.69% | 64.35% | 63.2% | 63.86% | 68.55% | 68.97% | 67.3% | 66.54% | 63.67% | 59.65% | 50.59%
DSO | 1 | 40 | 20 | 19 | 2025 | Winter | P, [MW] | Expected | - | -3.5916 | -3.3207 | -3.0914 | -3.0908 | -3.1097 | -3.2127 | -3.6969 | -3.7234 | -3.9762 | -3.9152 | -5.268 | -5.2956 | -5.315 | -5.2276 | -5.1216 | -5.0306 | -5.083 | -5.4537 | -5.488 | -5.355 | -5.2949 | -5.0679 | -4.7498 | -4.0317
DSO | 1 | 40 | 20 | 19 | 2025 | Winter | Expected |  | - | 44.9% | 41.51% | 38.64% | 38.64% | 38.87% | 40.16% | 46.21% | 46.54% | 49.7% | 48.94% | 65.85% | 66.2% | 66.44% | 65.35% | 64.02% | 62.88% | 63.54% | 68.17% | 68.6% | 66.94% | 66.19% | 63.35% | 59.37% | 50.4%
DSO | 1 | 40 | 19 | 20 | 2025 | Winter | Q, [MVAr] | Expected | - | -0.67891 | -0.75647 | -0.77732 | -0.78317 | -0.79143 | -0.75945 | -0.71206 | -0.74214 | -0.67817 | -0.62058 | 0.056569 | 0.04514 | 0.0060321 | -0.02129 | -0.082981 | -0.12776 | -0.1203 | -0.02527 | -0.062922 | -0.02956 | -0.076335 | -0.10849 | -0.45286 | -0.56791
DSO | 1 | 40 | 19 | 20 | 2025 | Winter | Q, [%] | Expected | - | 8.486% | 9.456% | 9.717% | 9.79% | 9.893% | 9.493% | 8.901% | 9.277% | 8.477% | 7.757% | 0.7071% | 0.5643% | 0.0754% | 0.2661% | 1.037% | 1.597% | 1.504% | 0.3159% | 0.7865% | 0.3695% | 0.9542% | 1.356% | 5.661% | 7.099%
DSO | 1 | 40 | 20 | 19 | 2025 | Winter | Q, [MVAr] | Expected | - | 0.78585 | 0.85073 | 0.86245 | 0.86947 | 0.87993 | 0.85244 | 0.82764 | 0.86095 | 0.80913 | 0.74851 | 0.18502 | 0.19922 | 0.23851 | 0.25504 | 0.30575 | 0.34115 | 0.33829 | 0.27971 | 0.31482 | 0.27203 | 0.31337 | 0.32482 | 0.6413 | 0.69951
DSO | 1 | 40 | 20 | 19 | 2025 | Winter | Q, [%] | Expected | - | 0.098231 | 0.10634 | 0.10781 | 0.10868 | 0.10999 | 0.10655 | 0.10345 | 0.10762 | 0.10114 | 0.093563 | 0.023127 | 0.024903 | 0.029813 | 0.03188 | 0.038219 | 0.042643 | 0.042286 | 0.034964 | 0.039352 | 0.034003 | 0.039171 | 0.040602 | 0.080162 | 0.087439
DSO | 1 | 40 | 19 | 20 | 2025 | Winter | S, [MVA] | Expected | - | 3.6952 | 3.4563 | 3.2634 | 3.2782 | 3.3119 | 3.398 | 3.8247 | 3.8693 | 4.0806 | 4.0181 | 5.3246 | 5.3496 | 5.3677 | 5.275 | 5.1651 | 5.0708 | 5.1228 | 5.5015 | 5.5315 | 5.3954 | 5.335 | 5.1054 | 4.7943 | 4.0975
DSO | 1 | 40 | 19 | 20 | 2025 | Winter | S, [%] | Expected | - | 46.19% | 43.2% | 40.79% | 40.98% | 41.4% | 42.47% | 47.81% | 48.37% | 51.01% | 50.23% | 66.56% | 66.87% | 67.1% | 65.94% | 64.56% | 63.38% | 64.03% | 68.77% | 69.14% | 67.44% | 66.69% | 63.82% | 59.93% | 51.22%
DSO | 1 | 40 | 20 | 19 | 2025 | Winter | S, [MVA] | Expected | - | 3.7026 | 3.4655 | 3.2723 | 3.2869 | 3.3205 | 3.4057 | 3.8321 | 3.8772 | 4.0876 | 4.0227 | 5.2923 | 5.3177 | 5.3382 | 5.2487 | 5.1432 | 5.0523 | 5.1036 | 5.4738 | 5.5067 | 5.37 | 5.3122 | 5.086 | 4.794 | 4.1019
DSO | 1 | 40 | 20 | 19 | 2025 | Winter | S, [%] | Expected | - | 46.28% | 43.32% | 40.9% | 41.09% | 41.51% | 42.57% | 47.9% | 48.46% | 51.09% | 50.28% | 66.15% | 66.47% | 66.73% | 65.61% | 64.29% | 63.15% | 63.8% | 68.42% | 68.83% | 67.13% | 66.4% | 63.58% | 59.92% | 51.27%
DSO | 1 | 42 | 21 | 22 | 2025 | Winter | P, [MW] | Expected | - | 6.7062 | 6.1489 | 5.8766 | 5.9845 | 6.0143 | 6.5841 | 7.9708 | 8.7738 | 8.7119 | 9.3194 | 7.3191 | 7.6721 | 7.323 | 7.4294 | 8.3663 | 8.3731 | 6.8559 | 7.446 | 7.4076 | 7.0181 | 6.8702 | 6.4394 | 6.4111 | 6.3412
DSO | 1 | 42 | 21 | 22 | 2025 | Winter | P, [%] | Expected | - | 41.91% | 38.43% | 36.73% | 37.4% | 37.59% | 41.15% | 49.82% | 54.84% | 54.45% | 58.25% | 45.74% | 47.95% | 45.77% | 46.43% | 52.29% | 52.33% | 42.85% | 46.54% | 46.3% | 43.86% | 42.94% | 40.25% | 40.07% | 39.63%
DSO | 1 | 42 | 22 | 21 | 2025 | Winter | P, [MW] | Expected | - | -6.6871 | -6.1324 | -5.8615 | -5.9686 | -5.9983 | -6.565 | -7.9434 | -8.7394 | -8.6785 | -9.2813 | -7.2962 | -7.6471 | -7.3003 | -7.406 | -8.3353 | -8.3415 | -6.836 | -7.4226 | -7.3845 | -6.997 | -6.8504 | -6.4214 | -6.3935 | -6.3241
DSO | 1 | 42 | 22 | 21 | 2025 | Winter | Expected |  | - | 41.79% | 38.33% | 36.63% | 37.3% | 37.49% | 41.03% | 49.65% | 54.62% | 54.24% | 58.01% | 45.6% | 47.79% | 45.63% | 46.29% | 52.1% | 52.13% | 42.72% | 46.39% | 46.15% | 43.73% | 42.81% | 40.13% | 39.96% | 39.53%
DSO | 1 | 42 | 21 | 22 | 2025 | Winter | Q, [MVAr] | Expected | - | 1.1609 | 0.92621 | 0.95537 | 1.107 | 1.059 | 1.0965 | 1.2588 | 1.5272 | 0.9275 | 1.0801 | 0.86437 | 0.98356 | 1.0302 | 0.93313 | 0.74082 | 1.507 | 0.84977 | 1.107 | 1.1343 | 1.476 | 0.90561 | 1.3229 | 1.0884 | 1.1043
DSO | 1 | 42 | 21 | 22 | 2025 | Winter | Q, [%] | Expected | - | 7.255% | 5.789% | 5.971% | 6.919% | 6.619% | 6.853% | 7.867% | 9.545% | 5.797% | 6.751% | 5.402% | 6.147% | 6.439% | 5.832% | 4.63% | 9.419% | 5.311% | 6.919% | 7.089% | 9.225% | 5.66% | 8.268% | 6.802% | 6.902%
DSO | 1 | 42 | 22 | 21 | 2025 | Winter | Q, [MVAr] | Expected | - | -0.94817 | -0.74345 | -0.78706 | -0.93044 | -0.88099 | -0.8842 | -0.95406 | -1.1446 | -0.55643 | -0.65677 | -0.60955 | -0.70527 | -0.77723 | -0.67324 | -0.3967 | -1.1557 | -0.62858 | -0.84765 | -0.87839 | -1.2413 | -0.68557 | -1.1234 | -0.89295 | -0.91488
DSO | 1 | 42 | 22 | 21 | 2025 | Winter | Q, [%] | Expected | - | 0.05926 | 0.046466 | 0.049191 | 0.058153 | 0.055062 | 0.055262 | 0.059629 | 0.071535 | 0.034777 | 0.041048 | 0.038097 | 0.044079 | 0.048577 | 0.042078 | 0.024794 | 0.072233 | 0.039286 | 0.052978 | 0.054899 | 0.077584 | 0.042848 | 0.070214 | 0.055809 | 0.05718
DSO | 1 | 42 | 21 | 22 | 2025 | Winter | S, [MVA] | Expected | - | 6.8225 | 6.239 | 5.9643 | 6.0942 | 6.1162 | 6.6882 | 8.0846 | 8.9196 | 8.7751 | 9.4012 | 7.3938 | 7.7645 | 7.4181 | 7.5021 | 8.4119 | 8.5129 | 6.9129 | 7.5289 | 7.4952 | 7.1815 | 6.9313 | 6.6014 | 6.5226 | 6.4513
DSO | 1 | 42 | 21 | 22 | 2025 | Winter | S, [%] | Expected | - | 42.64% | 38.99% | 37.28% | 38.09% | 38.23% | 41.8% | 50.53% | 55.75% | 54.84% | 58.76% | 46.21% | 48.53% | 46.36% | 46.89% | 52.57% | 53.21% | 43.21% | 47.06% | 46.85% | 44.88% | 43.32% | 41.26% | 40.77% | 40.32%
DSO | 1 | 42 | 22 | 21 | 2025 | Winter | S, [MVA] | Expected | - | 6.7703 | 6.1962 | 5.9232 | 6.0474 | 6.0704 | 6.6355 | 8.0137 | 8.8244 | 8.715 | 9.3295 | 7.3424 | 7.706 | 7.3623 | 7.4493 | 8.362 | 8.4243 | 6.8686 | 7.4718 | 7.4379 | 7.117 | 6.886 | 6.5481 | 6.4767 | 6.4049
DSO | 1 | 42 | 22 | 21 | 2025 | Winter | S, [%] | Expected | - | 42.31% | 38.73% | 37.02% | 37.8% | 37.94% | 41.47% | 50.09% | 55.15% | 54.47% | 58.31% | 45.89% | 48.16% | 46.01% | 46.56% | 52.26% | 52.65% | 42.93% | 46.7% | 46.49% | 44.48% | 43.04% | 40.93% | 40.48% | 40.03%
DSO | 1 | 44 | 23 | 24 | 2025 | Winter | P, [MW] | Expected | - | 3.0851 | 2.7314 | 2.6609 | 2.565 | 2.591 | 2.8443 | 3.9906 | 4.4972 | 4.1887 | 4.6685 | 4.5784 | 4.8572 | 4.3807 | 5.184 | 4.4641 | 4.2466 | 4.4232 | 4.3402 | 4.3309 | 4.2081 | 4.1063 | 3.4759 | 3.6781 | 3.3024
DSO | 1 | 44 | 23 | 24 | 2025 | Winter | P, [%] | Expected | - | 19.28% | 17.07% | 16.63% | 16.03% | 16.19% | 17.78% | 24.94% | 28.11% | 26.18% | 29.18% | 28.61% | 30.36% | 27.38% | 32.4% | 27.9% | 26.54% | 27.64% | 27.13% | 27.07% | 26.3% | 25.66% | 21.72% | 22.99% | 20.64%
DSO | 1 | 44 | 24 | 23 | 2025 | Winter | P, [MW] | Expected | - | -3.0808 | -2.7279 | -2.6575 | -2.5618 | -2.5877 | -2.8404 | -3.9839 | -4.4888 | -4.1813 | -4.6587 | -4.569 | -4.8469 | -4.3725 | -5.1728 | -4.4557 | -4.239 | -4.4148 | -4.3321 | -4.323 | -4.2006 | -4.0992 | -3.4707 | -3.6722 | -3.2977
DSO | 1 | 44 | 24 | 23 | 2025 | Winter | Expected |  | - | 19.26% | 17.05% | 16.61% | 16.01% | 16.17% | 17.75% | 24.9% | 28.05% | 26.13% | 29.12% | 28.56% | 30.29% | 27.33% | 32.33% | 27.85% | 26.49% | 27.59% | 27.08% | 27.02% | 26.25% | 25.62% | 21.69% | 22.95% | 20.61%
DSO | 1 | 44 | 23 | 24 | 2025 | Winter | Q, [MVAr] | Expected | - | -0.42615 | -0.47336 | -0.44457 | -0.43082 | -0.44775 | -0.39562 | -0.37693 | -0.32683 | 0.141 | 0.050375 | -0.1434 | -0.11514 | -0.082036 | 0.099224 | 0.015318 | -0.32461 | -0.2143 | -0.22307 | -0.23519 | -0.18549 | -0.28913 | -0.38367 | -0.31902 | -0.34761
DSO | 1 | 44 | 23 | 24 | 2025 | Winter | Q, [%] | Expected | - | 2.663% | 2.959% | 2.779% | 2.693% | 2.798% | 2.473% | 2.356% | 2.043% | 0.8813% | 0.3148% | 0.8962% | 0.7196% | 0.5127% | 0.6201% | 0.09574% | 2.029% | 1.339% | 1.394% | 1.47% | 1.159% | 1.807% | 2.398% | 1.994% | 2.173%
DSO | 1 | 44 | 24 | 23 | 2025 | Winter | Q, [MVAr] | Expected | - | 0.47345 | 0.51224 | 0.48206 | 0.46625 | 0.48442 | 0.43898 | 0.45161 | 0.42043 | -0.058636 | 0.058031 | 0.24698 | 0.22935 | 0.17338 | 0.026099 | 0.077807 | 0.40925 | 0.30671 | 0.31268 | 0.32298 | 0.26862 | 0.36853 | 0.4413 | 0.38403 | 0.40061
DSO | 1 | 44 | 24 | 23 | 2025 | Winter | Q, [%] | Expected | - | 0.02959 | 0.032015 | 0.030129 | 0.029141 | 0.030276 | 0.027436 | 0.028226 | 0.026277 | 0.0036648 | 0.0036269 | 0.015436 | 0.014334 | 0.010836 | 0.0016312 | 0.0048629 | 0.025578 | 0.019169 | 0.019543 | 0.020186 | 0.016789 | 0.023033 | 0.027581 | 0.024002 | 0.025038
DSO | 1 | 44 | 23 | 24 | 2025 | Winter | S, [MVA] | Expected | - | 3.1369 | 2.8178 | 2.7506 | 2.6543 | 2.6905 | 2.9342 | 4.0125 | 4.5113 | 4.2147 | 4.6758 | 4.6005 | 4.8843 | 4.4022 | 5.1886 | 4.4801 | 4.2626 | 4.4292 | 4.3591 | 4.3455 | 4.224 | 4.1261 | 3.5101 | 3.6991 | 3.3359
DSO | 1 | 44 | 23 | 24 | 2025 | Winter | S, [%] | Expected | - | 19.61% | 17.61% | 17.19% | 16.59% | 16.82% | 18.34% | 25.08% | 28.2% | 26.34% | 29.22% | 28.75% | 30.53% | 27.51% | 32.43% | 28% | 26.64% | 27.68% | 27.24% | 27.16% | 26.4% | 25.79% | 21.94% | 23.12% | 20.85%
DSO | 1 | 44 | 24 | 23 | 2025 | Winter | S, [MVA] | Expected | - | 3.1384 | 2.8197 | 2.7519 | 2.6554 | 2.6917 | 2.9342 | 4.0132 | 4.5105 | 4.2061 | 4.6662 | 4.5936 | 4.876 | 4.3954 | 5.1761 | 4.4724 | 4.2624 | 4.4264 | 4.3556 | 4.3429 | 4.2205 | 4.1249 | 3.5115 | 3.6989 | 3.3363
DSO | 1 | 44 | 24 | 23 | 2025 | Winter | S, [%] | Expected | - | 19.62% | 17.62% | 17.2% | 16.6% | 16.82% | 18.34% | 25.08% | 28.19% | 26.29% | 29.16% | 28.71% | 30.47% | 27.47% | 32.35% | 27.95% | 26.64% | 27.66% | 27.22% | 27.14% | 26.38% | 25.78% | 21.95% | 23.12% | 20.85%
DSO | 1 | 46 | 25 | 26 | 2025 | Winter | P, [MW] | Expected | - | 2.489 | 2.2011 | 2.1043 | 2.057 | 2.0767 | 2.3491 | 2.9662 | 3.3515 | 3.4874 | 4.7875 | 4.902 | 5.0178 | 3.4746 | 4.3442 | 3.1482 | 2.994 | 3.6438 | 3.3638 | 3.3879 | 3.2708 | 3.1917 | 2.8174 | 2.6055 | 2.5503
DSO | 1 | 46 | 25 | 26 | 2025 | Winter | P, [%] | Expected | - | 15.56% | 13.76% | 13.15% | 12.86% | 12.98% | 14.68% | 18.54% | 20.95% | 21.8% | 29.92% | 30.64% | 31.36% | 21.72% | 27.15% | 19.68% | 18.71% | 22.77% | 21.02% | 21.17% | 20.44% | 19.95% | 17.61% | 16.28% | 15.94%
DSO | 1 | 46 | 26 | 25 | 2025 | Winter | P, [MW] | Expected | - | -2.4852 | -2.1978 | -2.1013 | -2.054 | -2.0736 | -2.3452 | -2.9615 | -3.3457 | -3.4818 | -4.7773 | -4.8914 | -5.0063 | -3.4686 | -4.3355 | -3.1432 | -2.9891 | -3.6375 | -3.3581 | -3.3821 | -3.2653 | -3.1866 | -2.8129 | -2.6014 | -2.5466
DSO | 1 | 46 | 26 | 25 | 2025 | Winter | Expected |  | - | 15.53% | 13.74% | 13.13% | 12.84% | 12.96% | 14.66% | 18.51% | 20.91% | 21.76% | 29.86% | 30.57% | 31.29% | 21.68% | 27.1% | 19.64% | 18.68% | 22.73% | 20.99% | 21.14% | 20.41% | 19.92% | 17.58% | 16.26% | 15.92%
DSO | 1 | 46 | 25 | 26 | 2025 | Winter | Q, [MVAr] | Expected | - | -1.7021 | -1.6375 | -1.5515 | -1.5989 | -1.5932 | -1.7749 | -1.5699 | -1.5478 | -1.071 | -0.95233 | -0.88538 | -1.2537 | -1.3483 | -1.0849 | -1.2722 | -1.5085 | -1.1919 | -1.3935 | -1.4321 | -1.4632 | -1.3428 | -1.5864 | -1.6365 | -1.4788
DSO | 1 | 46 | 25 | 26 | 2025 | Winter | Q, [%] | Expected | - | 10.64% | 10.23% | 9.697% | 9.993% | 9.957% | 11.09% | 9.812% | 9.674% | 6.694% | 5.952% | 5.534% | 7.836% | 8.427% | 6.781% | 7.952% | 9.428% | 7.449% | 8.71% | 8.95% | 9.145% | 8.393% | 9.915% | 10.23% | 9.242%
DSO | 1 | 46 | 26 | 25 | 2025 | Winter | Q, [MVAr] | Expected | - | 1.7447 | 1.6739 | 1.5851 | 1.6323 | 1.6273 | 1.8183 | 1.6227 | 1.6119 | 1.133 | 1.0659 | 1.0039 | 1.3812 | 1.4153 | 1.1814 | 1.3276 | 1.563 | 1.2624 | 1.4567 | 1.4959 | 1.5244 | 1.3995 | 1.6365 | 1.6815 | 1.52
DSO | 1 | 46 | 26 | 25 | 2025 | Winter | Q, [%] | Expected | - | 0.10904 | 0.10462 | 0.099067 | 0.10202 | 0.10171 | 0.11365 | 0.10142 | 0.10074 | 0.070812 | 0.066622 | 0.062743 | 0.086328 | 0.088455 | 0.073839 | 0.082977 | 0.097691 | 0.078898 | 0.091041 | 0.093494 | 0.095273 | 0.08747 | 0.10228 | 0.10509 | 0.095
DSO | 1 | 46 | 25 | 26 | 2025 | Winter | S, [MVA] | Expected | - | 3.0178 | 2.7934 | 2.6756 | 2.6492 | 2.6705 | 2.9779 | 3.3719 | 3.7134 | 3.6519 | 4.8965 | 4.9945 | 5.1806 | 3.776 | 4.4895 | 3.3974 | 3.3956 | 3.8451 | 3.6674 | 3.6945 | 3.6113 | 3.468 | 3.2626 | 3.0904 | 2.9655
DSO | 1 | 46 | 25 | 26 | 2025 | Winter | S, [%] | Expected | - | 18.86% | 17.46% | 16.72% | 16.56% | 16.69% | 18.61% | 21.07% | 23.21% | 22.82% | 30.6% | 31.22% | 32.38% | 23.6% | 28.06% | 21.23% | 21.22% | 24.03% | 22.92% | 23.09% | 22.57% | 21.68% | 20.39% | 19.32% | 18.53%
DSO | 1 | 46 | 26 | 25 | 2025 | Winter | S, [MVA] | Expected | - | 3.0388 | 2.8119 | 2.6922 | 2.6664 | 2.6877 | 2.9999 | 3.3925 | 3.7351 | 3.6653 | 4.909 | 5.0055 | 5.2026 | 3.7943 | 4.5045 | 3.4137 | 3.4153 | 3.8609 | 3.6862 | 3.7143 | 3.6312 | 3.4855 | 3.2833 | 3.1109 | 2.9827
DSO | 1 | 46 | 26 | 25 | 2025 | Winter | S, [%] | Expected | - | 18.99% | 17.57% | 16.83% | 16.67% | 16.8% | 18.75% | 21.2% | 23.34% | 22.91% | 30.68% | 31.28% | 32.52% | 23.71% | 28.15% | 21.34% | 21.35% | 24.13% | 23.04% | 23.21% | 22.7% | 21.78% | 20.52% | 19.44% | 18.64%
DSO | 1 | 49 | 27 | 28 | 2025 | Winter | P, [MW] | Expected | - | 2.0504 | 2.0263 | 2.0105 | 2.0049 | 1.9862 | 1.983 | 2.1453 | 2.1814 | 2.1379 | 1.8991 | 1.805 | 1.8395 | 1.7558 | 1.8298 | 2.1189 | 2.0947 | 1.794 | 1.8744 | 1.8943 | 1.8644 | 1.8661 | 1.801 | 2.0347 | 2.0226
DSO | 1 | 49 | 27 | 28 | 2025 | Winter | P, [%] | Expected | - | 25.63% | 25.33% | 25.13% | 25.06% | 24.83% | 24.79% | 26.82% | 27.27% | 26.72% | 23.74% | 22.56% | 22.99% | 21.95% | 22.87% | 26.49% | 26.18% | 22.42% | 23.43% | 23.68% | 23.31% | 23.33% | 22.51% | 25.43% | 25.28%
DSO | 1 | 49 | 28 | 27 | 2025 | Winter | P, [MW] | Expected | - | -2.0469 | -2.0228 | -2.0071 | -2.0015 | -1.9829 | -1.9797 | -2.1414 | -2.1775 | -2.1341 | -1.896 | -1.8022 | -1.8365 | -1.7531 | -1.827 | -2.1151 | -2.0909 | -1.7912 | -1.8715 | -1.8913 | -1.8615 | -1.8632 | -1.7983 | -2.0312 | -2.0191
DSO | 1 | 49 | 28 | 27 | 2025 | Winter | Expected |  | - | 25.59% | 25.29% | 25.09% | 25.02% | 24.79% | 24.75% | 26.77% | 27.22% | 26.68% | 23.7% | 22.53% | 22.96% | 21.91% | 22.84% | 26.44% | 26.14% | 22.39% | 23.39% | 23.64% | 23.27% | 23.29% | 22.48% | 25.39% | 25.24%
DSO | 1 | 49 | 27 | 28 | 2025 | Winter | Q, [MVAr] | Expected | - | 0.0074769 | -0.0102 | 0.0022751 | 0.015672 | 0.017919 | 0.019878 | 0.039673 | 0.053444 | -0.066086 | -0.080464 | -0.085471 | -0.069725 | -0.067913 | -0.074023 | -0.040972 | 0.051923 | -0.064018 | -0.048632 | -0.034549 | -0.025142 | -0.048779 | 0.028854 | 0.012321 | 0.0087807
DSO | 1 | 49 | 27 | 28 | 2025 | Winter | Q, [%] | Expected | - | 0.09346% | 0.1275% | 0.02844% | 0.1959% | 0.224% | 0.2485% | 0.4959% | 0.668% | 0.8261% | 1.006% | 1.068% | 0.8716% | 0.8489% | 0.9253% | 0.5122% | 0.649% | 0.8002% | 0.6079% | 0.4319% | 0.3143% | 0.6097% | 0.3607% | 0.154% | 0.1098%
DSO | 1 | 49 | 28 | 27 | 2025 | Winter | Q, [MVAr] | Expected | - | 0.031637 | 0.048593 | 0.03568 | 0.022189 | 0.019416 | 0.017521 | 0.0031338 | -0.0093568 | 0.10858 | 0.11525 | 0.11755 | 0.10282 | 0.097611 | 0.10615 | 0.083275 | -0.010592 | 0.09436 | 0.081697 | 0.067963 | 0.057625 | 0.081326 | 0.0014098 | 0.026547 | 0.029259
DSO | 1 | 49 | 28 | 27 | 2025 | Winter | Q, [%] | Expected | - | 0.0039546 | 0.0060741 | 0.00446 | 0.0027736 | 0.002427 | 0.0021902 | 0.00039173 | 0.0011696 | 0.013572 | 0.014406 | 0.014693 | 0.012853 | 0.012201 | 0.013269 | 0.010409 | 0.001324 | 0.011795 | 0.010212 | 0.0084954 | 0.0072031 | 0.010166 | 0.00017622 | 0.0033184 | 0.0036574
DSO | 1 | 49 | 27 | 28 | 2025 | Winter | S, [MVA] | Expected | - | 2.0522 | 2.0301 | 2.0143 | 2.0082 | 1.9901 | 1.9879 | 2.1481 | 2.1852 | 2.1408 | 1.9089 | 1.8174 | 1.8507 | 1.7658 | 1.8377 | 2.1194 | 2.0968 | 1.7976 | 1.878 | 1.8962 | 1.8675 | 1.8686 | 1.8018 | 2.0357 | 2.0238
DSO | 1 | 49 | 27 | 28 | 2025 | Winter | S, [%] | Expected | - | 25.65% | 25.38% | 25.18% | 25.1% | 24.88% | 24.85% | 26.85% | 27.32% | 26.76% | 23.86% | 22.72% | 23.13% | 22.07% | 22.97% | 26.49% | 26.21% | 22.47% | 23.48% | 23.7% | 23.34% | 23.36% | 22.52% | 25.45% | 25.3%
DSO | 1 | 49 | 28 | 27 | 2025 | Winter | S, [MVA] | Expected | - | 2.0487 | 2.0269 | 2.0109 | 2.0045 | 1.9864 | 1.9841 | 2.1437 | 2.1804 | 2.1389 | 1.907 | 1.8157 | 1.8487 | 1.7641 | 1.836 | 2.1169 | 2.0923 | 1.796 | 1.876 | 1.894 | 1.8652 | 1.8667 | 1.7989 | 2.0322 | 2.0205
DSO | 1 | 49 | 28 | 27 | 2025 | Winter | S, [%] | Expected | - | 25.61% | 25.34% | 25.14% | 25.06% | 24.83% | 24.8% | 26.8% | 27.26% | 26.74% | 23.84% | 22.7% | 23.11% | 22.05% | 22.95% | 26.46% | 26.15% | 22.45% | 23.45% | 23.68% | 23.31% | 23.33% | 22.49% | 25.4% | 25.26%
DSO | 1 | 50 | 29 | 30 | 2025 | Winter | P, [MW] | Expected | - | 2.4321 | 2.2157 | 2.0815 | 2.0395 | 1.9974 | 2.064 | 2.3263 | 2.3535 | 2.6379 | 3.6696 | 3.8727 | 3.9113 | 3.6759 | 3.4905 | 2.6528 | 2.6491 | 3.2786 | 3.5079 | 3.5175 | 3.4929 | 3.4302 | 3.2875 | 3.1436 | 2.902
DSO | 1 | 50 | 29 | 30 | 2025 | Winter | P, [%] | Expected | - | 30.4% | 27.7% | 26.02% | 25.49% | 24.97% | 25.8% | 29.08% | 29.42% | 32.97% | 45.87% | 48.41% | 48.89% | 45.95% | 43.63% | 33.16% | 33.11% | 40.98% | 43.85% | 43.97% | 43.66% | 42.88% | 41.09% | 39.29% | 36.27%
DSO | 1 | 50 | 30 | 29 | 2025 | Winter | P, [MW] | Expected | - | -2.426 | -2.2105 | -2.0767 | -2.0348 | -1.9928 | -2.0591 | -2.3206 | -2.3475 | -2.6311 | -3.6556 | -3.857 | -3.8952 | -3.6618 | -3.4779 | -2.6457 | -2.642 | -3.2676 | -3.4954 | -3.5051 | -3.4806 | -3.4183 | -3.2764 | -3.1335 | -2.8938
DSO | 1 | 50 | 30 | 29 | 2025 | Winter | Expected |  | - | 30.33% | 27.63% | 25.96% | 25.43% | 24.91% | 25.74% | 29.01% | 29.34% | 32.89% | 45.69% | 48.21% | 48.69% | 45.77% | 43.47% | 33.07% | 33.03% | 40.85% | 43.69% | 43.81% | 43.51% | 42.73% | 40.96% | 39.17% | 36.17%
DSO | 1 | 50 | 29 | 30 | 2025 | Winter | Q, [MVAr] | Expected | - | -0.60891 | -0.65168 | -0.64876 | -0.64825 | -0.66144 | -0.67236 | -0.62596 | -0.64282 | -0.23843 | -0.10876 | -0.099325 | -0.095866 | -0.13223 | -0.17242 | -0.5593 | -0.5382 | -0.23441 | -0.17187 | -0.19684 | -0.19458 | -0.24098 | -0.49304 | -0.52264 | -0.41361
DSO | 1 | 50 | 29 | 30 | 2025 | Winter | Q, [%] | Expected | - | 7.611% | 8.146% | 8.109% | 8.103% | 8.268% | 8.405% | 7.824% | 8.035% | 2.98% | 1.36% | 1.242% | 1.198% | 1.653% | 2.155% | 6.991% | 6.727% | 2.93% | 2.148% | 2.46% | 2.432% | 3.012% | 6.163% | 6.533% | 5.17%
DSO | 1 | 50 | 30 | 29 | 2025 | Winter | Q, [MVAr] | Expected | - | 0.65998 | 0.69566 | 0.68895 | 0.68763 | 0.70023 | 0.71363 | 0.67467 | 0.69333 | 0.29555 | 0.22665 | 0.23175 | 0.23076 | 0.25106 | 0.2783 | 0.61919 | 0.59754 | 0.32668 | 0.27757 | 0.30178 | 0.29854 | 0.34137 | 0.5864 | 0.6071 | 0.48291
DSO | 1 | 50 | 30 | 29 | 2025 | Winter | Q, [%] | Expected | - | 0.082497 | 0.086957 | 0.086118 | 0.085954 | 0.087529 | 0.089204 | 0.084333 | 0.086666 | 0.036944 | 0.028331 | 0.028969 | 0.028844 | 0.031382 | 0.034788 | 0.077399 | 0.074693 | 0.040835 | 0.034697 | 0.037722 | 0.037318 | 0.042671 | 0.0733 | 0.075888 | 0.060363
DSO | 1 | 50 | 29 | 30 | 2025 | Winter | S, [MVA] | Expected | - | 2.5341 | 2.3449 | 2.2307 | 2.2016 | 2.178 | 2.2461 | 2.4517 | 2.4862 | 2.6649 | 3.6966 | 3.8975 | 3.9354 | 3.7011 | 3.5147 | 2.729 | 2.7184 | 3.3001 | 3.5245 | 3.5306 | 3.5047 | 3.4461 | 3.3265 | 3.1897 | 2.9345
DSO | 1 | 50 | 29 | 30 | 2025 | Winter | S, [%] | Expected | - | 31.68% | 29.31% | 27.88% | 27.52% | 27.23% | 28.08% | 30.65% | 31.08% | 33.31% | 46.21% | 48.72% | 49.19% | 46.26% | 43.93% | 34.11% | 33.98% | 41.25% | 44.06% | 44.13% | 43.81% | 43.08% | 41.58% | 39.87% | 36.68%
DSO | 1 | 50 | 30 | 29 | 2025 | Winter | S, [MVA] | Expected | - | 2.5402 | 2.3516 | 2.2369 | 2.2076 | 2.1841 | 2.2524 | 2.4576 | 2.4925 | 2.6648 | 3.6849 | 3.884 | 3.9216 | 3.6901 | 3.5065 | 2.7344 | 2.7234 | 3.2955 | 3.5169 | 3.5243 | 3.4985 | 3.4415 | 3.3314 | 3.1954 | 2.9367
DSO | 1 | 50 | 30 | 29 | 2025 | Winter | S, [%] | Expected | - | 31.75% | 29.39% | 27.96% | 27.59% | 27.3% | 28.15% | 30.72% | 31.16% | 33.31% | 46.06% | 48.55% | 49.02% | 46.13% | 43.83% | 34.18% | 34.04% | 41.19% | 43.96% | 44.05% | 43.73% | 43.02% | 41.64% | 39.94% | 36.71%
DSO | 19 | 22 | 32 | 34 | 2025 | Winter | P, [MW] | 0 | 0 | 0.75716 | 0.79123 | 0.76664 | 0.7142 | 0.69945 | 0.7897 | 1.27 | 1.39 | 1.3447 | 1.1256 | 1.263 | 1.7468 | 1.6637 | 1.561 | 1.2707 | 1.3398 | 1.067 | 1.5352 | 1.5888 | 1.6764 | 1.2359 | 1.1751 | 1.121 | 0.9944
DSO | 19 | 22 | 32 | 34 | 2025 | Winter | P, [%] | 0 | 0 | 2.779% | 2.904% | 2.814% | 2.621% | 2.567% | 2.898% | 4.661% | 5.101% | 4.935% | 4.131% | 4.635% | 6.411% | 6.106% | 5.729% | 4.664% | 4.917% | 3.916% | 5.634% | 5.831% | 6.152% | 4.536% | 4.313% | 4.114% | 3.65%
DSO | 19 | 22 | 34 | 32 | 2025 | Winter | P, [MW] | 0 | 0 | -0.75677 | -0.79079 | -0.7662 | -0.71379 | -0.69906 | -0.7893 | -1.2692 | -1.3891 | -1.3439 | -1.125 | -1.2623 | -1.7454 | -1.6625 | -1.5599 | -1.2699 | -1.3389 | -1.0665 | -1.5342 | -1.5877 | -1.6751 | -1.2352 | -1.1744 | -1.1204 | -0.99385
DSO | 19 | 22 | 34 | 32 | 2025 | Winter | P, [%] | 0 | 0 | 2.777% | 2.902% | 2.812% | 2.62% | 2.566% | 2.897% | 4.658% | 5.098% | 4.932% | 4.129% | 4.633% | 6.406% | 6.101% | 5.725% | 4.661% | 4.914% | 3.914% | 5.63% | 5.827% | 6.148% | 4.533% | 4.31% | 4.112% | 3.648%
DSO | 19 | 22 | 32 | 34 | 2025 | Winter | Q, [MVAr] | 0 | 0 | -0.7435 | -0.80906 | -0.82952 | -0.83434 | -0.83706 | -0.73894 | -0.63674 | -0.63179 | -0.50631 | -0.52213 | -0.45635 | -0.61064 | -0.67209 | -0.69673 | -0.66591 | -0.66342 | -0.6028 | -0.5037 | -0.57747 | -0.61121 | -0.6186 | -0.625 | -0.65185 | -0.71972
DSO | 19 | 22 | 32 | 34 | 2025 | Winter | Q, [%] | 0 | 0 | 2.729% | 2.969% | 3.044% | 3.062% | 3.072% | 2.712% | 2.337% | 2.319% | 1.858% | 1.916% | 1.675% | 2.241% | 2.467% | 2.557% | 2.444% | 2.435% | 2.212% | 1.849% | 2.119% | 2.243% | 2.27% | 2.294% | 2.392% | 2.641%
DSO | 19 | 22 | 34 | 32 | 2025 | Winter | Q, [MVAr] | 0 | 0 | 0.4479 | 0.51254 | 0.53196 | 0.53619 | 0.53909 | 0.44141 | 0.34049 | 0.33529 | 0.21362 | 0.22884 | 0.16492 | 0.3154 | 0.37622 | 0.40013 | 0.37067 | 0.36816 | 0.30743 | 0.20898 | 0.28274 | 0.31744 | 0.32337 | 0.32942 | 0.35617 | 0.42264
DSO | 19 | 22 | 34 | 32 | 2025 | Winter | Q, [%] | 0 | 0 | 1.644% | 1.881% | 1.952% | 1.968% | 1.978% | 1.62% | 1.25% | 1.231% | 0.784% | 0.8399% | 0.6053% | 1.158% | 1.381% | 1.468% | 1.36% | 1.351% | 1.128% | 0.767% | 1.038% | 1.165% | 1.187% | 1.209% | 1.307% | 1.551%
DSO | 19 | 22 | 32 | 34 | 2025 | Winter | S, [MVA] | 0 | 0 | 1.0612 | 1.1316 | 1.1295 | 1.0983 | 1.0908 | 1.0815 | 1.4207 | 1.5269 | 1.4368 | 1.2408 | 1.3429 | 1.8505 | 1.7943 | 1.7094 | 1.4346 | 1.495 | 1.2255 | 1.6157 | 1.6905 | 1.7843 | 1.3821 | 1.331 | 1.2968 | 1.2275
DSO | 19 | 22 | 32 | 34 | 2025 | Winter | S, [%] | 0 | 0 | 3.895% | 4.153% | 4.145% | 4.031% | 4.003% | 3.969% | 5.214% | 5.604% | 5.273% | 4.554% | 4.929% | 6.791% | 6.585% | 6.274% | 5.265% | 5.487% | 4.498% | 5.93% | 6.204% | 6.549% | 5.072% | 4.885% | 4.759% | 4.505%
DSO | 19 | 22 | 34 | 32 | 2025 | Winter | S, [MVA] | 0 | 0 | 0.87938 | 0.94236 | 0.93276 | 0.89275 | 0.88278 | 0.90434 | 1.3141 | 1.429 | 1.3607 | 1.148 | 1.273 | 1.7737 | 1.7045 | 1.6104 | 1.3229 | 1.3886 | 1.1099 | 1.5483 | 1.6127 | 1.7049 | 1.2768 | 1.2198 | 1.1756 | 1.08
DSO | 19 | 22 | 34 | 32 | 2025 | Winter | S, [%] | 0 | 0 | 3.227% | 3.459% | 3.423% | 3.276% | 3.24% | 3.319% | 4.823% | 5.245% | 4.994% | 4.213% | 4.672% | 6.51% | 6.256% | 5.91% | 4.855% | 5.096% | 4.073% | 5.682% | 5.919% | 6.257% | 4.686% | 4.477% | 4.315% | 3.964%
DSO | 19 | 24 | 33 | 35 | 2025 | Winter | P, [MW] | 0 | 0 | 3.7121 | 3.6719 | 3.6708 | 3.6725 | 3.6166 | 3.6431 | 3.9091 | 3.9035 | 3.7989 | 3.3922 | 3.8385 | 3.8973 | 3.8889 | 3.8877 | 3.8237 | 3.8659 | 2.8474 | 3.8841 | 3.9152 | 3.9744 | 3.2032 | 3.2804 | 3.7191 | 3.7514
DSO | 19 | 24 | 33 | 35 | 2025 | Winter | P, [%] | 0 | 0 | 13.62% | 13.48% | 13.47% | 13.48% | 13.27% | 13.37% | 14.35% | 14.33% | 13.94% | 12.45% | 14.09% | 14.3% | 14.27% | 14.27% | 14.03% | 14.19% | 10.45% | 14.25% | 14.37% | 14.59% | 11.76% | 12.04% | 13.65% | 13.77%
DSO | 19 | 24 | 35 | 33 | 2025 | Winter | P, [MW] | 0 | 0 | -3.7097 | -3.6695 | -3.6684 | -3.67 | -3.6142 | -3.6407 | -3.9065 | -3.901 | -3.7964 | -3.3901 | -3.8359 | -3.8947 | -3.8863 | -3.8852 | -3.8212 | -3.8633 | -2.846 | -3.8815 | -3.9126 | -3.9716 | -3.2014 | -3.2785 | -3.7166 | -3.7489
DSO | 19 | 24 | 35 | 33 | 2025 | Winter | P, [%] | 0 | 0 | 13.61% | 13.47% | 13.46% | 13.47% | 13.26% | 13.36% | 14.34% | 14.32% | 13.93% | 12.44% | 14.08% | 14.29% | 14.26% | 14.26% | 14.02% | 14.18% | 10.44% | 14.25% | 14.36% | 14.58% | 11.75% | 12.03% | 13.64% | 13.76%
DSO | 19 | 24 | 33 | 35 | 2025 | Winter | Q, [MVAr] | 0 | 0 | -0.027464 | -0.2681 | -0.19029 | -0.18031 | -0.31818 | -0.49371 | -0.36071 | -0.32451 | 0.046689 | -0.23941 | 0.53217 | -0.2549 | -0.083063 | -0.13374 | 0.27315 | 0.049342 | -0.40712 | -0.075051 | -0.11935 | 0.0023229 | -0.029547 | 0.21195 | 0.39844 | -0.25968
DSO | 19 | 24 | 33 | 35 | 2025 | Winter | Q, [%] | 0 | 0 | 0.1008% | 0.9839% | 0.6984% | 0.6618% | 1.168% | 1.812% | 1.324% | 1.191% | 0.1714% | 0.8786% | 1.953% | 0.9355% | 0.3048% | 0.4909% | 1.002% | 0.1811% | 1.494% | 0.2754% | 0.438% | 0.008525% | 0.1084% | 0.7779% | 1.462% | 0.953%
DSO | 19 | 24 | 35 | 33 | 2025 | Winter | Q, [MVAr] | 0 | 0 | -0.1064 | 0.13478 | 0.056623 | 0.046486 | 0.18473 | 0.36064 | 0.21867 | 0.18183 | -0.18461 | 0.10591 | -0.66811 | 0.11326 | -0.059664 | -0.0091805 | -0.4131 | -0.18917 | 0.27162 | -0.064636 | -0.018809 | -0.13829 | -0.10575 | -0.34676 | -0.53323 | 0.12489
DSO | 19 | 24 | 35 | 33 | 2025 | Winter | Q, [%] | 0 | 0 | 0.3905% | 0.4946% | 0.2078% | 0.1706% | 0.678% | 1.324% | 0.8025% | 0.6673% | 0.6775% | 0.3887% | 2.452% | 0.4157% | 0.219% | 0.03369% | 1.516% | 0.6943% | 0.9969% | 0.2372% | 0.06903% | 0.5075% | 0.3881% | 1.273% | 1.957% | 0.4584%
DSO | 19 | 24 | 33 | 35 | 2025 | Winter | S, [MVA] | 0 | 0 | 3.7122 | 3.6817 | 3.6757 | 3.6769 | 3.6306 | 3.6764 | 3.9257 | 3.917 | 3.7992 | 3.4007 | 3.8752 | 3.9056 | 3.8897 | 3.89 | 3.8334 | 3.8662 | 2.8764 | 3.8848 | 3.917 | 3.9744 | 3.2033 | 3.2873 | 3.7404 | 3.7604
DSO | 19 | 24 | 33 | 35 | 2025 | Winter | S, [%] | 0 | 0 | 13.62% | 13.51% | 13.49% | 13.49% | 13.32% | 13.49% | 14.41% | 14.38% | 13.94% | 12.48% | 14.22% | 14.33% | 14.28% | 14.28% | 14.07% | 14.19% | 10.56% | 14.26% | 14.38% | 14.59% | 11.76% | 12.06% | 13.73% | 13.8%
DSO | 19 | 24 | 35 | 33 | 2025 | Winter | S, [MVA] | 0 | 0 | 3.7112 | 3.672 | 3.6688 | 3.6703 | 3.619 | 3.6585 | 3.9127 | 3.9052 | 3.8008 | 3.3918 | 3.8936 | 3.8964 | 3.8868 | 3.8852 | 3.8434 | 3.868 | 2.8589 | 3.882 | 3.9126 | 3.974 | 3.2031 | 3.2968 | 3.7546 | 3.751
DSO | 19 | 24 | 35 | 33 | 2025 | Winter | S, [%] | 0 | 0 | 13.62% | 13.48% | 13.46% | 13.47% | 13.28% | 13.43% | 14.36% | 14.33% | 13.95% | 12.45% | 14.29% | 14.3% | 14.26% | 14.26% | 14.11% | 14.2% | 10.49% | 14.25% | 14.36% | 14.58% | 11.76% | 12.1% | 13.78% | 13.77%
DSO | 19 | 25 | 33 | 37 | 2025 | Winter | P, [MW] | 0 | 0 | 7.857 | 7.0588 | 6.878 | 6.6989 | 6.5351 | 6.4943 | 14.6515 | 14.7957 | 14.0425 | 7.5755 | 13.8274 | 14.7094 | 14.9006 | 14.4667 | 12.9793 | 12.7585 | 8.1301 | 13.0936 | 12.0039 | 11.1357 | 8.2822 | 7.6634 | 8.2768 | 7.9619
DSO | 19 | 25 | 33 | 37 | 2025 | Winter | P, [%] | 0 | 0 | 37.61% | 33.79% | 32.93% | 32.07% | 31.28% | 31.09% | 70.14% | 70.83% | 67.22% | 36.26% | 66.19% | 70.41% | 71.33% | 69.25% | 62.13% | 61.08% | 38.92% | 62.68% | 57.46% | 53.31% | 39.65% | 36.68% | 39.62% | 38.11%
DSO | 19 | 25 | 37 | 33 | 2025 | Winter | P, [MW] | 0 | 0 | -7.6941 | -6.9315 | -6.7573 | -6.5845 | -6.4254 | -6.3859 | -14.1292 | -14.2666 | -13.5106 | -7.3967 | -13.2776 | -14.1765 | -14.3612 | -13.9606 | -12.5456 | -12.3351 | -7.9457 | -12.6455 | -11.6252 | -10.7989 | -8.0953 | -7.5042 | -8.097 | -7.8018
DSO | 19 | 25 | 37 | 33 | 2025 | Winter | P, [%] | 0 | 0 | 36.83% | 33.18% | 32.35% | 31.52% | 30.76% | 30.57% | 67.64% | 68.29% | 64.68% | 35.41% | 63.56% | 67.86% | 68.75% | 66.83% | 60.06% | 59.05% | 38.04% | 60.53% | 55.65% | 51.69% | 38.75% | 35.92% | 38.76% | 37.35%
DSO | 19 | 25 | 33 | 37 | 2025 | Winter | Q, [MVAr] | 0 | 0 | 1.5084 | 0.083665 | -0.28356 | -0.31602 | -0.53919 | -0.45789 | 1.7778 | 1.6449 | 4.253 | 3.5177 | 5.3205 | 2.272 | 1.9754 | 1.7253 | 3.1049 | 3.3095 | 2.585 | 3.501 | 3.089 | 3.2504 | 2.2931 | 2.0028 | 1.6222 | -0.083822
DSO | 19 | 25 | 33 | 37 | 2025 | Winter | Q, [%] | 0 | 0 | 7.221% | 0.4005% | 1.357% | 1.513% | 2.581% | 2.192% | 8.51% | 7.874% | 20.36% | 16.84% | 25.47% | 10.88% | 9.456% | 8.259% | 14.86% | 15.84% | 12.37% | 16.76% | 14.79% | 15.56% | 10.98% | 9.587% | 7.766% | 0.4013%
DSO | 19 | 25 | 37 | 33 | 2025 | Winter | Q, [MVAr] | 0 | 0 | -1.332 | 0.043274 | 0.40116 | 0.42484 | 0.6416 | 0.55865 | -1.1063 | -0.96431 | -3.5664 | -3.3188 | -4.6084 | -1.5859 | -1.2806 | -1.0768 | -2.5553 | -2.7741 | -2.379 | -2.9313 | -2.615 | -2.8337 | -2.0837 | -1.8316 | -1.4228 | 0.25566
DSO | 19 | 25 | 37 | 33 | 2025 | Winter | Q, [%] | 0 | 0 | 6.376% | 0.2072% | 1.92% | 2.034% | 3.071% | 2.674% | 5.296% | 4.616% | 17.07% | 15.89% | 22.06% | 7.592% | 6.13% | 5.155% | 12.23% | 13.28% | 11.39% | 14.03% | 12.52% | 13.57% | 9.975% | 8.768% | 6.811% | 1.224%
DSO | 19 | 25 | 33 | 37 | 2025 | Winter | S, [MVA] | 0 | 0 | 8.0005 | 7.0593 | 6.8838 | 6.7063 | 6.5573 | 6.5105 | 14.759 | 14.8869 | 14.6724 | 8.3523 | 14.8157 | 14.8838 | 15.0309 | 14.5692 | 13.3455 | 13.1808 | 8.5312 | 13.5536 | 12.395 | 11.6004 | 8.5938 | 7.9208 | 8.4343 | 7.9623
DSO | 19 | 25 | 33 | 37 | 2025 | Winter | S, [%] | 0 | 0 | 38.3% | 33.79% | 32.95% | 32.1% | 31.39% | 31.17% | 70.65% | 71.26% | 70.24% | 39.98% | 70.92% | 71.25% | 71.95% | 69.74% | 63.89% | 63.1% | 40.84% | 64.88% | 59.34% | 55.53% | 41.14% | 37.92% | 40.38% | 38.12%
DSO | 19 | 25 | 37 | 33 | 2025 | Winter | S, [MVA] | 0 | 0 | 7.8085 | 6.9317 | 6.7692 | 6.5982 | 6.4573 | 6.4103 | 14.1724 | 14.2991 | 13.9734 | 8.1071 | 14.0547 | 14.265 | 14.4182 | 14.0021 | 12.8032 | 12.6432 | 8.2942 | 12.9808 | 11.9157 | 11.1645 | 8.3592 | 7.7245 | 8.2211 | 7.806
DSO | 19 | 25 | 37 | 33 | 2025 | Winter | S, [%] | 0 | 0 | 37.38% | 33.18% | 32.4% | 31.59% | 30.91% | 30.69% | 67.84% | 68.45% | 66.89% | 38.81% | 67.28% | 68.29% | 69.02% | 67.03% | 61.29% | 60.52% | 39.7% | 62.14% | 57.04% | 53.45% | 40.02% | 36.98% | 39.35% | 37.37%
DSO | 19 | 27 | 37 | 39 | 2025 | Winter | P, [MW] | 0 | 0 | -0.23062 | -0.20582 | -0.20138 | -0.19592 | -0.21059 | -0.23472 | -0.2621 | -0.3454 | -0.42037 | -0.51165 | -0.48702 | -0.48119 | -0.46732 | -0.42364 | -0.40687 | -0.40719 | -0.47551 | -0.45261 | -0.45658 | -0.43736 | -0.44466 | -0.41225 | -0.32028 | -0.2691
DSO | 19 | 27 | 37 | 39 | 2025 | Winter | P, [%] | 0 | 0 | 1.104% | 0.9853% | 0.964% | 0.9379% | 1.008% | 1.124% | 1.255% | 1.653% | 2.012% | 2.449% | 2.331% | 2.303% | 2.237% | 2.028% | 1.948% | 1.949% | 2.276% | 2.167% | 2.186% | 2.094% | 2.129% | 1.973% | 1.533% | 1.288%
DSO | 19 | 27 | 39 | 37 | 2025 | Winter | P, [MW] | 0 | 0 | 0.23088 | 0.20605 | 0.20159 | 0.19613 | 0.21081 | 0.23497 | 0.26238 | 0.3458 | 0.42098 | 0.51252 | 0.48786 | 0.48193 | 0.46802 | 0.42421 | 0.40744 | 0.40777 | 0.47628 | 0.45331 | 0.4573 | 0.43805 | 0.44536 | 0.41287 | 0.3207 | 0.26941
DSO | 19 | 27 | 39 | 37 | 2025 | Winter | P, [%] | 0 | 0 | 1.105% | 0.9864% | 0.965% | 0.9389% | 1.009% | 1.125% | 1.256% | 1.655% | 2.015% | 2.453% | 2.335% | 2.307% | 2.24% | 2.031% | 1.95% | 1.952% | 2.28% | 2.17% | 2.189% | 2.097% | 2.132% | 1.976% | 1.535% | 1.29%
DSO | 19 | 27 | 37 | 39 | 2025 | Winter | Q, [MVAr] | 0 | 0 | 0.14751 | 0.1472 | 0.1458 | 0.14471 | 0.14286 | 0.13888 | 0.12695 | 0.10198 | 0.10615 | 0.091506 | 0.12703 | 0.093209 | 0.09154 | 0.085839 | 0.11142 | 0.1217 | 0.11754 | 0.12577 | 0.12998 | 0.1405 | 0.13752 | 0.1453 | 0.15101 | 0.14616
DSO | 19 | 27 | 37 | 39 | 2025 | Winter | Q, [%] | 0 | 0 | 0.7061% | 0.7047% | 0.698% | 0.6927% | 0.6839% | 0.6648% | 0.6077% | 0.4882% | 0.5081% | 0.438% | 0.6081% | 0.4462% | 0.4382% | 0.4109% | 0.5334% | 0.5826% | 0.5627% | 0.6021% | 0.6222% | 0.6726% | 0.6583% | 0.6956% | 0.7229% | 0.6997%
DSO | 19 | 27 | 39 | 37 | 2025 | Winter | Q, [MVAr] | 0 | 0 | -0.20235 | -0.20265 | -0.2016 | -0.20065 | -0.19873 | -0.19455 | -0.18335 | -0.1585 | -0.15951 | -0.14453 | -0.17892 | -0.14862 | -0.14753 | -0.14229 | -0.16646 | -0.17665 | -0.17155 | -0.18034 | -0.18436 | -0.1942 | -0.19174 | -0.19974 | -0.2059 | -0.20196
DSO | 19 | 27 | 39 | 37 | 2025 | Winter | Q, [%] | 0 | 0 | 0.9687% | 0.9701% | 0.9651% | 0.9605% | 0.9513% | 0.9313% | 0.8777% | 0.7587% | 0.7636% | 0.6919% | 0.8565% | 0.7114% | 0.7062% | 0.6812% | 0.7968% | 0.8456% | 0.8212% | 0.8633% | 0.8825% | 0.9297% | 0.9179% | 0.9562% | 0.9857% | 0.9668%
DSO | 19 | 27 | 37 | 39 | 2025 | Winter | S, [MVA] | 0 | 0 | 0.27376 | 0.25304 | 0.24862 | 0.24357 | 0.25447 | 0.27273 | 0.29123 | 0.36014 | 0.43357 | 0.51977 | 0.50331 | 0.49013 | 0.4762 | 0.43224 | 0.42185 | 0.42499 | 0.48982 | 0.46976 | 0.47472 | 0.45938 | 0.46544 | 0.43711 | 0.3541 | 0.30623
DSO | 19 | 27 | 37 | 39 | 2025 | Winter | S, [%] | 0 | 0 | 1.31% | 1.211% | 1.19% | 1.166% | 1.218% | 1.306% | 1.394% | 1.724% | 2.075% | 2.488% | 2.409% | 2.346% | 2.28% | 2.069% | 2.019% | 2.034% | 2.345% | 2.249% | 2.272% | 2.199% | 2.228% | 2.092% | 1.695% | 1.466%
DSO | 19 | 27 | 39 | 37 | 2025 | Winter | S, [MVA] | 0 | 0 | 0.307 | 0.289 | 0.2851 | 0.28059 | 0.28972 | 0.30506 | 0.32009 | 0.3804 | 0.45019 | 0.53251 | 0.51964 | 0.50433 | 0.49072 | 0.44744 | 0.44013 | 0.44439 | 0.50623 | 0.48787 | 0.49306 | 0.47917 | 0.48488 | 0.45865 | 0.38111 | 0.33671
DSO | 19 | 27 | 39 | 37 | 2025 | Winter | S, [%] | 0 | 0 | 1.47% | 1.383% | 1.365% | 1.343% | 1.387% | 1.46% | 1.532% | 1.821% | 2.155% | 2.549% | 2.488% | 2.414% | 2.349% | 2.142% | 2.107% | 2.127% | 2.423% | 2.335% | 2.36% | 2.294% | 2.321% | 2.196% | 1.824% | 1.612%
DSO | 19 | 52 | 31 | 32 | 2025 | Winter | P, [MW] | 0 | 0 | 0.7574 | 0.79154 | 0.76695 | 0.71449 | 0.69975 | 0.78999 | 1.2705 | 1.3906 | 1.3452 | 1.1259 | 1.2634 | 1.7476 | 1.6645 | 1.5617 | 1.2712 | 1.3403 | 1.0673 | 1.5358 | 1.5895 | 1.6773 | 1.2363 | 1.1755 | 1.1214 | 0.99474
DSO | 19 | 52 | 31 | 32 | 2025 | Winter | P, [%] | 0 | 0 | 3.787% | 3.958% | 3.835% | 3.572% | 3.499% | 3.95% | 6.353% | 6.953% | 6.726% | 5.63% | 6.317% | 8.738% | 8.322% | 7.808% | 6.356% | 6.702% | 5.337% | 7.679% | 7.948% | 8.387% | 6.181% | 5.877% | 5.607% | 4.974%
DSO | 19 | 52 | 32 | 31 | 2025 | Winter | P, [MW] | 0 | 0 | -0.75716 | -0.79128 | -0.76669 | -0.71425 | -0.69951 | -0.78975 | -1.2701 | -1.3901 | -1.3448 | -1.1256 | -1.263 | -1.7469 | -1.6638 | -1.5611 | -1.2708 | -1.3398 | -1.067 | -1.5353 | -1.5889 | -1.6766 | -1.2359 | -1.1751 | -1.121 | -0.99443
DSO | 19 | 52 | 32 | 31 | 2025 | Winter | P, [%] | 0 | 0 | 3.786% | 3.956% | 3.833% | 3.571% | 3.498% | 3.949% | 6.351% | 6.951% | 6.724% | 5.628% | 6.315% | 8.735% | 8.319% | 7.805% | 6.354% | 6.699% | 5.335% | 7.676% | 7.945% | 8.383% | 6.179% | 5.876% | 5.605% | 4.972%
DSO | 19 | 52 | 31 | 32 | 2025 | Winter | Q, [MVAr] | 0 | 0 | -0.7372 | -0.80198 | -0.8225 | -0.82772 | -0.83054 | -0.7325 | -0.62548 | -0.61878 | -0.49456 | -0.51343 | -0.44598 | -0.59141 | -0.65405 | -0.68042 | -0.65436 | -0.65087 | -0.5944 | -0.48899 | -0.56137 | -0.59322 | -0.60788 | -0.61508 | -0.64243 | -0.71141
DSO | 19 | 52 | 31 | 32 | 2025 | Winter | Q, [%] | 0 | 0 | 3.686% | 4.01% | 4.112% | 4.139% | 4.153% | 3.662% | 3.127% | 3.094% | 2.473% | 2.567% | 2.23% | 2.957% | 3.27% | 3.402% | 3.272% | 3.254% | 2.972% | 2.445% | 2.807% | 2.966% | 3.039% | 3.075% | 3.212% | 3.557%
DSO | 19 | 52 | 32 | 31 | 2025 | Winter | Q, [MVAr] | 0 | 0 | 0.74358 | 0.80921 | 0.82967 | 0.83449 | 0.83722 | 0.73908 | 0.63687 | 0.63192 | 0.50635 | 0.52221 | 0.45633 | 0.61076 | 0.67221 | 0.69687 | 0.66602 | 0.66352 | 0.6029 | 0.50379 | 0.57756 | 0.61131 | 0.6187 | 0.6251 | 0.65194 | 0.71989
DSO | 19 | 52 | 32 | 31 | 2025 | Winter | Q, [%] | 0 | 0 | 3.718% | 4.046% | 4.148% | 4.172% | 4.186% | 3.695% | 3.184% | 3.16% | 2.532% | 2.611% | 2.282% | 3.054% | 3.361% | 3.484% | 3.33% | 3.318% | 3.015% | 2.519% | 2.888% | 3.057% | 3.093% | 3.126% | 3.26% | 3.599%
DSO | 19 | 52 | 31 | 32 | 2025 | Winter | S, [MVA] | 0 | 0 | 1.0569 | 1.1268 | 1.1246 | 1.0934 | 1.086 | 1.0773 | 1.4161 | 1.5221 | 1.4332 | 1.2375 | 1.3398 | 1.845 | 1.7884 | 1.7035 | 1.4298 | 1.49 | 1.2217 | 1.6118 | 1.6857 | 1.7791 | 1.3776 | 1.3267 | 1.2924 | 1.2229
DSO | 19 | 52 | 31 | 32 | 2025 | Winter | S, [%] | 0 | 0 | 5.285% | 5.634% | 5.623% | 5.467% | 5.43% | 5.387% | 7.081% | 7.61% | 7.166% | 6.187% | 6.699% | 9.225% | 8.942% | 8.517% | 7.149% | 7.45% | 6.108% | 8.059% | 8.429% | 8.896% | 6.888% | 6.633% | 6.462% | 6.115%
DSO | 19 | 52 | 32 | 31 | 2025 | Winter | S, [MVA] | 0 | 0 | 1.0612 | 1.1318 | 1.1297 | 1.0984 | 1.091 | 1.0816 | 1.4208 | 1.527 | 1.4369 | 1.2409 | 1.3429 | 1.8506 | 1.7945 | 1.7096 | 1.4347 | 1.4951 | 1.2256 | 1.6158 | 1.6906 | 1.7846 | 1.3821 | 1.331 | 1.2968 | 1.2277
DSO | 19 | 52 | 32 | 31 | 2025 | Winter | S, [%] | 0 | 0 | 5.306% | 5.659% | 5.648% | 5.492% | 5.455% | 5.408% | 7.104% | 7.635% | 7.185% | 6.204% | 6.715% | 9.253% | 8.972% | 8.548% | 7.174% | 7.476% | 6.128% | 8.079% | 8.453% | 8.923% | 6.91% | 6.655% | 6.484% | 6.138%
DSO | 19 | 53 | 31 | 33 | 2025 | Winter | P, [MW] | 0 | 0 | 11.5963 | 10.7538 | 10.571 | 10.3928 | 10.1725 | 10.1582 | 18.6258 | 18.765 | 17.9065 | 10.9939 | 17.7338 | 18.6727 | 18.8561 | 18.4178 | 16.859 | 16.6793 | 11.0023 | 17.035 | 15.9698 | 15.157 | 11.5125 | 10.9685 | 12.0252 | 11.7405
DSO | 19 | 53 | 31 | 33 | 2025 | Winter | P, [%] | 0 | 0 | 57.98% | 53.77% | 52.86% | 51.96% | 50.86% | 50.79% | 93.13% | 93.82% | 89.53% | 54.97% | 88.67% | 93.36% | 94.28% | 92.09% | 84.29% | 83.4% | 55.01% | 85.17% | 79.85% | 75.78% | 57.56% | 54.84% | 60.13% | 58.7%
DSO | 19 | 53 | 33 | 31 | 2025 | Winter | P, [MW] | 0 | 0 | -11.5692 | -10.7308 | -10.5488 | -10.3714 | -10.1517 | -10.1375 | -18.5608 | -18.6993 | -17.8414 | -10.9677 | -17.666 | -18.6067 | -18.7895 | -18.3545 | -16.803 | -16.6245 | -10.9775 | -16.9777 | -15.9192 | -15.1103 | -11.4854 | -10.9438 | -11.9959 | -11.7134
DSO | 19 | 53 | 33 | 31 | 2025 | Winter | P, [%] | 0 | 0 | 57.85% | 53.65% | 52.74% | 51.86% | 50.76% | 50.69% | 92.8% | 93.5% | 89.21% | 54.84% | 88.33% | 93.03% | 93.95% | 91.77% | 84.02% | 83.12% | 54.89% | 84.89% | 79.6% | 75.55% | 57.43% | 54.72% | 59.98% | 58.57%
DSO | 19 | 53 | 31 | 33 | 2025 | Winter | Q, [MVAr] | 0 | 0 | 2.2255 | 0.44867 | 0.13748 | 0.094052 | -0.28717 | -0.38065 | 3.2051 | 3.1257 | 6.0894 | 3.9993 | 7.7177 | 3.8297 | 3.7242 | 3.3327 | 4.9165 | 4.8664 | 2.8596 | 4.9994 | 4.3596 | 4.538 | 3.0088 | 2.8947 | 2.825 | 0.40283
DSO | 19 | 53 | 31 | 33 | 2025 | Winter | Q, [%] | 0 | 0 | 11.13% | 2.243% | 0.6874% | 0.4703% | 1.436% | 1.903% | 16.03% | 15.63% | 30.45% | 20% | 38.59% | 19.15% | 18.62% | 16.66% | 24.58% | 24.33% | 14.3% | 25% | 21.8% | 22.69% | 15.04% | 14.47% | 14.13% | 2.014%
DSO | 19 | 53 | 33 | 31 | 2025 | Winter | Q, [MVAr] | 0 | 0 | -1.4808 | 0.18458 | 0.474 | 0.49649 | 0.85753 | 0.95174 | -1.4169 | -1.3202 | -4.2997 | -3.2782 | -5.8527 | -2.017 | -1.8922 | -1.5914 | -3.3779 | -3.3587 | -2.1778 | -3.4258 | -2.9695 | -3.2526 | -2.2634 | -2.2146 | -2.0206 | 0.34368
DSO | 19 | 53 | 33 | 31 | 2025 | Winter | Q, [%] | 0 | 0 | 7.404% | 0.9229% | 2.37% | 2.482% | 4.288% | 4.759% | 7.085% | 6.601% | 21.5% | 16.39% | 29.26% | 10.09% | 9.461% | 7.957% | 16.89% | 16.79% | 10.89% | 17.13% | 14.85% | 16.26% | 11.32% | 11.07% | 10.1% | 1.718%
DSO | 19 | 53 | 31 | 33 | 2025 | Winter | S, [MVA] | 0 | 0 | 11.8079 | 10.7632 | 10.5719 | 10.3933 | 10.1765 | 10.1654 | 18.8995 | 19.0235 | 18.9136 | 11.6987 | 19.3404 | 19.0613 | 19.2204 | 18.7169 | 17.5612 | 17.3747 | 11.3678 | 17.7534 | 16.5541 | 15.8218 | 11.8992 | 11.3441 | 12.3526 | 11.7474
DSO | 19 | 53 | 31 | 33 | 2025 | Winter | S, [%] | 0 | 0 | 59.04% | 53.82% | 52.86% | 51.97% | 50.88% | 50.83% | 94.5% | 95.12% | 94.57% | 58.49% | 96.7% | 95.31% | 96.1% | 93.58% | 87.81% | 86.87% | 56.84% | 88.77% | 82.77% | 79.11% | 59.5% | 56.72% | 61.76% | 58.74%
DSO | 19 | 53 | 33 | 31 | 2025 | Winter | S, [MVA] | 0 | 0 | 11.6636 | 10.7324 | 10.5594 | 10.3832 | 10.1879 | 10.182 | 18.6148 | 18.7459 | 18.3522 | 11.4471 | 18.6102 | 18.7157 | 18.8845 | 18.4233 | 17.1392 | 16.9604 | 11.1914 | 17.3199 | 16.1938 | 15.4564 | 11.7063 | 11.1656 | 12.1649 | 11.7184
DSO | 19 | 53 | 33 | 31 | 2025 | Winter | S, [%] | 0 | 0 | 58.32% | 53.66% | 52.8% | 51.92% | 50.94% | 50.91% | 93.07% | 93.73% | 91.76% | 57.24% | 93.05% | 93.58% | 94.42% | 92.12% | 85.7% | 84.8% | 55.96% | 86.6% | 80.97% | 77.28% | 58.53% | 55.83% | 60.82% | 58.59%
DSO | 19 | 55 | 35 | 36 | 2025 | Winter | P, [MW] | 0 | 0 | 3.7096 | 3.6695 | 3.6683 | 3.67 | 3.6142 | 3.6406 | 3.9065 | 3.9009 | 3.7963 | 3.3901 | 3.8358 | 3.8947 | 3.8862 | 3.8851 | 3.8211 | 3.8633 | 2.846 | 3.8814 | 3.9125 | 3.9715 | 3.2014 | 3.2785 | 3.7166 | 3.7489
DSO | 19 | 55 | 35 | 36 | 2025 | Winter | P, [%] | 0 | 0 | 92.74% | 91.74% | 91.71% | 91.75% | 90.36% | 91.02% | 97.66% | 97.52% | 94.91% | 84.75% | 95.9% | 97.37% | 97.16% | 97.13% | 95.53% | 96.58% | 71.15% | 97.04% | 97.81% | 99.29% | 80.03% | 81.96% | 92.91% | 93.72%
DSO | 19 | 55 | 36 | 35 | 2025 | Winter | P, [MW] | 0 | 0 | -3.6848 | -3.645 | -3.6441 | -3.6458 | -3.5905 | -3.6163 | -3.8791 | -3.8737 | -3.7702 | -3.369 | -3.8086 | -3.8675 | -3.8595 | -3.8584 | -3.7949 | -3.8366 | -2.8309 | -3.8545 | -3.885 | -3.943 | -3.1828 | -3.2589 | -3.6915 | -3.7236
DSO | 19 | 55 | 36 | 35 | 2025 | Winter | P, [%] | 0 | 0 | 92.12% | 91.13% | 91.1% | 91.14% | 89.76% | 90.41% | 96.98% | 96.84% | 94.25% | 84.22% | 95.21% | 96.69% | 96.49% | 96.46% | 94.87% | 95.92% | 70.77% | 96.36% | 97.13% | 98.58% | 79.57% | 81.47% | 92.29% | 93.09%
DSO | 19 | 55 | 35 | 36 | 2025 | Winter | Q, [MVAr] | 0 | 0 | 0.10648 | -0.13463 | -0.056472 | -0.046336 | -0.18458 | -0.36051 | -0.21855 | -0.1817 | 0.18466 | -0.10583 | 0.6681 | -0.11314 | 0.059793 | 0.0093178 | 0.41321 | 0.18928 | -0.27151 | 0.064729 | 0.018906 | 0.13838 | 0.10585 | 0.34686 | 0.53333 | -0.12473
DSO | 19 | 55 | 35 | 36 | 2025 | Winter | Q, [%] | 0 | 0 | 2.662% | 3.366% | 1.412% | 1.158% | 4.615% | 9.013% | 5.464% | 4.542% | 4.616% | 2.646% | 16.7% | 2.829% | 1.495% | 0.2329% | 10.33% | 4.732% | 6.788% | 1.618% | 0.4726% | 3.459% | 2.646% | 8.672% | 13.33% | 3.118%
DSO | 19 | 55 | 36 | 35 | 2025 | Winter | Q, [MVAr] | 0 | 0 | 0.10293 | 0.34024 | 0.26051 | 0.25004 | 0.38377 | 0.56532 | 0.44875 | 0.41034 | 0.035083 | 0.28382 | -0.43873 | 0.34136 | 0.16543 | 0.21548 | -0.19308 | 0.034962 | 0.39798 | 0.16213 | 0.21228 | 0.10105 | 0.050448 | -0.18235 | -0.32244 | 0.33766
DSO | 19 | 55 | 36 | 35 | 2025 | Winter | Q, [%] | 0 | 0 | 2.573% | 8.506% | 6.513% | 6.251% | 9.594% | 14.13% | 11.22% | 10.26% | 0.8771% | 7.096% | 10.97% | 8.534% | 4.136% | 5.387% | 4.827% | 0.8741% | 9.949% | 4.053% | 5.307% | 2.526% | 1.261% | 4.559% | 8.061% | 8.441%
DSO | 19 | 55 | 35 | 36 | 2025 | Winter | S, [MVA] | 0 | 0 | 3.7112 | 3.6719 | 3.6688 | 3.6703 | 3.6189 | 3.6584 | 3.9126 | 3.9051 | 3.8008 | 3.3918 | 3.8936 | 3.8963 | 3.8867 | 3.8851 | 3.8434 | 3.8679 | 2.8589 | 3.882 | 3.9125 | 3.9739 | 3.2031 | 3.2968 | 3.7546 | 3.751
DSO | 19 | 55 | 35 | 36 | 2025 | Winter | S, [%] | 0 | 0 | 92.78% | 91.8% | 91.72% | 91.76% | 90.47% | 91.46% | 97.81% | 97.63% | 95.02% | 84.79% | 97.34% | 97.41% | 97.17% | 97.13% | 96.08% | 96.7% | 71.47% | 97.05% | 97.81% | 99.35% | 80.08% | 82.42% | 93.87% | 93.77%
DSO | 19 | 55 | 36 | 35 | 2025 | Winter | S, [MVA] | 0 | 0 | 3.6862 | 3.6609 | 3.6534 | 3.6543 | 3.611 | 3.6602 | 3.905 | 3.8954 | 3.7704 | 3.3809 | 3.8338 | 3.8826 | 3.863 | 3.8644 | 3.7999 | 3.8368 | 2.8588 | 3.8579 | 3.8908 | 3.9443 | 3.1832 | 3.264 | 3.7056 | 3.7389
DSO | 19 | 55 | 36 | 35 | 2025 | Winter | S, [%] | 0 | 0 | 92.15% | 91.52% | 91.33% | 91.36% | 90.27% | 91.51% | 97.62% | 97.38% | 94.26% | 84.52% | 95.84% | 97.06% | 96.58% | 96.61% | 95% | 95.92% | 71.47% | 96.45% | 97.27% | 98.61% | 79.58% | 81.6% | 92.64% | 93.47%
DSO | 19 | 56 | 37 | 38 | 2025 | Winter | P, [MW] | 0 | 0 | 7.9247 | 7.1373 | 6.9586 | 6.7804 | 6.6359 | 6.6206 | 14.3912 | 14.6119 | 13.9309 | 7.9083 | 13.7646 | 14.6577 | 14.8284 | 14.3842 | 12.9524 | 12.7423 | 8.4212 | 13.0981 | 12.0817 | 11.2362 | 8.54 | 7.9164 | 8.4173 | 8.0709
DSO | 19 | 56 | 37 | 38 | 2025 | Winter | P, [%] | 0 | 0 | 49.53% | 44.61% | 43.49% | 42.38% | 41.47% | 41.38% | 89.94% | 91.32% | 87.07% | 49.43% | 86.03% | 91.61% | 92.68% | 89.9% | 80.95% | 79.64% | 52.63% | 81.86% | 75.51% | 70.23% | 53.37% | 49.48% | 52.61% | 50.44%
DSO | 19 | 56 | 38 | 37 | 2025 | Winter | P, [MW] | 0 | 0 | -7.8991 | -7.1168 | -6.9391 | -6.7618 | -6.6179 | -6.6027 | -14.3144 | -14.5333 | -13.8518 | -7.8793 | -13.6825 | -14.5777 | -14.7475 | -14.3083 | -12.8873 | -12.6787 | -8.3913 | -13.0307 | -12.0237 | -11.1838 | -8.5097 | -7.8905 | -8.3886 | -8.045
DSO | 19 | 56 | 38 | 37 | 2025 | Winter | P, [%] | 0 | 0 | 49.37% | 44.48% | 43.37% | 42.26% | 41.36% | 41.27% | 89.46% | 90.83% | 86.57% | 49.25% | 85.52% | 91.11% | 92.17% | 89.43% | 80.55% | 79.24% | 52.45% | 81.44% | 75.15% | 69.9% | 53.19% | 49.32% | 52.43% | 50.28%
DSO | 19 | 56 | 37 | 38 | 2025 | Winter | Q, [MVAr] | 0 | 0 | 1.1845 | -0.19033 | -0.54681 | -0.5694 | -0.78431 | -0.69739 | 0.97951 | 0.86246 | 3.4603 | 3.2274 | 4.4814 | 1.4928 | 1.1892 | 0.99108 | 2.444 | 2.6525 | 2.2616 | 2.8057 | 2.4851 | 2.6933 | 1.9463 | 1.6864 | 1.2718 | -0.40165
DSO | 19 | 56 | 37 | 38 | 2025 | Winter | Q, [%] | 0 | 0 | 7.403% | 1.19% | 3.418% | 3.559% | 4.902% | 4.359% | 6.122% | 5.39% | 21.63% | 20.17% | 28.01% | 9.33% | 7.432% | 6.194% | 15.27% | 16.58% | 14.14% | 17.54% | 15.53% | 16.83% | 12.16% | 10.54% | 7.949% | 2.51%
DSO | 19 | 56 | 38 | 37 | 2025 | Winter | Q, [MVAr] | 0 | 0 | -0.9001 | 0.41813 | 0.76433 | 0.77598 | 0.98427 | 0.89626 | -0.12608 | 0.010625 | -2.5815 | -2.9051 | -3.5697 | -0.60401 | -0.29021 | -0.14732 | -1.7204 | -1.9461 | -1.929 | -2.0573 | -1.8401 | -2.1111 | -1.6102 | -1.3983 | -0.95399 | 0.68946
DSO | 19 | 56 | 38 | 37 | 2025 | Winter | Q, [%] | 0 | 0 | 5.626% | 2.613% | 4.777% | 4.85% | 6.152% | 5.602% | 0.788% | 0.06641% | 16.13% | 18.16% | 22.31% | 3.775% | 1.814% | 0.9208% | 10.75% | 12.16% | 12.06% | 12.86% | 11.5% | 13.19% | 10.06% | 8.739% | 5.962% | 4.309%
DSO | 19 | 56 | 37 | 38 | 2025 | Winter | S, [MVA] | 0 | 0 | 8.0127 | 7.1398 | 6.9801 | 6.8042 | 6.6821 | 6.6572 | 14.4245 | 14.6373 | 14.3542 | 8.5415 | 14.4757 | 14.7335 | 14.8761 | 14.4183 | 13.181 | 13.0154 | 8.7197 | 13.3952 | 12.3347 | 11.5545 | 8.759 | 8.094 | 8.5128 | 8.0809
DSO | 19 | 56 | 37 | 38 | 2025 | Winter | S, [%] | 0 | 0 | 50.08% | 44.62% | 43.63% | 42.53% | 41.76% | 41.61% | 90.15% | 91.48% | 89.71% | 53.38% | 90.47% | 92.08% | 92.98% | 90.11% | 82.38% | 81.35% | 54.5% | 83.72% | 77.09% | 72.22% | 54.74% | 50.59% | 53.21% | 50.51%
DSO | 19 | 56 | 38 | 37 | 2025 | Winter | S, [MVA] | 0 | 0 | 7.9502 | 7.1291 | 6.981 | 6.8062 | 6.6907 | 6.6633 | 14.3149 | 14.5333 | 14.0903 | 8.3978 | 14.1405 | 14.5902 | 14.7504 | 14.309 | 13.0016 | 12.8272 | 8.6102 | 13.1922 | 12.1637 | 11.3813 | 8.6607 | 8.0134 | 8.4427 | 8.0745
DSO | 19 | 56 | 38 | 37 | 2025 | Winter | S, [%] | 0 | 0 | 49.69% | 44.56% | 43.63% | 42.54% | 41.82% | 41.65% | 89.47% | 90.83% | 88.06% | 52.49% | 88.38% | 91.19% | 92.19% | 89.43% | 81.26% | 80.17% | 53.81% | 82.45% | 76.02% | 71.13% | 54.13% | 50.08% | 52.77% | 50.47%
DSO | 19 | 58 | 39 | 40 | 2025 | Winter | P, [MW] | 0 | 0 | -0.23092 | -0.20609 | -0.20164 | -0.19617 | -0.21085 | -0.23501 | -0.26245 | -0.34588 | -0.42104 | -0.51255 | -0.48792 | -0.48201 | -0.46808 | -0.42428 | -0.4075 | -0.40782 | -0.47625 | -0.45337 | -0.45736 | -0.43814 | -0.44534 | -0.41287 | -0.32074 | -0.26945
DSO | 19 | 58 | 39 | 40 | 2025 | Winter | P, [%] | 0 | 0 | 1.443% | 1.288% | 1.26% | 1.226% | 1.318% | 1.469% | 1.64% | 2.162% | 2.631% | 3.203% | 3.049% | 3.013% | 2.926% | 2.652% | 2.547% | 2.549% | 2.977% | 2.834% | 2.858% | 2.738% | 2.783% | 2.58% | 2.005% | 1.684%
DSO | 19 | 58 | 40 | 39 | 2025 | Winter | P, [MW] | 0 | 0 | 0.23096 | 0.20613 | 0.20167 | 0.19621 | 0.21088 | 0.23505 | 0.26249 | 0.34594 | 0.42112 | 0.51267 | 0.48803 | 0.48211 | 0.46818 | 0.42436 | 0.40758 | 0.4079 | 0.47636 | 0.45347 | 0.45746 | 0.43823 | 0.44544 | 0.41296 | 0.3208 | 0.2695
DSO | 19 | 58 | 40 | 39 | 2025 | Winter | P, [%] | 0 | 0 | 1.443% | 1.288% | 1.26% | 1.226% | 1.318% | 1.469% | 1.641% | 2.162% | 2.632% | 3.204% | 3.05% | 3.013% | 2.926% | 2.652% | 2.547% | 2.549% | 2.977% | 2.834% | 2.859% | 2.739% | 2.784% | 2.581% | 2.005% | 1.684%
DSO | 19 | 58 | 39 | 40 | 2025 | Winter | Q, [MVAr] | 0 | 0 | 0.20244 | 0.20279 | 0.20175 | 0.2008 | 0.19888 | 0.19469 | 0.18347 | 0.15863 | 0.15954 | 0.14461 | 0.17891 | 0.14874 | 0.14766 | 0.14243 | 0.16657 | 0.17676 | 0.17165 | 0.18043 | 0.18445 | 0.19423 | 0.19184 | 0.19985 | 0.20601 | 0.20214
DSO | 19 | 58 | 39 | 40 | 2025 | Winter | Q, [%] | 0 | 0 | 1.265% | 1.267% | 1.261% | 1.255% | 1.243% | 1.217% | 1.147% | 0.9914% | 0.9971% | 0.9038% | 1.118% | 0.9296% | 0.9229% | 0.8902% | 1.041% | 1.105% | 1.073% | 1.128% | 1.153% | 1.214% | 1.199% | 1.249% | 1.288% | 1.263%
DSO | 19 | 58 | 40 | 39 | 2025 | Winter | Q, [MVAr] | 0 | 0 | -0.20201 | -0.2024 | -0.20137 | -0.20044 | -0.19849 | -0.19426 | -0.183 | -0.15796 | -0.15861 | -0.1433 | -0.17765 | -0.14757 | -0.14655 | -0.14151 | -0.16567 | -0.17585 | -0.17047 | -0.17934 | -0.18333 | -0.19317 | -0.19076 | -0.19888 | -0.20534 | -0.20162
DSO | 19 | 58 | 40 | 39 | 2025 | Winter | Q, [%] | 0 | 0 | 1.263% | 1.265% | 1.259% | 1.253% | 1.241% | 1.214% | 1.144% | 0.9873% | 0.9913% | 0.8956% | 1.11% | 0.9223% | 0.916% | 0.8845% | 1.035% | 1.099% | 1.065% | 1.121% | 1.146% | 1.207% | 1.192% | 1.243% | 1.283% | 1.26%
DSO | 19 | 58 | 39 | 40 | 2025 | Winter | S, [MVA] | 0 | 0 | 0.30709 | 0.28913 | 0.28524 | 0.28072 | 0.28985 | 0.30518 | 0.32022 | 0.38052 | 0.45025 | 0.53256 | 0.51969 | 0.50443 | 0.49082 | 0.44755 | 0.44022 | 0.44448 | 0.50624 | 0.48795 | 0.49315 | 0.47926 | 0.4849 | 0.4587 | 0.3812 | 0.33685
DSO | 19 | 58 | 39 | 40 | 2025 | Winter | S, [%] | 0 | 0 | 1.919% | 1.807% | 1.783% | 1.755% | 1.812% | 1.907% | 2.001% | 2.378% | 2.814% | 3.329% | 3.248% | 3.153% | 3.068% | 2.797% | 2.751% | 2.778% | 3.164% | 3.05% | 3.082% | 2.995% | 3.031% | 2.867% | 2.383% | 2.105%
DSO | 19 | 58 | 40 | 39 | 2025 | Winter | S, [MVA] | 0 | 0 | 0.30684 | 0.28888 | 0.285 | 0.28049 | 0.28961 | 0.30493 | 0.31999 | 0.38029 | 0.45 | 0.53232 | 0.51936 | 0.50419 | 0.49059 | 0.44733 | 0.43996 | 0.4442 | 0.50594 | 0.48764 | 0.49283 | 0.47892 | 0.48456 | 0.45836 | 0.38089 | 0.33657
DSO | 19 | 58 | 40 | 39 | 2025 | Winter | S, [%] | 0 | 0 | 1.918% | 1.806% | 1.781% | 1.753% | 1.81% | 1.906% | 2% | 2.377% | 2.812% | 3.327% | 3.246% | 3.151% | 3.066% | 2.796% | 2.75% | 2.776% | 3.162% | 3.048% | 3.08% | 2.993% | 3.029% | 2.865% | 2.381% | 2.104%
DSO | 19 | 22 | 32 | 34 | 2025 | Winter | P, [MW] | 0 | 1 | 0.63919 | 0.53974 | 0.469 | 0.41593 | 0.37875 | 0.48538 | 1.5104 | 1.63 | 1.7018 | 0.79764 | 1.7951 | 1.7885 | 1.7793 | 1.7861 | 1.7222 | 1.7011 | 1.0101 | 2.0062 | 1.8404 | 1.5179 | 1.1666 | 1.0589 | 1.0751 | 0.92137
DSO | 19 | 22 | 32 | 34 | 2025 | Winter | P, [%] | 0 | 1 | 2.346% | 1.981% | 1.721% | 1.526% | 1.39% | 1.781% | 5.543% | 5.982% | 6.246% | 2.927% | 6.588% | 6.564% | 6.53% | 6.555% | 6.32% | 6.243% | 3.707% | 7.363% | 6.754% | 5.571% | 4.281% | 3.886% | 3.946% | 3.381%
DSO | 19 | 22 | 34 | 32 | 2025 | Winter | P, [MW] | 0 | 1 | -0.63882 | -0.53937 | -0.46865 | -0.41558 | -0.37841 | -0.48506 | -1.5094 | -1.6287 | -1.7005 | -0.79736 | -1.7937 | -1.7871 | -1.7778 | -1.7846 | -1.7209 | -1.6998 | -1.0096 | -2.0045 | -1.8389 | -1.5168 | -1.1659 | -1.0584 | -1.0746 | -0.92084
DSO | 19 | 22 | 34 | 32 | 2025 | Winter | P, [%] | 0 | 1 | 2.345% | 1.98% | 1.72% | 1.525% | 1.389% | 1.78% | 5.539% | 5.977% | 6.241% | 2.926% | 6.583% | 6.559% | 6.525% | 6.55% | 6.316% | 6.238% | 3.705% | 7.357% | 6.749% | 5.567% | 4.279% | 3.884% | 3.944% | 3.38%
DSO | 19 | 22 | 32 | 34 | 2025 | Winter | Q, [MVAr] | 0 | 1 | -0.83381 | -0.91115 | -0.94117 | -0.95979 | -0.9601 | -0.88365 | -0.67287 | -0.75481 | -0.32493 | -0.29287 | -0.31043 | -0.73619 | -0.731 | -0.64231 | -0.40092 | -0.42418 | -0.44705 | -0.31579 | -0.41904 | -0.44994 | -0.49112 | -0.50055 | -0.57206 | -0.78266
DSO | 19 | 22 | 32 | 34 | 2025 | Winter | Q, [%] | 0 | 1 | 3.06% | 3.344% | 3.454% | 3.522% | 3.524% | 3.243% | 2.469% | 2.77% | 1.192% | 1.075% | 1.139% | 2.702% | 2.683% | 2.357% | 1.471% | 1.557% | 1.641% | 1.159% | 1.538% | 1.651% | 1.802% | 1.837% | 2.099% | 2.872%
DSO | 19 | 22 | 34 | 32 | 2025 | Winter | Q, [MVAr] | 0 | 1 | 0.54119 | 0.61714 | 0.64514 | 0.66245 | 0.66249 | 0.5858 | 0.37913 | 0.46003 | 0.037637 | 0.0052193 | 0.027876 | 0.4407 | 0.43647 | 0.34832 | 0.11293 | 0.13663 | 0.15735 | 0.027074 | 0.12907 | 0.16098 | 0.20154 | 0.2114 | 0.28161 | 0.48659
DSO | 19 | 22 | 34 | 32 | 2025 | Winter | Q, [%] | 0 | 1 | 1.986% | 2.265% | 2.368% | 2.431% | 2.431% | 2.15% | 1.391% | 1.688% | 0.1381% | 0.01916% | 0.1023% | 1.617% | 1.602% | 1.278% | 0.4144% | 0.5014% | 0.5775% | 0.09936% | 0.4737% | 0.5908% | 0.7397% | 0.7758% | 1.034% | 1.786%
DSO | 19 | 22 | 32 | 34 | 2025 | Winter | S, [MVA] | 0 | 1 | 1.0506 | 1.059 | 1.0516 | 1.046 | 1.0321 | 1.0082 | 1.6535 | 1.7963 | 1.7325 | 0.84971 | 1.8218 | 1.9341 | 1.9236 | 1.8981 | 1.7682 | 1.7532 | 1.1046 | 2.0309 | 1.8875 | 1.5831 | 1.2657 | 1.1713 | 1.2179 | 1.2089
DSO | 19 | 22 | 32 | 34 | 2025 | Winter | S, [%] | 0 | 1 | 3.856% | 3.887% | 3.859% | 3.839% | 3.788% | 3.7% | 6.069% | 6.592% | 6.359% | 3.118% | 6.686% | 7.098% | 7.06% | 6.966% | 6.489% | 6.434% | 4.054% | 7.454% | 6.927% | 5.81% | 4.645% | 4.299% | 4.47% | 4.437%
DSO | 19 | 22 | 34 | 32 | 2025 | Winter | S, [MVA] | 0 | 1 | 0.83724 | 0.81962 | 0.79739 | 0.78202 | 0.76295 | 0.76056 | 1.5562 | 1.6924 | 1.701 | 0.79738 | 1.7939 | 1.8406 | 1.8306 | 1.8183 | 1.7246 | 1.7053 | 1.0218 | 2.0047 | 1.8434 | 1.5254 | 1.1832 | 1.0793 | 1.1109 | 1.0415
DSO | 19 | 22 | 34 | 32 | 2025 | Winter | S, [%] | 0 | 1 | 3.073% | 3.008% | 2.926% | 2.87% | 2.8% | 2.791% | 5.712% | 6.211% | 6.243% | 2.926% | 6.584% | 6.755% | 6.719% | 6.673% | 6.329% | 6.259% | 3.75% | 7.357% | 6.765% | 5.598% | 4.342% | 3.961% | 4.077% | 3.822%
DSO | 19 | 24 | 33 | 35 | 2025 | Winter | P, [MW] | 0 | 1 | 2.327 | 2.088 | 1.797 | 1.7548 | 1.6103 | 1.5058 | 4.0014 | 3.9258 | 2.8699 | 1.4982 | 3.5174 | 4.004 | 3.9624 | 3.9931 | 3.8097 | 3.7775 | 1.7575 | 3.7957 | 3.8206 | 3.7589 | 2.1573 | 2.0394 | 2.4683 | 2.6597
DSO | 19 | 24 | 33 | 35 | 2025 | Winter | P, [%] | 0 | 1 | 8.54% | 7.663% | 6.595% | 6.44% | 5.91% | 5.526% | 14.69% | 14.41% | 10.53% | 5.499% | 12.91% | 14.69% | 14.54% | 14.66% | 13.98% | 13.86% | 6.45% | 13.93% | 14.02% | 13.8% | 7.917% | 7.485% | 9.059% | 9.761%
DSO | 19 | 24 | 35 | 33 | 2025 | Winter | P, [MW] | 0 | 1 | -2.3262 | -2.0873 | -1.7964 | -1.7542 | -1.6098 | -1.5053 | -3.999 | -3.9235 | -2.8683 | -1.4977 | -3.515 | -4.0016 | -3.9601 | -3.9907 | -3.8074 | -3.7751 | -1.757 | -3.7933 | -3.8183 | -3.7565 | -2.1565 | -2.0387 | -2.4673 | -2.6586
DSO | 19 | 24 | 35 | 33 | 2025 | Winter | P, [%] | 0 | 1 | 8.537% | 7.66% | 6.593% | 6.438% | 5.908% | 5.525% | 14.68% | 14.4% | 10.53% | 5.497% | 12.9% | 14.69% | 14.53% | 14.65% | 13.97% | 13.85% | 6.448% | 13.92% | 14.01% | 13.79% | 7.914% | 7.482% | 9.055% | 9.757%
DSO | 19 | 24 | 33 | 35 | 2025 | Winter | Q, [MVAr] | 0 | 1 | 0.29276 | -0.6548 | -0.83687 | -0.83665 | -0.98514 | -1.0977 | 0.077233 | 0.25676 | 1.6225 | 1.1348 | 1.765 | 0.022013 | 0.33033 | 0.18491 | 1.0837 | 1.1786 | 0.55779 | 1.1268 | 1.0435 | 1.213 | 0.64502 | 0.62025 | 0.55209 | -0.69573
DSO | 19 | 24 | 33 | 35 | 2025 | Winter | Q, [%] | 0 | 1 | 1.074% | 2.403% | 3.071% | 3.071% | 3.616% | 4.029% | 0.2834% | 0.9423% | 5.955% | 4.165% | 6.477% | 0.08079% | 1.212% | 0.6786% | 3.977% | 4.325% | 2.047% | 4.135% | 3.83% | 4.452% | 2.367% | 2.276% | 2.026% | 2.553%
DSO | 19 | 24 | 35 | 33 | 2025 | Winter | Q, [MVAr] | 0 | 1 | -0.45582 | 0.49161 | 0.67356 | 0.67331 | 0.82177 | 0.93432 | -0.23895 | -0.41855 | -1.7848 | -1.2981 | -1.9267 | -0.18373 | -0.49207 | -0.34663 | -1.2454 | -1.3403 | -0.72112 | -1.2885 | -1.2053 | -1.3747 | -0.80812 | -0.78343 | -0.71503 | 0.53289
DSO | 19 | 24 | 35 | 33 | 2025 | Winter | Q, [%] | 0 | 1 | 1.673% | 1.804% | 2.472% | 2.471% | 3.016% | 3.429% | 0.877% | 1.536% | 6.55% | 4.764% | 7.071% | 0.6743% | 1.806% | 1.272% | 4.571% | 4.919% | 2.647% | 4.729% | 4.423% | 5.045% | 2.966% | 2.875% | 2.624% | 1.956%
DSO | 19 | 24 | 33 | 35 | 2025 | Winter | S, [MVA] | 0 | 1 | 2.3454 | 2.1882 | 1.9823 | 1.944 | 1.8878 | 1.8634 | 4.0021 | 3.9342 | 3.2968 | 1.8795 | 3.9354 | 4.004 | 3.9762 | 3.9974 | 3.9609 | 3.957 | 1.8439 | 3.9594 | 3.9606 | 3.9497 | 2.2516 | 2.1316 | 2.5293 | 2.7492
DSO | 19 | 24 | 33 | 35 | 2025 | Winter | S, [%] | 0 | 1 | 8.608% | 8.031% | 7.275% | 7.135% | 6.928% | 6.839% | 14.69% | 14.44% | 12.1% | 6.898% | 14.44% | 14.69% | 14.59% | 14.67% | 14.54% | 14.52% | 6.767% | 14.53% | 14.54% | 14.5% | 8.264% | 7.823% | 9.283% | 10.09%
DSO | 19 | 24 | 35 | 33 | 2025 | Winter | S, [MVA] | 0 | 1 | 2.3704 | 2.1444 | 1.9186 | 1.879 | 1.8074 | 1.7717 | 4.0061 | 3.9457 | 3.3782 | 1.9819 | 4.0084 | 4.0058 | 3.9905 | 4.0058 | 4.0059 | 4.006 | 1.8992 | 4.0062 | 4.004 | 4.0002 | 2.3029 | 2.184 | 2.5688 | 2.7115
DSO | 19 | 24 | 35 | 33 | 2025 | Winter | S, [%] | 0 | 1 | 8.7% | 7.87% | 7.041% | 6.896% | 6.633% | 6.502% | 14.7% | 14.48% | 12.4% | 7.274% | 14.71% | 14.7% | 14.65% | 14.7% | 14.7% | 14.7% | 6.97% | 14.7% | 14.69% | 14.68% | 8.452% | 8.016% | 9.428% | 9.951%
DSO | 19 | 25 | 33 | 37 | 2025 | Winter | P, [MW] | 0 | 1 | 9.4222 | 8.9556 | 9.1104 | 8.9757 | 8.9229 | 8.9968 | 14.3845 | 14.5991 | 14.6823 | 9.8591 | 13.6865 | 14.626 | 14.7765 | 14.2017 | 12.6088 | 12.5522 | 9.3389 | 12.7782 | 11.9129 | 11.5746 | 9.4599 | 9.083 | 9.6365 | 9.1893
DSO | 19 | 25 | 33 | 37 | 2025 | Winter | P, [%] | 0 | 1 | 45.1% | 42.87% | 43.61% | 42.97% | 42.71% | 43.07% | 68.86% | 69.89% | 70.28% | 47.2% | 65.52% | 70.01% | 70.74% | 67.98% | 60.36% | 60.09% | 44.71% | 61.17% | 57.03% | 55.41% | 45.28% | 43.48% | 46.13% | 43.99%
DSO | 19 | 25 | 37 | 33 | 2025 | Winter | P, [MW] | 0 | 1 | -9.2305 | -8.7853 | -8.9344 | -8.8049 | -8.7545 | -8.8256 | -13.942 | -14.1447 | -14.2105 | -9.6451 | -13.2519 | -14.1625 | -14.3082 | -13.7704 | -12.2619 | -12.2092 | -9.1494 | -12.4213 | -11.6047 | -11.2826 | -9.2653 | -8.9035 | -9.4355 | -9.0104
DSO | 19 | 25 | 37 | 33 | 2025 | Winter | P, [%] | 0 | 1 | 44.19% | 42.06% | 42.77% | 42.15% | 41.91% | 42.25% | 66.74% | 67.71% | 68.03% | 46.17% | 63.44% | 67.8% | 68.49% | 65.92% | 58.7% | 58.45% | 43.8% | 59.46% | 55.55% | 54.01% | 44.35% | 42.62% | 45.17% | 43.13%
DSO | 19 | 25 | 33 | 37 | 2025 | Winter | Q, [MVAr] | 0 | 1 | 1.3804 | 0.656 | 0.55066 | 0.53792 | 0.32197 | 0.36519 | 1.6075 | 1.4129 | 2.7814 | 2.0015 | 4.2728 | 2.3273 | 1.8306 | 1.5677 | 2.2765 | 2.1716 | 1.5631 | 2.363 | 1.9797 | 2.0433 | 1.5969 | 1.5634 | 1.5048 | 0.52851
DSO | 19 | 25 | 33 | 37 | 2025 | Winter | Q, [%] | 0 | 1 | 6.608% | 3.14% | 2.636% | 2.575% | 1.541% | 1.748% | 7.695% | 6.764% | 13.31% | 9.581% | 20.45% | 11.14% | 8.763% | 7.505% | 10.9% | 10.4% | 7.483% | 11.31% | 9.477% | 9.781% | 7.645% | 7.484% | 7.204% | 2.53%
DSO | 19 | 25 | 37 | 33 | 2025 | Winter | Q, [MVAr] | 0 | 1 | -1.1743 | -0.47962 | -0.3665 | -0.36094 | -0.14837 | -0.18761 | -1.0538 | -0.84273 | -2.1869 | -1.7645 | -3.7296 | -1.7446 | -1.2411 | -1.0296 | -1.8551 | -1.7558 | -1.36 | -1.9279 | -1.612 | -1.6982 | -1.3868 | -1.3741 | -1.2857 | -0.3402
DSO | 19 | 25 | 37 | 33 | 2025 | Winter | Q, [%] | 0 | 1 | 5.621% | 2.296% | 1.754% | 1.728% | 0.7103% | 0.8981% | 5.044% | 4.034% | 10.47% | 8.447% | 17.85% | 8.351% | 5.941% | 4.929% | 8.88% | 8.405% | 6.51% | 9.229% | 7.717% | 8.129% | 6.639% | 6.578% | 6.155% | 1.629%
DSO | 19 | 25 | 33 | 37 | 2025 | Winter | S, [MVA] | 0 | 1 | 9.5227 | 8.9796 | 9.127 | 8.9918 | 8.9287 | 9.0042 | 14.4741 | 14.6673 | 14.9435 | 10.0602 | 14.3379 | 14.81 | 14.8894 | 14.2879 | 12.8127 | 12.7386 | 9.4688 | 12.9948 | 12.0763 | 11.7536 | 9.5937 | 9.2166 | 9.7533 | 9.2045
DSO | 19 | 25 | 33 | 37 | 2025 | Winter | S, [%] | 0 | 1 | 45.59% | 42.99% | 43.69% | 43.04% | 42.74% | 43.1% | 69.29% | 70.21% | 71.53% | 48.16% | 68.64% | 70.9% | 71.28% | 68.4% | 61.33% | 60.98% | 45.33% | 62.21% | 57.81% | 56.26% | 45.93% | 44.12% | 46.69% | 44.06%
DSO | 19 | 25 | 37 | 33 | 2025 | Winter | S, [MVA] | 0 | 1 | 9.3049 | 8.7984 | 8.9419 | 8.8123 | 8.7558 | 8.8276 | 13.9818 | 14.1698 | 14.3778 | 9.8052 | 13.7667 | 14.2696 | 14.3619 | 13.8089 | 12.4015 | 12.3349 | 9.2499 | 12.57 | 11.7162 | 11.4097 | 9.3685 | 9.0089 | 9.5227 | 9.0168
DSO | 19 | 25 | 37 | 33 | 2025 | Winter | S, [%] | 0 | 1 | 44.54% | 42.12% | 42.81% | 42.18% | 41.91% | 42.26% | 66.93% | 67.83% | 68.83% | 46.94% | 65.9% | 68.31% | 68.75% | 66.1% | 59.37% | 59.05% | 44.28% | 60.17% | 56.09% | 54.62% | 44.85% | 43.13% | 45.59% | 43.16%
DSO | 19 | 27 | 37 | 39 | 2025 | Winter | P, [MW] | 0 | 1 | -0.32596 | -0.31065 | -0.31852 | -0.32294 | -0.34316 | -0.37602 | -0.17796 | -0.26039 | -0.31374 | -0.58925 | -0.36251 | -0.38567 | -0.36621 | -0.35358 | -0.39144 | -0.40604 | -0.58584 | -0.43917 | -0.47413 | -0.46399 | -0.5594 | -0.54037 | -0.43303 | -0.39593
DSO | 19 | 27 | 37 | 39 | 2025 | Winter | P, [%] | 0 | 1 | 1.56% | 1.487% | 1.525% | 1.546% | 1.643% | 1.8% | 0.8519% | 1.247% | 1.502% | 2.821% | 1.735% | 1.846% | 1.753% | 1.693% | 1.874% | 1.944% | 2.804% | 2.102% | 2.27% | 2.221% | 2.678% | 2.587% | 2.073% | 1.895%
DSO | 19 | 27 | 39 | 37 | 2025 | Winter | P, [MW] | 0 | 1 | 0.3263 | 0.31096 | 0.31884 | 0.32326 | 0.34351 | 0.37642 | 0.17809 | 0.2606 | 0.31406 | 0.5902 | 0.36295 | 0.38607 | 0.36658 | 0.35394 | 0.39191 | 0.40657 | 0.58678 | 0.43975 | 0.47479 | 0.46462 | 0.56027 | 0.54121 | 0.43359 | 0.39639
DSO | 19 | 27 | 39 | 37 | 2025 | Winter | P, [%] | 0 | 1 | 1.562% | 1.489% | 1.526% | 1.547% | 1.644% | 1.802% | 0.8525% | 1.247% | 1.503% | 2.825% | 1.737% | 1.848% | 1.755% | 1.694% | 1.876% | 1.946% | 2.809% | 2.105% | 2.273% | 2.224% | 2.682% | 2.591% | 2.076% | 1.898%
DSO | 19 | 27 | 37 | 39 | 2025 | Winter | Q, [MVAr] | 0 | 1 | 0.13279 | 0.12059 | 0.11459 | 0.11095 | 0.10395 | 0.097509 | 0.09876 | 0.072349 | 0.11318 | 0.11614 | 0.15396 | 0.022049 | 0.035115 | 0.081506 | 0.13699 | 0.15873 | 0.12762 | 0.1426 | 0.13463 | 0.13637 | 0.1392 | 0.14803 | 0.14755 | 0.126
DSO | 19 | 27 | 37 | 39 | 2025 | Winter | Q, [%] | 0 | 1 | 0.6357% | 0.5773% | 0.5486% | 0.5311% | 0.4976% | 0.4668% | 0.4728% | 0.3463% | 0.5418% | 0.556% | 0.737% | 0.1055% | 0.1681% | 0.3902% | 0.6558% | 0.7599% | 0.6109% | 0.6826% | 0.6445% | 0.6528% | 0.6664% | 0.7086% | 0.7063% | 0.6032%
DSO | 19 | 27 | 39 | 37 | 2025 | Winter | Q, [MVAr] | 0 | 1 | -0.199 | -0.18728 | -0.18127 | -0.17766 | -0.17074 | -0.16419 | -0.1638 | -0.13733 | -0.17743 | -0.18119 | -0.2177 | -0.086415 | -0.099685 | -0.14633 | -0.20179 | -0.22352 | -0.19299 | -0.20717 | -0.19951 | -0.20134 | -0.20461 | -0.21362 | -0.21336 | -0.19247
DSO | 19 | 27 | 39 | 37 | 2025 | Winter | Q, [%] | 0 | 1 | 0.9526% | 0.8965% | 0.8678% | 0.8505% | 0.8173% | 0.786% | 0.7841% | 0.6574% | 0.8494% | 0.8674% | 1.042% | 0.4137% | 0.4772% | 0.7005% | 0.966% | 1.07% | 0.9239% | 0.9917% | 0.9551% | 0.9638% | 0.9795% | 1.023% | 1.021% | 0.9214%
DSO | 19 | 27 | 37 | 39 | 2025 | Winter | S, [MVA] | 0 | 1 | 0.35197 | 0.33324 | 0.33851 | 0.34147 | 0.35856 | 0.38846 | 0.20353 | 0.27026 | 0.33353 | 0.60059 | 0.39385 | 0.3863 | 0.36789 | 0.36286 | 0.41472 | 0.43597 | 0.59958 | 0.46174 | 0.49288 | 0.48361 | 0.57646 | 0.56028 | 0.45747 | 0.41549
DSO | 19 | 27 | 37 | 39 | 2025 | Winter | S, [%] | 0 | 1 | 1.685% | 1.595% | 1.62% | 1.635% | 1.716% | 1.86% | 0.9743% | 1.294% | 1.597% | 2.875% | 1.885% | 1.849% | 1.761% | 1.737% | 1.985% | 2.087% | 2.87% | 2.21% | 2.359% | 2.315% | 2.76% | 2.682% | 2.19% | 1.989%
DSO | 19 | 27 | 39 | 37 | 2025 | Winter | S, [MVA] | 0 | 1 | 0.3822 | 0.363 | 0.36677 | 0.36887 | 0.3836 | 0.41067 | 0.24197 | 0.29457 | 0.36071 | 0.61739 | 0.42323 | 0.39563 | 0.37989 | 0.383 | 0.44081 | 0.46396 | 0.6177 | 0.48611 | 0.51501 | 0.50637 | 0.59647 | 0.58184 | 0.48324 | 0.44065
DSO | 19 | 27 | 39 | 37 | 2025 | Winter | S, [%] | 0 | 1 | 1.83% | 1.738% | 1.756% | 1.766% | 1.836% | 1.966% | 1.158% | 1.41% | 1.727% | 2.955% | 2.026% | 1.894% | 1.819% | 1.833% | 2.11% | 2.221% | 2.957% | 2.327% | 2.465% | 2.424% | 2.855% | 2.785% | 2.313% | 2.109%
DSO | 19 | 52 | 31 | 32 | 2025 | Winter | P, [MW] | 0 | 1 | 0.63346 | 0.534 | 0.46326 | 0.41019 | 0.373 | 0.47963 | 1.505 | 1.6247 | 1.6965 | 0.79183 | 1.7899 | 1.7833 | 1.7741 | 1.7808 | 1.7169 | 1.6958 | 1.0044 | 2.0011 | 1.8351 | 1.5124 | 1.1609 | 1.0533 | 1.0695 | 0.9157
DSO | 19 | 52 | 31 | 32 | 2025 | Winter | P, [%] | 0 | 1 | 3.167% | 2.67% | 2.316% | 2.051% | 1.865% | 2.398% | 7.525% | 8.123% | 8.482% | 3.959% | 8.949% | 8.917% | 8.87% | 8.904% | 8.584% | 8.479% | 5.022% | 10.01% | 9.176% | 7.562% | 5.805% | 5.266% | 5.347% | 4.578%
DSO | 19 | 52 | 32 | 31 | 2025 | Winter | P, [MW] | 0 | 1 | -0.63323 | -0.53377 | -0.46304 | -0.40996 | -0.37278 | -0.47942 | -1.5045 | -1.624 | -1.6958 | -0.79168 | -1.7892 | -1.7826 | -1.7733 | -1.7801 | -1.7162 | -1.6951 | -1.0041 | -2.0002 | -1.8344 | -1.5119 | -1.1606 | -1.053 | -1.0692 | -0.9154
DSO | 19 | 52 | 32 | 31 | 2025 | Winter | P, [%] | 0 | 1 | 3.166% | 2.669% | 2.315% | 2.05% | 1.864% | 2.397% | 7.522% | 8.12% | 8.479% | 3.958% | 8.946% | 8.913% | 8.867% | 8.901% | 8.581% | 8.476% | 5.021% | 10% | 9.172% | 7.559% | 5.803% | 5.265% | 5.346% | 4.577%
DSO | 19 | 52 | 31 | 32 | 2025 | Winter | Q, [MVAr] | 0 | 1 | -0.82647 | -0.90575 | -0.93619 | -0.95492 | -0.9559 | -0.87967 | -0.65622 | -0.73584 | -0.30439 | -0.28639 | -0.28675 | -0.71434 | -0.70916 | -0.62076 | -0.38023 | -0.40367 | -0.43857 | -0.28929 | -0.39637 | -0.43317 | -0.48034 | -0.49108 | -0.56214 | -0.77577
DSO | 19 | 52 | 31 | 32 | 2025 | Winter | Q, [%] | 0 | 1 | 4.132% | 4.529% | 4.681% | 4.775% | 4.78% | 4.398% | 3.281% | 3.679% | 1.522% | 1.432% | 1.434% | 3.572% | 3.546% | 3.104% | 1.901% | 2.018% | 2.193% | 1.446% | 1.982% | 2.166% | 2.402% | 2.455% | 2.811% | 3.879%
DSO | 19 | 52 | 32 | 31 | 2025 | Winter | Q, [MVAr] | 0 | 1 | 0.83273 | 0.91211 | 0.94242 | 0.96106 | 0.96189 | 0.88537 | 0.67165 | 0.75399 | 0.32169 | 0.29053 | 0.30619 | 0.73532 | 0.72998 | 0.64107 | 0.39821 | 0.42137 | 0.44554 | 0.31294 | 0.41671 | 0.44754 | 0.4895 | 0.49893 | 0.57059 | 0.78398
DSO | 19 | 52 | 32 | 31 | 2025 | Winter | Q, [%] | 0 | 1 | 4.164% | 4.561% | 4.712% | 4.805% | 4.809% | 4.427% | 3.358% | 3.77% | 1.608% | 1.453% | 1.531% | 3.677% | 3.65% | 3.205% | 1.991% | 2.107% | 2.228% | 1.565% | 2.084% | 2.238% | 2.447% | 2.495% | 2.853% | 3.92%
DSO | 19 | 52 | 31 | 32 | 2025 | Winter | S, [MVA] | 0 | 1 | 1.0413 | 1.0514 | 1.0445 | 1.0393 | 1.0261 | 1.0019 | 1.6419 | 1.7835 | 1.7236 | 0.84203 | 1.8127 | 1.9211 | 1.9106 | 1.8859 | 1.7585 | 1.7432 | 1.096 | 2.0219 | 1.8774 | 1.5732 | 1.2564 | 1.1621 | 1.2082 | 1.2001
DSO | 19 | 52 | 31 | 32 | 2025 | Winter | S, [%] | 0 | 1 | 5.207% | 5.257% | 5.223% | 5.196% | 5.13% | 5.01% | 8.209% | 8.918% | 8.618% | 4.21% | 9.064% | 9.605% | 9.553% | 9.43% | 8.792% | 8.716% | 5.48% | 10.11% | 9.387% | 7.866% | 6.282% | 5.811% | 6.041% | 6.001%
DSO | 19 | 52 | 32 | 31 | 2025 | Winter | S, [MVA] | 0 | 1 | 1.0461 | 1.0568 | 1.05 | 1.0449 | 1.0316 | 1.0068 | 1.6476 | 1.7905 | 1.7261 | 0.8433 | 1.8152 | 1.9283 | 1.9177 | 1.892 | 1.7618 | 1.7467 | 1.0985 | 2.0246 | 1.8811 | 1.5767 | 1.2596 | 1.1652 | 1.2119 | 1.2052
DSO | 19 | 52 | 32 | 31 | 2025 | Winter | S, [%] | 0 | 1 | 5.231% | 5.284% | 5.25% | 5.224% | 5.158% | 5.034% | 8.238% | 8.952% | 8.63% | 4.217% | 9.076% | 9.641% | 9.589% | 9.46% | 8.809% | 8.734% | 5.493% | 10.12% | 9.406% | 7.884% | 6.298% | 5.826% | 6.06% | 6.026%
DSO | 19 | 53 | 31 | 33 | 2025 | Winter | P, [MW] | 0 | 1 | 11.7665 | 11.0578 | 10.9211 | 10.7435 | 10.5456 | 10.515 | 18.4362 | 18.5761 | 17.6004 | 11.3743 | 17.2528 | 18.6822 | 18.7917 | 18.244 | 16.459 | 16.3696 | 11.1115 | 16.6153 | 15.77 | 15.3681 | 11.6343 | 11.1377 | 12.1237 | 11.8663
DSO | 19 | 53 | 31 | 33 | 2025 | Winter | P, [%] | 0 | 1 | 58.83% | 55.29% | 54.61% | 53.72% | 52.73% | 52.57% | 92.18% | 92.88% | 88% | 56.87% | 86.26% | 93.41% | 93.96% | 91.22% | 82.3% | 81.85% | 55.56% | 83.08% | 78.85% | 76.84% | 58.17% | 55.69% | 60.62% | 59.33%
DSO | 19 | 53 | 33 | 31 | 2025 | Winter | P, [MW] | 0 | 1 | -11.7432 | -11.0376 | -10.9014 | -10.7245 | -10.5272 | -10.4967 | -18.3799 | -18.5189 | -17.5463 | -11.3513 | -17.1979 | -18.6239 | -18.733 | -18.1888 | -16.4126 | -16.3237 | -11.0904 | -16.5679 | -15.7276 | -15.3275 | -11.6111 | -11.1165 | -12.0988 | -11.8431
DSO | 19 | 53 | 33 | 31 | 2025 | Winter | P, [%] | 0 | 1 | 58.72% | 55.19% | 54.51% | 53.62% | 52.64% | 52.48% | 91.9% | 92.59% | 87.73% | 56.76% | 85.99% | 93.12% | 93.66% | 90.94% | 82.06% | 81.62% | 55.45% | 82.84% | 78.64% | 76.64% | 58.06% | 55.58% | 60.49% | 59.22%
DSO | 19 | 53 | 31 | 33 | 2025 | Winter | Q, [MVAr] | 0 | 1 | 2.3134 | 0.55384 | 0.25298 | 0.22309 | -0.15926 | -0.23101 | 3.2341 | 3.2416 | 5.8946 | 3.7689 | 7.5522 | 3.9514 | 3.7779 | 3.2713 | 4.6384 | 4.615 | 2.7016 | 4.7955 | 4.1912 | 4.3745 | 2.8789 | 2.7683 | 2.7426 | 0.46903
DSO | 19 | 53 | 31 | 33 | 2025 | Winter | Q, [%] | 0 | 1 | 11.57% | 2.769% | 1.265% | 1.115% | 0.7963% | 1.155% | 16.17% | 16.21% | 29.47% | 18.84% | 37.76% | 19.76% | 18.89% | 16.36% | 23.19% | 23.08% | 13.51% | 23.98% | 20.96% | 21.87% | 14.39% | 13.84% | 13.71% | 2.345%
DSO | 19 | 53 | 33 | 31 | 2025 | Winter | Q, [MVAr] | 0 | 1 | -1.6738 | -4.7594e-05 | 0.28761 | 0.30014 | 0.66504 | 0.73431 | -1.6856 | -1.6701 | -4.4069 | -3.1384 | -6.0419 | -2.3497 | -2.1615 | -1.7535 | -3.3625 | -3.3527 | -2.122 | -3.4924 | -3.0252 | -3.2583 | -2.2432 | -2.1849 | -2.058 | 0.16867
DSO | 19 | 53 | 33 | 31 | 2025 | Winter | Q, [%] | 0 | 1 | 8.369% | 0.000238% | 1.438% | 1.501% | 3.325% | 3.672% | 8.428% | 8.35% | 22.03% | 15.69% | 30.21% | 11.75% | 10.81% | 8.767% | 16.81% | 16.76% | 10.61% | 17.46% | 15.13% | 16.29% | 11.22% | 10.92% | 10.29% | 0.8433%
DSO | 19 | 53 | 31 | 33 | 2025 | Winter | S, [MVA] | 0 | 1 | 11.9917 | 11.0716 | 10.924 | 10.7459 | 10.5468 | 10.5175 | 18.7178 | 18.8568 | 18.5612 | 11.9824 | 18.8334 | 19.0955 | 19.1677 | 18.535 | 17.1001 | 17.0077 | 11.4352 | 17.2935 | 16.3174 | 15.9785 | 11.9852 | 11.4766 | 12.4301 | 11.8755
DSO | 19 | 53 | 31 | 33 | 2025 | Winter | S, [%] | 0 | 1 | 59.96% | 55.36% | 54.62% | 53.73% | 52.73% | 52.59% | 93.59% | 94.28% | 92.81% | 59.91% | 94.17% | 95.48% | 95.84% | 92.67% | 85.5% | 85.04% | 57.18% | 86.47% | 81.59% | 79.89% | 59.93% | 57.38% | 62.15% | 59.38%
DSO | 19 | 53 | 33 | 31 | 2025 | Winter | S, [MVA] | 0 | 1 | 11.8619 | 11.0376 | 10.9052 | 10.7287 | 10.5482 | 10.5223 | 18.4571 | 18.5941 | 18.0912 | 11.7772 | 18.2283 | 18.7716 | 18.8573 | 18.2731 | 16.7535 | 16.6644 | 11.2916 | 16.932 | 16.0159 | 15.67 | 11.8258 | 11.3292 | 12.2726 | 11.8443
DSO | 19 | 53 | 33 | 31 | 2025 | Winter | S, [%] | 0 | 1 | 59.31% | 55.19% | 54.53% | 53.64% | 52.74% | 52.61% | 92.29% | 92.97% | 90.46% | 58.89% | 91.14% | 93.86% | 94.29% | 91.37% | 83.77% | 83.32% | 56.46% | 84.66% | 80.08% | 78.35% | 59.13% | 56.65% | 61.36% | 59.22%
DSO | 19 | 55 | 35 | 36 | 2025 | Winter | P, [MW] | 0 | 1 | 2.3322 | 2.0932 | 1.8024 | 1.7602 | 1.6158 | 1.5113 | 4.0049 | 3.9294 | 2.8742 | 1.5036 | 3.521 | 4.0075 | 3.966 | 3.9967 | 3.8133 | 3.7811 | 1.763 | 3.7993 | 3.8242 | 3.7625 | 2.1625 | 2.0447 | 2.4733 | 2.6646
DSO | 19 | 55 | 35 | 36 | 2025 | Winter | P, [%] | 0 | 1 | 58.3% | 52.33% | 45.06% | 44% | 40.39% | 37.78% | 100.1% | 98.24% | 71.86% | 37.59% | 88.03% | 100.2% | 99.15% | 99.92% | 95.33% | 94.53% | 44.07% | 94.98% | 95.61% | 94.06% | 54.06% | 51.12% | 61.83% | 66.61%
DSO | 19 | 55 | 36 | 35 | 2025 | Winter | P, [MW] | 0 | 1 | -2.3233 | -2.0857 | -1.7963 | -1.7543 | -1.6103 | -1.506 | -3.9813 | -3.9065 | -2.8573 | -1.4973 | -3.4981 | -3.9839 | -3.9427 | -3.9731 | -3.7902 | -3.7579 | -1.7571 | -3.7762 | -3.801 | -3.7386 | -2.1541 | -2.0371 | -2.463 | -2.6529
DSO | 19 | 55 | 36 | 35 | 2025 | Winter | P, [%] | 0 | 1 | 58.08% | 52.14% | 44.91% | 43.86% | 40.26% | 37.65% | 99.53% | 97.66% | 71.43% | 37.43% | 87.45% | 99.6% | 98.57% | 99.33% | 94.75% | 93.95% | 43.93% | 94.4% | 95.03% | 93.47% | 53.85% | 50.93% | 61.58% | 66.32%
DSO | 19 | 55 | 35 | 36 | 2025 | Winter | Q, [MVAr] | 0 | 1 | 0.45519 | -0.49055 | -0.67227 | -0.672 | -0.82002 | -0.93267 | 0.2381 | 0.41816 | 1.7819 | 1.2962 | 1.9226 | 0.18337 | 0.49156 | 0.34578 | 1.2431 | 1.3379 | 0.72004 | 1.286 | 1.2034 | 1.3728 | 0.80696 | 0.78227 | 0.71403 | -0.53153
DSO | 19 | 55 | 35 | 36 | 2025 | Winter | Q, [%] | 0 | 1 | 11.38% | 12.26% | 16.81% | 16.8% | 20.5% | 23.32% | 5.953% | 10.45% | 44.55% | 32.41% | 48.06% | 4.584% | 12.29% | 8.645% | 31.08% | 33.45% | 18% | 32.15% | 30.08% | 34.32% | 20.17% | 19.56% | 17.85% | 13.29%
DSO | 19 | 55 | 36 | 35 | 2025 | Winter | Q, [MVAr] | 0 | 1 | -0.38041 | 0.55405 | 0.72399 | 0.72169 | 0.86647 | 0.97747 | -0.039412 | -0.22525 | -1.6397 | -1.2428 | -1.7297 | 0.01576 | -0.29496 | -0.14746 | -1.0481 | -1.1433 | -0.67104 | -1.0913 | -1.0079 | -1.1721 | -0.73659 | -0.71853 | -0.62775 | 0.6294
DSO | 19 | 55 | 36 | 35 | 2025 | Winter | Q, [%] | 0 | 1 | 9.51% | 13.85% | 18.1% | 18.04% | 21.66% | 24.44% | 0.9853% | 5.631% | 40.99% | 31.07% | 43.24% | 0.394% | 7.374% | 3.686% | 26.2% | 28.58% | 16.78% | 27.28% | 25.2% | 29.3% | 18.41% | 17.96% | 15.69% | 15.74%
DSO | 19 | 55 | 35 | 36 | 2025 | Winter | S, [MVA] | 0 | 1 | 2.3762 | 2.1499 | 1.9237 | 1.8841 | 1.812 | 1.7759 | 4.012 | 3.9516 | 3.3818 | 1.9852 | 4.0117 | 4.0117 | 3.9964 | 4.0116 | 4.0108 | 4.0108 | 1.9043 | 4.0111 | 4.0091 | 4.0051 | 2.3081 | 2.1892 | 2.5743 | 2.7171
DSO | 19 | 55 | 35 | 36 | 2025 | Winter | S, [%] | 0 | 1 | 59.4% | 53.75% | 48.09% | 47.1% | 45.3% | 44.4% | 100.3% | 98.79% | 84.54% | 49.63% | 100.3% | 100.3% | 99.91% | 100.3% | 100.3% | 100.3% | 47.61% | 100.3% | 100.2% | 100.1% | 57.7% | 54.73% | 64.36% | 67.93%
DSO | 19 | 55 | 36 | 35 | 2025 | Winter | S, [MVA] | 0 | 1 | 2.3542 | 2.158 | 1.9367 | 1.8969 | 1.8286 | 1.7954 | 3.9815 | 3.913 | 3.2944 | 1.9459 | 3.9024 | 3.9839 | 3.9537 | 3.9759 | 3.9324 | 3.928 | 1.8809 | 3.9307 | 3.9324 | 3.9181 | 2.2765 | 2.1601 | 2.5418 | 2.7266
DSO | 19 | 55 | 36 | 35 | 2025 | Winter | S, [%] | 0 | 1 | 58.86% | 53.95% | 48.42% | 47.42% | 45.71% | 44.88% | 99.54% | 97.82% | 82.36% | 48.65% | 97.56% | 99.6% | 98.84% | 99.4% | 98.31% | 98.2% | 47.02% | 98.27% | 98.31% | 97.95% | 56.91% | 54% | 63.54% | 68.16%
DSO | 19 | 56 | 37 | 38 | 2025 | Winter | P, [MW] | 0 | 1 | 9.5624 | 9.1019 | 9.2589 | 9.1338 | 9.1036 | 9.2076 | 14.1259 | 14.4111 | 14.5302 | 10.2403 | 13.6203 | 14.5542 | 14.6803 | 14.13 | 12.6593 | 12.6213 | 9.7412 | 12.8665 | 12.0848 | 11.7526 | 9.8307 | 9.4498 | 9.8745 | 9.4123
DSO | 19 | 56 | 37 | 38 | 2025 | Winter | P, [%] | 0 | 1 | 59.77% | 56.89% | 57.87% | 57.09% | 56.9% | 57.55% | 88.29% | 90.07% | 90.81% | 64% | 85.13% | 90.96% | 91.75% | 88.31% | 79.12% | 78.88% | 60.88% | 80.42% | 75.53% | 73.45% | 61.44% | 59.06% | 61.72% | 58.83%
DSO | 19 | 56 | 38 | 37 | 2025 | Winter | P, [MW] | 0 | 1 | -9.5327 | -9.0751 | -9.2312 | -9.1068 | -9.0768 | -9.1801 | -14.0615 | -14.3441 | -14.4616 | -10.2059 | -13.5578 | -14.4856 | -14.6108 | -14.0656 | -12.6072 | -12.5695 | -9.7102 | -12.8126 | -12.0374 | -11.7076 | -9.7991 | -9.4207 | -9.8427 | -9.3836
DSO | 19 | 56 | 38 | 37 | 2025 | Winter | P, [%] | 0 | 1 | 59.58% | 56.72% | 57.69% | 56.92% | 56.73% | 57.38% | 87.88% | 89.65% | 90.38% | 63.79% | 84.74% | 90.53% | 91.32% | 87.91% | 78.79% | 78.56% | 60.69% | 80.08% | 75.23% | 73.17% | 61.24% | 58.88% | 61.52% | 58.65%
DSO | 19 | 56 | 37 | 38 | 2025 | Winter | Q, [MVAr] | 0 | 1 | 1.0437 | 0.36134 | 0.25426 | 0.25233 | 0.046812 | 0.092484 | 0.95732 | 0.77273 | 2.0758 | 1.6504 | 3.5773 | 1.7259 | 1.2088 | 0.95041 | 1.7201 | 1.5988 | 1.2344 | 1.7872 | 1.4794 | 1.5638 | 1.2497 | 1.2281 | 1.1403 | 0.21656
DSO | 19 | 56 | 37 | 38 | 2025 | Winter | Q, [%] | 0 | 1 | 6.523% | 2.258% | 1.589% | 1.577% | 0.2926% | 0.578% | 5.983% | 4.83% | 12.97% | 10.31% | 22.36% | 10.79% | 7.555% | 5.94% | 10.75% | 9.993% | 7.715% | 11.17% | 9.246% | 9.774% | 7.811% | 7.676% | 7.127% | 1.354%
DSO | 19 | 56 | 38 | 37 | 2025 | Winter | Q, [MVAr] | 0 | 1 | -0.71316 | -0.063432 | 0.05398 | 0.047658 | 0.25143 | 0.21251 | -0.24208 | -0.028682 | -1.3132 | -1.2678 | -2.8825 | -0.96375 | -0.43615 | -0.23478 | -1.1406 | -1.0237 | -0.89054 | -1.1884 | -0.95213 | -1.064 | -0.89948 | -0.90416 | -0.78762 | 0.10196
DSO | 19 | 56 | 38 | 37 | 2025 | Winter | Q, [%] | 0 | 1 | 4.457% | 0.3964% | 0.3374% | 0.2979% | 1.571% | 1.328% | 1.513% | 0.1793% | 8.208% | 7.924% | 18.02% | 6.023% | 2.726% | 1.467% | 7.129% | 6.398% | 5.566% | 7.428% | 5.951% | 6.65% | 5.622% | 5.651% | 4.923% | 0.6373%
DSO | 19 | 56 | 37 | 38 | 2025 | Winter | S, [MVA] | 0 | 1 | 9.6192 | 9.1091 | 9.2624 | 9.1373 | 9.1037 | 9.208 | 14.1583 | 14.4318 | 14.6777 | 10.3725 | 14.0823 | 14.6562 | 14.73 | 14.1619 | 12.7757 | 12.7221 | 9.8191 | 12.99 | 12.1751 | 11.8562 | 9.9098 | 9.5293 | 9.9401 | 9.4148
DSO | 19 | 56 | 37 | 38 | 2025 | Winter | S, [%] | 0 | 1 | 60.12% | 56.93% | 57.89% | 57.11% | 56.9% | 57.55% | 88.49% | 90.2% | 91.74% | 64.83% | 88.01% | 91.6% | 92.06% | 88.51% | 79.85% | 79.51% | 61.37% | 81.19% | 76.09% | 74.1% | 61.94% | 59.56% | 62.13% | 58.84%
DSO | 19 | 56 | 38 | 37 | 2025 | Winter | S, [MVA] | 0 | 1 | 9.5593 | 9.0753 | 9.2313 | 9.107 | 9.0803 | 9.1826 | 14.0636 | 14.3441 | 14.5211 | 10.2844 | 13.8608 | 14.5176 | 14.6173 | 14.0675 | 12.6587 | 12.6111 | 9.751 | 12.8676 | 12.075 | 11.7559 | 9.8403 | 9.464 | 9.8742 | 9.3842
DSO | 19 | 56 | 38 | 37 | 2025 | Winter | S, [%] | 0 | 1 | 59.75% | 56.72% | 57.7% | 56.92% | 56.75% | 57.39% | 87.9% | 89.65% | 90.76% | 64.28% | 86.63% | 90.74% | 91.36% | 87.92% | 79.12% | 78.82% | 60.94% | 80.42% | 75.47% | 73.47% | 61.5% | 59.15% | 61.71% | 58.65%
DSO | 19 | 58 | 39 | 40 | 2025 | Winter | P, [MW] | 0 | 1 | -0.32033 | -0.30499 | -0.31287 | -0.31729 | -0.33754 | -0.37046 | -0.17212 | -0.25463 | -0.30809 | -0.58424 | -0.35698 | -0.38011 | -0.36061 | -0.34798 | -0.38595 | -0.4006 | -0.58082 | -0.43378 | -0.46882 | -0.45866 | -0.55431 | -0.53524 | -0.42762 | -0.39042
DSO | 19 | 58 | 39 | 40 | 2025 | Winter | P, [%] | 0 | 1 | 2.002% | 1.906% | 1.955% | 1.983% | 2.11% | 2.315% | 1.076% | 1.591% | 1.926% | 3.651% | 2.231% | 2.376% | 2.254% | 2.175% | 2.412% | 2.504% | 3.63% | 2.711% | 2.93% | 2.867% | 3.464% | 3.345% | 2.673% | 2.44%
DSO | 19 | 58 | 40 | 39 | 2025 | Winter | P, [MW] | 0 | 1 | 0.32039 | 0.30504 | 0.31292 | 0.31735 | 0.3376 | 0.37052 | 0.17215 | 0.25467 | 0.30814 | 0.58439 | 0.35705 | 0.38017 | 0.36067 | 0.34804 | 0.38602 | 0.40069 | 0.58097 | 0.43388 | 0.46893 | 0.45876 | 0.55445 | 0.53537 | 0.42772 | 0.3905
DSO | 19 | 58 | 40 | 39 | 2025 | Winter | P, [%] | 0 | 1 | 2.002% | 1.907% | 1.956% | 1.983% | 2.11% | 2.316% | 1.076% | 1.592% | 1.926% | 3.652% | 2.232% | 2.376% | 2.254% | 2.175% | 2.413% | 2.504% | 3.631% | 2.712% | 2.931% | 2.867% | 3.465% | 3.346% | 2.673% | 2.441%
DSO | 19 | 58 | 39 | 40 | 2025 | Winter | Q, [MVAr] | 0 | 1 | 0.20145 | 0.18985 | 0.18386 | 0.18024 | 0.17334 | 0.16678 | 0.16634 | 0.13986 | 0.17973 | 0.18349 | 0.21969 | 0.08984 | 0.10259 | 0.14881 | 0.20412 | 0.2256 | 0.19536 | 0.20945 | 0.20183 | 0.20369 | 0.207 | 0.216 | 0.21576 | 0.19509
DSO | 19 | 58 | 39 | 40 | 2025 | Winter | Q, [%] | 0 | 1 | 1.259% | 1.187% | 1.149% | 1.126% | 1.083% | 1.042% | 1.04% | 0.8741% | 1.123% | 1.147% | 1.373% | 0.5615% | 0.6412% | 0.93% | 1.276% | 1.41% | 1.221% | 1.309% | 1.261% | 1.273% | 1.294% | 1.35% | 1.349% | 1.219%
DSO | 19 | 58 | 40 | 39 | 2025 | Winter | Q, [MVAr] | 0 | 1 | -0.20081 | -0.18927 | -0.18327 | -0.17965 | -0.17271 | -0.16604 | -0.16609 | -0.13948 | -0.17916 | -0.18182 | -0.21891 | -0.089158 | -0.10196 | -0.14817 | -0.20327 | -0.22466 | -0.19369 | -0.20842 | -0.20067 | -0.20257 | -0.20544 | -0.21452 | -0.21474 | -0.19424
DSO | 19 | 58 | 40 | 39 | 2025 | Winter | Q, [%] | 0 | 1 | 1.255% | 1.183% | 1.145% | 1.123% | 1.079% | 1.038% | 1.038% | 0.8717% | 1.12% | 1.136% | 1.368% | 0.5572% | 0.6372% | 0.9261% | 1.27% | 1.404% | 1.211% | 1.303% | 1.254% | 1.266% | 1.284% | 1.341% | 1.342% | 1.214%
DSO | 19 | 58 | 39 | 40 | 2025 | Winter | S, [MVA] | 0 | 1 | 0.37841 | 0.35925 | 0.36289 | 0.36491 | 0.37945 | 0.40627 | 0.23937 | 0.29051 | 0.35668 | 0.61238 | 0.41917 | 0.39058 | 0.37492 | 0.37846 | 0.4366 | 0.45976 | 0.61279 | 0.4817 | 0.51042 | 0.50185 | 0.5917 | 0.57718 | 0.47897 | 0.43645
DSO | 19 | 58 | 39 | 40 | 2025 | Winter | S, [%] | 0 | 1 | 2.365% | 2.245% | 2.268% | 2.281% | 2.372% | 2.539% | 1.496% | 1.816% | 2.229% | 3.827% | 2.62% | 2.441% | 2.343% | 2.365% | 2.729% | 2.873% | 3.83% | 3.011% | 3.19% | 3.137% | 3.698% | 3.607% | 2.994% | 2.728%
DSO | 19 | 58 | 40 | 39 | 2025 | Winter | S, [MVA] | 0 | 1 | 0.37812 | 0.35899 | 0.36264 | 0.36467 | 0.37921 | 0.40603 | 0.23921 | 0.29036 | 0.35644 | 0.61202 | 0.41881 | 0.39048 | 0.3748 | 0.37826 | 0.43627 | 0.45937 | 0.6124 | 0.48134 | 0.51006 | 0.50149 | 0.59129 | 0.57675 | 0.4786 | 0.43614
DSO | 19 | 58 | 40 | 39 | 2025 | Winter | S, [%] | 0 | 1 | 2.363% | 2.244% | 2.267% | 2.279% | 2.37% | 2.538% | 1.495% | 1.815% | 2.228% | 3.825% | 2.618% | 2.441% | 2.343% | 2.364% | 2.727% | 2.871% | 3.828% | 3.008% | 3.188% | 3.134% | 3.696% | 3.605% | 2.991% | 2.726%
DSO | 19 | 22 | 32 | 34 | 2025 | Winter | P, [MW] | 0 | 2 | 1.2007 | 1.1421 | 1.1462 | 1.1508 | 1.1817 | 1.4005 | 0.92658 | 0.91814 | 1.0249 | 1.9099 | 0.65905 | 0.69406 | 0.77238 | 0.85689 | 0.90507 | 1.3819 | 1.7861 | 1.507 | 1.9107 | 1.7524 | 1.708 | 1.7056 | 1.6242 | 1.4909
DSO | 19 | 22 | 32 | 34 | 2025 | Winter | P, [%] | 0 | 2 | 4.407% | 4.192% | 4.207% | 4.223% | 4.337% | 5.14% | 3.401% | 3.37% | 3.762% | 7.009% | 2.419% | 2.547% | 2.835% | 3.145% | 3.322% | 5.072% | 6.555% | 5.531% | 7.012% | 6.431% | 6.269% | 6.26% | 5.961% | 5.472%
DSO | 19 | 22 | 34 | 32 | 2025 | Winter | P, [MW] | 0 | 2 | -1.1999 | -1.1414 | -1.1455 | -1.1501 | -1.181 | -1.3996 | -0.92617 | -0.91775 | -1.0243 | -1.9081 | -0.65868 | -0.69383 | -0.77209 | -0.85654 | -0.90452 | -1.3809 | -1.7846 | -1.506 | -1.909 | -1.7509 | -1.7066 | -1.7042 | -1.6229 | -1.4898
DSO | 19 | 22 | 34 | 32 | 2025 | Winter | P, [%] | 0 | 2 | 4.404% | 4.189% | 4.204% | 4.221% | 4.334% | 5.137% | 3.399% | 3.368% | 3.759% | 7.003% | 2.417% | 2.546% | 2.834% | 3.144% | 3.32% | 5.068% | 6.55% | 5.527% | 7.006% | 6.426% | 6.263% | 6.255% | 5.956% | 5.468%
DSO | 19 | 22 | 32 | 34 | 2025 | Winter | Q, [MVAr] | 0 | 2 | -0.82841 | -0.61784 | -0.60492 | -0.59383 | -0.57245 | -0.46432 | -0.4306 | -0.35585 | -0.76097 | -0.76882 | -0.82525 | -0.36001 | -0.40637 | -0.42398 | -0.82383 | -0.80444 | -0.71202 | -0.63122 | -0.66028 | -0.71535 | -0.72697 | -0.7432 | -0.73402 | -0.54104
DSO | 19 | 22 | 32 | 34 | 2025 | Winter | Q, [%] | 0 | 2 | 3.04% | 2.268% | 2.22% | 2.179% | 2.101% | 1.704% | 1.58% | 1.306% | 2.793% | 2.822% | 3.029% | 1.321% | 1.491% | 1.556% | 3.024% | 2.952% | 2.613% | 2.317% | 2.423% | 2.625% | 2.668% | 2.728% | 2.694% | 1.986%
DSO | 19 | 22 | 34 | 32 | 2025 | Winter | Q, [MVAr] | 0 | 2 | 0.54554 | 0.33683 | 0.32629 | 0.31671 | 0.29541 | 0.18809 | 0.14714 | 0.073404 | 0.46811 | 0.48369 | 0.52506 | 0.076121 | 0.12255 | 0.14056 | 0.53464 | 0.51627 | 0.42946 | 0.34448 | 0.3764 | 0.43018 | 0.44338 | 0.45972 | 0.45101 | 0.26315
DSO | 19 | 22 | 34 | 32 | 2025 | Winter | Q, [%] | 0 | 2 | 2.002% | 1.236% | 1.197% | 1.162% | 1.084% | 0.6903% | 0.54% | 0.2694% | 1.718% | 1.775% | 1.927% | 0.2794% | 0.4498% | 0.5159% | 1.962% | 1.895% | 1.576% | 1.264% | 1.381% | 1.579% | 1.627% | 1.687% | 1.655% | 0.9658%
DSO | 19 | 22 | 32 | 34 | 2025 | Winter | S, [MVA] | 0 | 2 | 1.4588 | 1.2985 | 1.296 | 1.295 | 1.3131 | 1.4755 | 1.0217 | 0.98469 | 1.2766 | 2.0588 | 1.0561 | 0.78187 | 0.87276 | 0.95605 | 1.2239 | 1.599 | 1.9228 | 1.6339 | 2.0216 | 1.8928 | 1.8563 | 1.8605 | 1.7823 | 1.586
DSO | 19 | 22 | 32 | 34 | 2025 | Winter | S, [%] | 0 | 2 | 5.354% | 4.766% | 4.756% | 4.753% | 4.819% | 5.415% | 3.75% | 3.614% | 4.685% | 7.556% | 3.876% | 2.87% | 3.203% | 3.509% | 4.492% | 5.869% | 7.057% | 5.996% | 7.419% | 6.947% | 6.813% | 6.828% | 6.541% | 5.821%
DSO | 19 | 22 | 34 | 32 | 2025 | Winter | S, [MVA] | 0 | 2 | 1.3181 | 1.1901 | 1.1911 | 1.1929 | 1.2174 | 1.4122 | 0.93778 | 0.92068 | 1.1262 | 1.9685 | 0.84235 | 0.69799 | 0.78176 | 0.868 | 1.0507 | 1.4743 | 1.8356 | 1.5449 | 1.9458 | 1.803 | 1.7633 | 1.7651 | 1.6844 | 1.5129
DSO | 19 | 22 | 34 | 32 | 2025 | Winter | S, [%] | 0 | 2 | 4.837% | 4.368% | 4.371% | 4.378% | 4.468% | 5.183% | 3.442% | 3.379% | 4.133% | 7.224% | 3.091% | 2.562% | 2.869% | 3.186% | 3.856% | 5.411% | 6.737% | 5.67% | 7.141% | 6.617% | 6.471% | 6.478% | 6.182% | 5.552%
DSO | 19 | 24 | 33 | 35 | 2025 | Winter | P, [MW] | 0 | 2 | 4.0218 | 4.0218 | 4.0217 | 4.0218 | 4.0217 | 4.0217 | 4.0217 | 4.0217 | 4.0216 | 4.0218 | 4.0211 | 4.0217 | 4.0217 | 4.0217 | 4.0217 | 4.0217 | 4.0218 | 4.0217 | 4.0217 | 4.0217 | 4.0218 | 4.0218 | 4.0216 | 4.0217
DSO | 19 | 24 | 33 | 35 | 2025 | Winter | P, [%] | 0 | 2 | 14.76% | 14.76% | 14.76% | 14.76% | 14.76% | 14.76% | 14.76% | 14.76% | 14.76% | 14.76% | 14.76% | 14.76% | 14.76% | 14.76% | 14.76% | 14.76% | 14.76% | 14.76% | 14.76% | 14.76% | 14.76% | 14.76% | 14.76% | 14.76%
DSO | 19 | 24 | 35 | 33 | 2025 | Winter | P, [MW] | 0 | 2 | -4.0184 | -4.0183 | -4.0183 | -4.0183 | -4.0182 | -4.0182 | -4.0184 | -4.0184 | -4.0184 | -4.0184 | -4.018 | -4.0184 | -4.0184 | -4.0184 | -4.0184 | -4.0184 | -4.0184 | -4.0184 | -4.0184 | -4.0184 | -4.0184 | -4.0184 | -4.0182 | -4.0183
DSO | 19 | 24 | 35 | 33 | 2025 | Winter | P, [%] | 0 | 2 | 14.75% | 14.75% | 14.75% | 14.75% | 14.75% | 14.75% | 14.75% | 14.75% | 14.75% | 14.75% | 14.75% | 14.75% | 14.75% | 14.75% | 14.75% | 14.75% | 14.75% | 14.75% | 14.75% | 14.75% | 14.75% | 14.75% | 14.75% | 14.75%
DSO | 19 | 24 | 33 | 35 | 2025 | Winter | Q, [MVAr] | 0 | 2 | -0.096524 | -0.074464 | -0.071232 | -0.070742 | -0.065737 | -0.067105 | -0.1003 | -0.095108 | -0.13276 | -0.12575 | -0.18732 | -0.10756 | -0.10694 | -0.098959 | -0.1207 | -0.12264 | -0.099384 | -0.12399 | -0.11425 | -0.11577 | -0.10087 | -0.10026 | -0.074033 | -0.072039
DSO | 19 | 24 | 33 | 35 | 2025 | Winter | Q, [%] | 0 | 2 | 0.3542% | 0.2733% | 0.2614% | 0.2596% | 0.2413% | 0.2463% | 0.3681% | 0.3491% | 0.4872% | 0.4615% | 0.6875% | 0.3948% | 0.3925% | 0.3632% | 0.443% | 0.4501% | 0.3647% | 0.455% | 0.4193% | 0.4249% | 0.3702% | 0.3679% | 0.2717% | 0.2644%
DSO | 19 | 24 | 35 | 33 | 2025 | Winter | Q, [MVAr] | 0 | 2 | -0.016472 | -0.03609 | -0.038859 | -0.039162 | -0.043607 | -0.042055 | -0.017008 | -0.022152 | 0.012537 | 0.011431 | 0.065403 | -0.010632 | -0.011139 | -0.018472 | 0.0021106 | 0.0043778 | -0.013758 | 0.0054194 | -0.0030179 | -0.0014212 | -0.012825 | -0.013018 | -0.039724 | -0.038918
DSO | 19 | 24 | 35 | 33 | 2025 | Winter | Q, [%] | 0 | 2 | 0.06045% | 0.1325% | 0.1426% | 0.1437% | 0.16% | 0.1543% | 0.06242% | 0.0813% | 0.04601% | 0.04195% | 0.24% | 0.03902% | 0.04088% | 0.06779% | 0.007746% | 0.01607% | 0.05049% | 0.01989% | 0.01108% | 0.005216% | 0.04707% | 0.04778% | 0.1458% | 0.1428%
DSO | 19 | 24 | 33 | 35 | 2025 | Winter | S, [MVA] | 0 | 2 | 4.023 | 4.0224 | 4.0224 | 4.0224 | 4.0223 | 4.0223 | 4.0229 | 4.0228 | 4.0238 | 4.0238 | 4.0255 | 4.0231 | 4.0231 | 4.0229 | 4.0235 | 4.0236 | 4.023 | 4.0236 | 4.0233 | 4.0234 | 4.0231 | 4.0231 | 4.0223 | 4.0224
DSO | 19 | 24 | 33 | 35 | 2025 | Winter | S, [%] | 0 | 2 | 14.76% | 14.76% | 14.76% | 14.76% | 14.76% | 14.76% | 14.76% | 14.76% | 14.77% | 14.77% | 14.77% | 14.77% | 14.77% | 14.76% | 14.77% | 14.77% | 14.76% | 14.77% | 14.77% | 14.77% | 14.76% | 14.76% | 14.76% | 14.76%
DSO | 19 | 24 | 35 | 33 | 2025 | Winter | S, [MVA] | 0 | 2 | 4.0184 | 4.0184 | 4.0184 | 4.0184 | 4.0185 | 4.0185 | 4.0184 | 4.0184 | 4.0184 | 4.0184 | 4.0185 | 4.0184 | 4.0184 | 4.0184 | 4.0184 | 4.0184 | 4.0184 | 4.0184 | 4.0184 | 4.0184 | 4.0184 | 4.0184 | 4.0184 | 4.0184
DSO | 19 | 24 | 35 | 33 | 2025 | Winter | S, [%] | 0 | 2 | 14.75% | 14.75% | 14.75% | 14.75% | 14.75% | 14.75% | 14.75% | 14.75% | 14.75% | 14.75% | 14.75% | 14.75% | 14.75% | 14.75% | 14.75% | 14.75% | 14.75% | 14.75% | 14.75% | 14.75% | 14.75% | 14.75% | 14.75% | 14.75%
DSO | 19 | 25 | 33 | 37 | 2025 | Winter | P, [MW] | 0 | 2 | 7.0439 | 6.298 | 6.0874 | 5.8532 | 5.5881 | 5.4458 | 14.8116 | 15.077 | 14.0724 | 6.1032 | 14.1804 | 15.5618 | 15.5836 | 14.9629 | 13.0786 | 12.4951 | 6.1777 | 12.9181 | 11.5126 | 10.9498 | 6.9311 | 6.3313 | 7.4108 | 7.1344
DSO | 19 | 25 | 33 | 37 | 2025 | Winter | P, [%] | 0 | 2 | 33.72% | 30.15% | 29.14% | 28.02% | 26.75% | 26.07% | 70.9% | 72.17% | 67.37% | 29.22% | 67.88% | 74.5% | 74.6% | 71.63% | 62.61% | 59.81% | 29.57% | 61.84% | 55.11% | 52.42% | 33.18% | 30.31% | 35.48% | 34.15%
DSO | 19 | 25 | 37 | 33 | 2025 | Winter | P, [MW] | 0 | 2 | -6.888 | -6.1768 | -5.9727 | -5.7467 | -5.4883 | -5.35 | -14.1776 | -14.4209 | -13.4606 | -5.9539 | -13.5183 | -14.8644 | -14.8846 | -14.3164 | -12.559 | -12.0158 | -6.0471 | -12.4086 | -11.1045 | -10.5723 | -6.771 | -6.1948 | -7.2344 | -6.9791
DSO | 19 | 25 | 37 | 33 | 2025 | Winter | P, [%] | 0 | 2 | 32.97% | 29.57% | 28.59% | 27.51% | 26.27% | 25.61% | 67.87% | 69.03% | 64.44% | 28.5% | 64.71% | 71.16% | 71.25% | 68.53% | 60.12% | 57.52% | 28.95% | 59.4% | 53.16% | 50.61% | 32.41% | 29.65% | 34.63% | 33.41%
DSO | 19 | 25 | 33 | 37 | 2025 | Winter | Q, [MVAr] | 0 | 2 | 1.6022 | -0.37639 | -0.70237 | -0.73329 | -1.1194 | -1.2085 | 0.90366 | 0.68808 | 4.3971 | 3.6328 | 6.1044 | 1.3345 | 1.2056 | 0.93512 | 3.3485 | 3.3927 | 2.3582 | 3.4311 | 3.0073 | 3.3084 | 2.4123 | 2.3863 | 2.1148 | -0.53329
DSO | 19 | 25 | 33 | 37 | 2025 | Winter | Q, [%] | 0 | 2 | 7.67% | 1.802% | 3.362% | 3.51% | 5.359% | 5.785% | 4.326% | 3.294% | 21.05% | 17.39% | 29.22% | 6.388% | 5.771% | 4.476% | 16.03% | 16.24% | 11.29% | 16.42% | 14.4% | 15.84% | 11.55% | 11.42% | 10.12% | 2.553%
DSO | 19 | 25 | 37 | 33 | 2025 | Winter | Q, [MVAr] | 0 | 2 | -1.4282 | 0.50282 | 0.81995 | 0.83949 | 1.2165 | 1.3 | -0.069037 | 0.17707 | -3.5938 | -3.4682 | -5.2318 | -0.41238 | -0.28121 | -0.083266 | -2.6723 | -2.7723 | -2.2193 | -2.769 | -2.4852 | -2.8287 | -2.2327 | -2.2391 | -1.9127 | 0.70681
DSO | 19 | 25 | 37 | 33 | 2025 | Winter | Q, [%] | 0 | 2 | 6.837% | 2.407% | 3.925% | 4.019% | 5.824% | 6.223% | 0.3305% | 0.8476% | 17.2% | 16.6% | 25.04% | 1.974% | 1.346% | 0.3986% | 12.79% | 13.27% | 10.62% | 13.26% | 11.9% | 13.54% | 10.69% | 10.72% | 9.156% | 3.384%
DSO | 19 | 25 | 33 | 37 | 2025 | Winter | S, [MVA] | 0 | 2 | 7.2238 | 6.3092 | 6.1278 | 5.8989 | 5.6991 | 5.5783 | 14.8392 | 15.0927 | 14.7434 | 7.1026 | 15.4385 | 15.6189 | 15.6302 | 14.9921 | 13.5005 | 12.9475 | 6.6125 | 13.366 | 11.8989 | 11.4387 | 7.3389 | 6.7661 | 7.7066 | 7.1543
DSO | 19 | 25 | 33 | 37 | 2025 | Winter | S, [%] | 0 | 2 | 34.58% | 30.2% | 29.33% | 28.24% | 27.28% | 26.7% | 71.04% | 72.25% | 70.58% | 34% | 73.9% | 74.77% | 74.82% | 71.77% | 64.63% | 61.98% | 31.65% | 63.98% | 56.96% | 54.76% | 35.13% | 32.39% | 36.89% | 34.25%
DSO | 19 | 25 | 37 | 33 | 2025 | Winter | S, [MVA] | 0 | 2 | 7.0345 | 6.1972 | 6.0287 | 5.8077 | 5.6215 | 5.5057 | 14.1778 | 14.422 | 13.9321 | 6.8904 | 14.4954 | 14.8702 | 14.8873 | 14.3166 | 12.8401 | 12.3315 | 6.4415 | 12.7138 | 11.3792 | 10.9442 | 7.1297 | 6.587 | 7.483 | 7.0148
DSO | 19 | 25 | 37 | 33 | 2025 | Winter | S, [%] | 0 | 2 | 33.67% | 29.67% | 28.86% | 27.8% | 26.91% | 26.36% | 67.87% | 69.04% | 66.69% | 32.98% | 69.39% | 71.18% | 71.27% | 68.53% | 61.47% | 59.03% | 30.84% | 60.86% | 54.47% | 52.39% | 34.13% | 31.53% | 35.82% | 33.58%
DSO | 19 | 27 | 37 | 39 | 2025 | Winter | P, [MW] | 0 | 2 | -0.29926 | -0.28614 | -0.29619 | -0.30241 | -0.32753 | -0.37503 | -0.19186 | -0.26559 | -0.57117 | -0.67147 | -0.63151 | -0.35585 | -0.34733 | -0.30993 | -0.30408 | -0.31086 | -0.5906 | -0.39809 | -0.41738 | -0.38612 | -0.44455 | -0.3284 | -0.25616 | -0.21112
DSO | 19 | 27 | 37 | 39 | 2025 | Winter | P, [%] | 0 | 2 | 1.433% | 1.37% | 1.418% | 1.448% | 1.568% | 1.795% | 0.9184% | 1.271% | 2.734% | 3.214% | 3.023% | 1.703% | 1.663% | 1.484% | 1.456% | 1.488% | 2.827% | 1.906% | 1.998% | 1.848% | 2.128% | 1.572% | 1.226% | 1.011%
DSO | 19 | 27 | 39 | 37 | 2025 | Winter | P, [MW] | 0 | 2 | 0.29976 | 0.2865 | 0.29657 | 0.30281 | 0.32797 | 0.37558 | 0.19202 | 0.26586 | 0.57246 | 0.6732 | 0.63308 | 0.35632 | 0.34777 | 0.31028 | 0.30451 | 0.31134 | 0.59199 | 0.39878 | 0.41813 | 0.3868 | 0.44541 | 0.32896 | 0.25656 | 0.21134
DSO | 19 | 27 | 39 | 37 | 2025 | Winter | P, [%] | 0 | 2 | 1.435% | 1.372% | 1.42% | 1.45% | 1.57% | 1.798% | 0.9192% | 1.273% | 2.74% | 3.223% | 3.031% | 1.706% | 1.665% | 1.485% | 1.458% | 1.49% | 2.834% | 1.909% | 2.002% | 1.852% | 2.132% | 1.575% | 1.228% | 1.012%
DSO | 19 | 27 | 37 | 39 | 2025 | Winter | Q, [MVAr] | 0 | 2 | 0.19611 | 0.1124 | 0.10842 | 0.10836 | 0.097489 | 0.08475 | 0.065291 | 0.024707 | 0.1443 | 0.13317 | 0.15704 | 0.0034903 | -0.012319 | -0.022916 | 0.13603 | 0.15931 | 0.15346 | 0.15327 | 0.15088 | 0.17314 | 0.17541 | 0.19245 | 0.1865 | 0.10679
DSO | 19 | 27 | 37 | 39 | 2025 | Winter | Q, [%] | 0 | 2 | 0.9388% | 0.5381% | 0.519% | 0.5187% | 0.4667% | 0.4057% | 0.3125% | 0.1183% | 0.6908% | 0.6375% | 0.7518% | 0.01671% | 0.05897% | 0.1097% | 0.6512% | 0.7626% | 0.7346% | 0.7337% | 0.7223% | 0.8288% | 0.8397% | 0.9213% | 0.8928% | 0.5112%
DSO | 19 | 27 | 39 | 37 | 2025 | Winter | Q, [MVAr] | 0 | 2 | -0.24224 | -0.15874 | -0.15474 | -0.15466 | -0.14373 | -0.13085 | -0.1119 | -0.0712 | -0.1894 | -0.17768 | -0.20176 | -0.049728 | -0.033954 | -0.023478 | -0.18227 | -0.20549 | -0.19844 | -0.19917 | -0.19671 | -0.21904 | -0.22107 | -0.23851 | -0.23278 | -0.15332
DSO | 19 | 27 | 39 | 37 | 2025 | Winter | Q, [%] | 0 | 2 | 1.16% | 0.7599% | 0.7407% | 0.7403% | 0.688% | 0.6264% | 0.5357% | 0.3408% | 0.9067% | 0.8506% | 0.9658% | 0.2381% | 0.1625% | 0.1124% | 0.8726% | 0.9837% | 0.9499% | 0.9534% | 0.9416% | 1.049% | 1.058% | 1.142% | 1.114% | 0.7339%
DSO | 19 | 27 | 37 | 39 | 2025 | Winter | S, [MVA] | 0 | 2 | 0.35779 | 0.30742 | 0.31541 | 0.32124 | 0.34173 | 0.38449 | 0.20266 | 0.26674 | 0.58911 | 0.68455 | 0.65074 | 0.35587 | 0.34755 | 0.31077 | 0.33312 | 0.34931 | 0.61021 | 0.42657 | 0.44382 | 0.42316 | 0.4779 | 0.38063 | 0.31686 | 0.23659
DSO | 19 | 27 | 37 | 39 | 2025 | Winter | S, [%] | 0 | 2 | 1.713% | 1.472% | 1.51% | 1.538% | 1.636% | 1.841% | 0.9702% | 1.277% | 2.82% | 3.277% | 3.115% | 1.704% | 1.664% | 1.488% | 1.595% | 1.672% | 2.921% | 2.042% | 2.125% | 2.026% | 2.288% | 1.822% | 1.517% | 1.133%
DSO | 19 | 27 | 39 | 37 | 2025 | Winter | S, [MVA] | 0 | 2 | 0.38541 | 0.32754 | 0.33451 | 0.34002 | 0.35808 | 0.39773 | 0.22225 | 0.27523 | 0.60298 | 0.69625 | 0.66445 | 0.35977 | 0.34943 | 0.31117 | 0.3549 | 0.37304 | 0.62436 | 0.44575 | 0.46209 | 0.44452 | 0.49726 | 0.40633 | 0.34643 | 0.26109
DSO | 19 | 27 | 39 | 37 | 2025 | Winter | S, [%] | 0 | 2 | 1.845% | 1.568% | 1.601% | 1.628% | 1.714% | 1.904% | 1.064% | 1.318% | 2.886% | 3.333% | 3.181% | 1.722% | 1.673% | 1.49% | 1.699% | 1.786% | 2.989% | 2.134% | 2.212% | 2.128% | 2.38% | 1.945% | 1.658% | 1.25%
DSO | 19 | 52 | 31 | 32 | 2025 | Winter | P, [MW] | 0 | 2 | 1.2071 | 1.1484 | 1.1525 | 1.1571 | 1.1881 | 1.4069 | 0.93277 | 0.92431 | 1.0312 | 1.9167 | 0.66524 | 0.70016 | 0.77851 | 0.86306 | 0.91135 | 1.3885 | 1.7929 | 1.5136 | 1.9176 | 1.7591 | 1.7147 | 1.7124 | 1.6308 | 1.4974
DSO | 19 | 52 | 31 | 32 | 2025 | Winter | P, [%] | 0 | 2 | 6.036% | 5.742% | 5.763% | 5.786% | 5.94% | 7.035% | 4.664% | 4.622% | 5.156% | 9.584% | 3.326% | 3.501% | 3.893% | 4.315% | 4.557% | 6.942% | 8.965% | 7.568% | 9.588% | 8.796% | 8.574% | 8.562% | 8.154% | 7.487%
DSO | 19 | 52 | 32 | 31 | 2025 | Winter | P, [MW] | 0 | 2 | -1.2067 | -1.148 | -1.1521 | -1.1568 | -1.1877 | -1.4065 | -0.93254 | -0.9241 | -1.0309 | -1.9158 | -0.66501 | -0.70002 | -0.77835 | -0.86286 | -0.91103 | -1.3879 | -1.7921 | -1.513 | -1.9167 | -1.7584 | -1.714 | -1.7116 | -1.6301 | -1.4968
DSO | 19 | 52 | 32 | 31 | 2025 | Winter | P, [%] | 0 | 2 | 6.033% | 5.74% | 5.761% | 5.784% | 5.939% | 7.032% | 4.663% | 4.621% | 5.155% | 9.579% | 3.325% | 3.5% | 3.892% | 4.314% | 4.555% | 6.94% | 8.961% | 7.565% | 9.583% | 8.792% | 8.57% | 8.558% | 8.151% | 7.484%
DSO | 19 | 52 | 31 | 32 | 2025 | Winter | Q, [MVAr] | 0 | 2 | -0.81696 | -0.60643 | -0.59315 | -0.58198 | -0.55984 | -0.44901 | -0.42536 | -0.35045 | -0.75489 | -0.74625 | -0.82325 | -0.35699 | -0.40248 | -0.41937 | -0.8179 | -0.79243 | -0.69158 | -0.61851 | -0.63857 | -0.69684 | -0.70823 | -0.72436 | -0.71671 | -0.52416
DSO | 19 | 52 | 31 | 32 | 2025 | Winter | Q, [%] | 0 | 2 | 4.085% | 3.032% | 2.966% | 2.91% | 2.799% | 2.245% | 2.127% | 1.752% | 3.774% | 3.731% | 4.116% | 1.785% | 2.012% | 2.097% | 4.09% | 3.962% | 3.458% | 3.093% | 3.193% | 3.484% | 3.541% | 3.622% | 3.584% | 2.621%
DSO | 19 | 52 | 32 | 31 | 2025 | Winter | Q, [MVAr] | 0 | 2 | 0.82962 | 0.61654 | 0.60329 | 0.59216 | 0.57031 | 0.46226 | 0.43159 | 0.35626 | 0.76429 | 0.77117 | 0.82956 | 0.36065 | 0.40703 | 0.42483 | 0.82665 | 0.80737 | 0.71353 | 0.63418 | 0.66271 | 0.71793 | 0.72863 | 0.74486 | 0.73556 | 0.53936
DSO | 19 | 52 | 32 | 31 | 2025 | Winter | Q, [%] | 0 | 2 | 4.148% | 3.083% | 3.016% | 2.961% | 2.852% | 2.311% | 2.158% | 1.781% | 3.821% | 3.856% | 4.148% | 1.803% | 2.035% | 2.124% | 4.133% | 4.037% | 3.568% | 3.171% | 3.314% | 3.59% | 3.643% | 3.724% | 3.678% | 2.697%
DSO | 19 | 52 | 31 | 32 | 2025 | Winter | S, [MVA] | 0 | 2 | 1.4576 | 1.2987 | 1.2962 | 1.2952 | 1.3134 | 1.4768 | 1.0252 | 0.98852 | 1.278 | 2.0569 | 1.0584 | 0.78592 | 0.8764 | 0.95955 | 1.2245 | 1.5987 | 1.9217 | 1.6351 | 2.0211 | 1.8921 | 1.8552 | 1.8593 | 1.7814 | 1.5865
DSO | 19 | 52 | 31 | 32 | 2025 | Winter | S, [%] | 0 | 2 | 7.288% | 6.494% | 6.481% | 6.476% | 6.567% | 7.384% | 5.126% | 4.943% | 6.39% | 10.28% | 5.292% | 3.93% | 4.382% | 4.798% | 6.123% | 7.993% | 9.608% | 8.175% | 10.11% | 9.461% | 9.276% | 9.296% | 8.907% | 7.932%
DSO | 19 | 52 | 32 | 31 | 2025 | Winter | S, [MVA] | 0 | 2 | 1.4644 | 1.3031 | 1.3005 | 1.2995 | 1.3175 | 1.4805 | 1.0276 | 0.9904 | 1.2833 | 2.0652 | 1.0632 | 0.78746 | 0.87835 | 0.96177 | 1.2302 | 1.6057 | 1.9289 | 1.6405 | 2.028 | 1.8993 | 1.8624 | 1.8667 | 1.7884 | 1.5911
DSO | 19 | 52 | 32 | 31 | 2025 | Winter | S, [%] | 0 | 2 | 7.322% | 6.516% | 6.503% | 6.498% | 6.588% | 7.402% | 5.138% | 4.952% | 6.417% | 10.33% | 5.316% | 3.937% | 4.392% | 4.809% | 6.151% | 8.028% | 9.645% | 8.203% | 10.14% | 9.496% | 9.312% | 9.333% | 8.942% | 7.955%
DSO | 19 | 53 | 31 | 33 | 2025 | Winter | P, [MW] | 0 | 2 | 11.1008 | 10.3512 | 10.1398 | 9.9045 | 9.6384 | 9.4955 | 18.9194 | 19.187 | 18.1761 | 10.1575 | 18.2871 | 19.6757 | 19.6977 | 19.0718 | 17.1738 | 16.5862 | 10.2309 | 17.0122 | 15.5966 | 15.0303 | 10.988 | 10.3853 | 11.4697 | 11.1917
DSO | 19 | 53 | 31 | 33 | 2025 | Winter | P, [%] | 0 | 2 | 55.5% | 51.76% | 50.7% | 49.52% | 48.19% | 47.48% | 94.6% | 95.93% | 90.88% | 50.79% | 91.44% | 98.38% | 98.49% | 95.36% | 85.87% | 82.93% | 51.15% | 85.06% | 77.98% | 75.15% | 54.94% | 51.93% | 57.35% | 55.96%
DSO | 19 | 53 | 33 | 31 | 2025 | Winter | P, [MW] | 0 | 2 | -11.0717 | -10.3257 | -10.1151 | -9.8809 | -9.6158 | -9.4735 | -18.8393 | -19.1046 | -18.1 | -10.131 | -18.2075 | -19.5895 | -19.6113 | -18.9905 | -17.1063 | -16.5227 | -10.2054 | -16.9457 | -15.5403 | -14.9774 | -10.9588 | -10.3591 | -11.4383 | -11.162
DSO | 19 | 53 | 33 | 31 | 2025 | Winter | P, [%] | 0 | 2 | 55.36% | 51.63% | 50.58% | 49.4% | 48.08% | 47.37% | 94.2% | 95.52% | 90.5% | 50.65% | 91.04% | 97.95% | 98.06% | 94.95% | 85.53% | 82.61% | 51.03% | 84.73% | 77.7% | 74.89% | 54.79% | 51.8% | 57.19% | 55.81%
DSO | 19 | 53 | 31 | 33 | 2025 | Winter | Q, [MVAr] | 0 | 2 | 2.3067 | 0.25089 | -0.094555 | -0.15442 | -0.56126 | -0.66737 | 3.0061 | 2.8577 | 6.3544 | 4.2352 | 8.1014 | 3.5959 | 3.4732 | 3.0726 | 5.0838 | 5.0119 | 2.9586 | 5.133 | 4.44 | 4.6451 | 3.1112 | 3.006 | 2.9012 | 0.21282
DSO | 19 | 53 | 31 | 33 | 2025 | Winter | Q, [%] | 0 | 2 | 11.53% | 1.254% | 0.4728% | 0.7721% | 2.806% | 3.337% | 15.03% | 14.29% | 31.77% | 21.18% | 40.51% | 17.98% | 17.37% | 15.36% | 25.42% | 25.06% | 14.79% | 25.66% | 22.2% | 23.23% | 15.56% | 15.03% | 14.51% | 1.064%
DSO | 19 | 53 | 33 | 31 | 2025 | Winter | Q, [MVAr] | 0 | 2 | -1.5049 | 0.44953 | 0.77202 | 0.80242 | 1.1832 | 1.2737 | -0.8026 | -0.59276 | -4.2614 | -3.5053 | -5.9125 | -1.2256 | -1.0973 | -0.83556 | -3.2253 | -3.2675 | -2.2579 | -3.3045 | -2.891 | -3.1905 | -2.3103 | -2.285 | -2.0397 | 0.60367
DSO | 19 | 53 | 33 | 31 | 2025 | Winter | Q, [%] | 0 | 2 | 7.524% | 2.248% | 3.86% | 4.012% | 5.916% | 6.369% | 4.013% | 2.964% | 21.31% | 17.53% | 29.56% | 6.128% | 5.487% | 4.178% | 16.13% | 16.34% | 11.29% | 16.52% | 14.46% | 15.95% | 11.55% | 11.42% | 10.2% | 3.018%
DSO | 19 | 53 | 31 | 33 | 2025 | Winter | S, [MVA] | 0 | 2 | 11.338 | 10.3542 | 10.1402 | 9.9057 | 9.6547 | 9.519 | 19.1567 | 19.3986 | 19.2548 | 11.0051 | 20.0012 | 20.0016 | 20.0015 | 19.3178 | 17.9105 | 17.3269 | 10.6501 | 17.7697 | 16.2163 | 15.7317 | 11.4199 | 10.8116 | 11.8309 | 11.1938
DSO | 19 | 53 | 31 | 33 | 2025 | Winter | S, [%] | 0 | 2 | 56.69% | 51.77% | 50.7% | 49.53% | 48.27% | 47.59% | 95.78% | 96.99% | 96.27% | 55.03% | 100% | 100% | 100% | 96.59% | 89.55% | 86.63% | 53.25% | 88.85% | 81.08% | 78.66% | 57.1% | 54.06% | 59.15% | 55.97%
DSO | 19 | 53 | 33 | 31 | 2025 | Winter | S, [MVA] | 0 | 2 | 11.1735 | 10.3355 | 10.1445 | 9.9134 | 9.6883 | 9.5587 | 18.8564 | 19.1138 | 18.5949 | 10.7203 | 19.1434 | 19.6278 | 19.6419 | 19.0089 | 17.4077 | 16.8427 | 10.4522 | 17.2649 | 15.8069 | 15.3135 | 11.1997 | 10.6081 | 11.6188 | 11.1784
DSO | 19 | 53 | 33 | 31 | 2025 | Winter | S, [%] | 0 | 2 | 55.87% | 51.68% | 50.72% | 49.57% | 48.44% | 47.79% | 94.28% | 95.57% | 92.97% | 53.6% | 95.72% | 98.14% | 98.21% | 95.04% | 87.04% | 84.21% | 52.26% | 86.32% | 79.03% | 76.57% | 56% | 53.04% | 58.09% | 55.89%
DSO | 19 | 55 | 35 | 36 | 2025 | Winter | P, [MW] | 0 | 2 | 4.0124 | 4.0123 | 4.0123 | 4.0123 | 4.0123 | 4.0123 | 4.0124 | 4.0124 | 4.0125 | 4.0125 | 4.012 | 4.0125 | 4.0124 | 4.0124 | 4.0125 | 4.0125 | 4.0124 | 4.0125 | 4.0125 | 4.0125 | 4.0124 | 4.0124 | 4.0123 | 4.0123
DSO | 19 | 55 | 35 | 36 | 2025 | Winter | P, [%] | 0 | 2 | 100.3% | 100.3% | 100.3% | 100.3% | 100.3% | 100.3% | 100.3% | 100.3% | 100.3% | 100.3% | 100.3% | 100.3% | 100.3% | 100.3% | 100.3% | 100.3% | 100.3% | 100.3% | 100.3% | 100.3% | 100.3% | 100.3% | 100.3% | 100.3%
DSO | 19 | 55 | 36 | 35 | 2025 | Winter | P, [MW] | 0 | 2 | -3.9831 | -3.9832 | -3.9832 | -3.9832 | -3.9829 | -3.9827 | -3.9833 | -3.9833 | -3.9829 | -3.9823 | -3.9828 | -3.9835 | -3.9836 | -3.9835 | -3.9837 | -3.9833 | -3.9826 | -3.9831 | -3.9829 | -3.9831 | -3.9831 | -3.9835 | -3.9844 | -3.9829
DSO | 19 | 55 | 36 | 35 | 2025 | Winter | P, [%] | 0 | 2 | 99.58% | 99.58% | 99.58% | 99.58% | 99.57% | 99.57% | 99.58% | 99.58% | 99.57% | 99.56% | 99.57% | 99.59% | 99.59% | 99.59% | 99.59% | 99.58% | 99.56% | 99.58% | 99.57% | 99.58% | 99.58% | 99.59% | 99.61% | 99.57%
DSO | 19 | 55 | 35 | 36 | 2025 | Winter | Q, [MVAr] | 0 | 2 | 0.017233 | 0.034758 | 0.037277 | 0.037552 | 0.041594 | 0.040159 | 0.017774 | 0.022366 | -0.0095261 | -0.009644 | -0.060904 | 0.012036 | 0.012508 | 0.019079 | 0.00033476 | -0.0018055 | 0.014726 | -0.0027971 | 0.0050212 | 0.0035678 | 0.013949 | 0.01414 | 0.04076 | 0.037264
DSO | 19 | 55 | 35 | 36 | 2025 | Winter | Q, [%] | 0 | 2 | 0.4308% | 0.869% | 0.9319% | 0.9388% | 1.04% | 1.004% | 0.4444% | 0.5592% | 0.2382% | 0.2411% | 1.523% | 0.3009% | 0.3127% | 0.477% | 0.008369% | 0.04514% | 0.3682% | 0.06993% | 0.1255% | 0.0892% | 0.3487% | 0.3535% | 1.019% | 0.9316%
DSO | 19 | 55 | 36 | 35 | 2025 | Winter | Q, [MVAr] | 0 | 2 | 0.22944 | 0.2103 | 0.20756 | 0.20712 | 0.20538 | 0.20898 | 0.22724 | 0.22223 | 0.25829 | 0.26377 | 0.3068 | 0.23141 | 0.22984 | 0.2239 | 0.24145 | 0.24687 | 0.23656 | 0.24999 | 0.24372 | 0.24326 | 0.23263 | 0.22972 | 0.19379 | 0.20987
DSO | 19 | 55 | 36 | 35 | 2025 | Winter | Q, [%] | 0 | 2 | 5.736% | 5.257% | 5.189% | 5.178% | 5.135% | 5.224% | 5.681% | 5.556% | 6.457% | 6.594% | 7.67% | 5.785% | 5.746% | 5.597% | 6.036% | 6.172% | 5.914% | 6.25% | 6.093% | 6.081% | 5.816% | 5.743% | 4.845% | 5.247%
DSO | 19 | 55 | 35 | 36 | 2025 | Winter | S, [MVA] | 0 | 2 | 4.0125 | 4.0125 | 4.0125 | 4.0125 | 4.0125 | 4.0125 | 4.0125 | 4.0125 | 4.0125 | 4.0125 | 4.0125 | 4.0125 | 4.0125 | 4.0125 | 4.0125 | 4.0125 | 4.0125 | 4.0125 | 4.0125 | 4.0125 | 4.0125 | 4.0125 | 4.0125 | 4.0125
DSO | 19 | 55 | 35 | 36 | 2025 | Winter | S, [%] | 0 | 2 | 100.3% | 100.3% | 100.3% | 100.3% | 100.3% | 100.3% | 100.3% | 100.3% | 100.3% | 100.3% | 100.3% | 100.3% | 100.3% | 100.3% | 100.3% | 100.3% | 100.3% | 100.3% | 100.3% | 100.3% | 100.3% | 100.3% | 100.3% | 100.3%
DSO | 19 | 55 | 36 | 35 | 2025 | Winter | S, [MVA] | 0 | 2 | 3.9897 | 3.9887 | 3.9886 | 3.9886 | 3.9882 | 3.9881 | 3.9898 | 3.9895 | 3.9913 | 3.991 | 3.9946 | 3.9902 | 3.9903 | 3.9898 | 3.991 | 3.991 | 3.9896 | 3.9909 | 3.9904 | 3.9906 | 3.9899 | 3.9901 | 3.9891 | 3.9885
DSO | 19 | 55 | 36 | 35 | 2025 | Winter | S, [%] | 0 | 2 | 99.74% | 99.72% | 99.72% | 99.71% | 99.7% | 99.7% | 99.74% | 99.74% | 99.78% | 99.77% | 99.86% | 99.76% | 99.76% | 99.75% | 99.78% | 99.77% | 99.74% | 99.77% | 99.76% | 99.76% | 99.75% | 99.75% | 99.73% | 99.71%
DSO | 19 | 56 | 37 | 38 | 2025 | Winter | P, [MW] | 0 | 2 | 7.1813 | 6.457 | 6.2629 | 6.0431 | 5.8098 | 5.7191 | 14.3635 | 14.6805 | 14.0258 | 6.6194 | 14.1439 | 15.2143 | 15.226 | 14.6204 | 12.8571 | 12.3207 | 6.6317 | 12.8007 | 11.5159 | 10.9525 | 7.2096 | 6.5172 | 7.4846 | 7.1842
DSO | 19 | 56 | 37 | 38 | 2025 | Winter | P, [%] | 0 | 2 | 44.88% | 40.36% | 39.14% | 37.77% | 36.31% | 35.74% | 89.77% | 91.75% | 87.66% | 41.37% | 88.4% | 95.09% | 95.16% | 91.38% | 80.36% | 77% | 41.45% | 80% | 71.97% | 68.45% | 45.06% | 40.73% | 46.78% | 44.9%
DSO | 19 | 56 | 38 | 37 | 2025 | Winter | P, [MW] | 0 | 2 | -7.156 | -6.4365 | -6.2433 | -6.0249 | -5.7924 | -5.7021 | -14.264 | -14.5764 | -13.9288 | -6.5938 | -14.0406 | -15.1031 | -15.1145 | -14.5174 | -12.7764 | -12.2463 | -6.6089 | -12.7206 | -11.4509 | -10.8929 | -7.183 | -6.4951 | -7.4567 | -7.1587
DSO | 19 | 56 | 38 | 37 | 2025 | Winter | P, [%] | 0 | 2 | 44.73% | 40.23% | 39.02% | 37.66% | 36.2% | 35.64% | 89.15% | 91.1% | 87.06% | 41.21% | 87.75% | 94.39% | 94.47% | 90.73% | 79.85% | 76.54% | 41.31% | 79.5% | 71.57% | 68.08% | 44.89% | 40.59% | 46.6% | 44.74%
DSO | 19 | 56 | 37 | 38 | 2025 | Winter | Q, [MVAr] | 0 | 2 | 1.2293 | -0.61484 | -0.92731 | -0.94676 | -1.3124 | -1.3828 | 0.0046457 | -0.20068 | 3.4456 | 3.3307 | 5.0713 | 0.40947 | 0.29446 | 0.10689 | 2.5328 | 2.6095 | 2.0621 | 2.6123 | 2.3308 | 2.6518 | 2.0537 | 2.043 | 1.7228 | -0.81291
DSO | 19 | 56 | 37 | 38 | 2025 | Winter | Q, [%] | 0 | 2 | 7.683% | 3.843% | 5.796% | 5.917% | 8.202% | 8.642% | 0.02904% | 1.254% | 21.54% | 20.82% | 31.7% | 2.559% | 1.84% | 0.6681% | 15.83% | 16.31% | 12.89% | 16.33% | 14.57% | 16.57% | 12.84% | 12.77% | 10.77% | 5.081%
DSO | 19 | 56 | 38 | 37 | 2025 | Winter | Q, [MVAr] | 0 | 2 | -0.94797 | 0.84231 | 1.1448 | 1.1498 | 1.5056 | 1.5714 | 1.1007 | 1.3581 | -2.3676 | -3.0459 | -3.9234 | 0.82616 | 0.94416 | 1.0372 | -1.6368 | -1.7824 | -1.8087 | -1.7224 | -1.6087 | -1.9897 | -1.7584 | -1.7978 | -1.4119 | 1.0961
DSO | 19 | 56 | 38 | 37 | 2025 | Winter | Q, [%] | 0 | 2 | 5.925% | 5.264% | 7.155% | 7.186% | 9.41% | 9.822% | 6.88% | 8.488% | 14.8% | 19.04% | 24.52% | 5.164% | 5.901% | 6.482% | 10.23% | 11.14% | 11.3% | 10.76% | 10.05% | 12.44% | 10.99% | 11.24% | 8.824% | 6.851%
DSO | 19 | 56 | 37 | 38 | 2025 | Winter | S, [MVA] | 0 | 2 | 7.2858 | 6.4862 | 6.3312 | 6.1169 | 5.9562 | 5.8839 | 14.3635 | 14.6819 | 14.4429 | 7.4102 | 15.0255 | 15.2198 | 15.2288 | 14.6207 | 13.1042 | 12.594 | 6.9449 | 13.0646 | 11.7494 | 11.269 | 7.4964 | 6.8299 | 7.6804 | 7.2301
DSO | 19 | 56 | 37 | 38 | 2025 | Winter | S, [%] | 0 | 2 | 45.54% | 40.54% | 39.57% | 38.23% | 37.23% | 36.77% | 89.77% | 91.76% | 90.27% | 46.31% | 93.91% | 95.12% | 95.18% | 91.38% | 81.9% | 78.71% | 43.41% | 81.65% | 73.43% | 70.43% | 46.85% | 42.69% | 48% | 45.19%
DSO | 19 | 56 | 38 | 37 | 2025 | Winter | S, [MVA] | 0 | 2 | 7.2185 | 6.4914 | 6.3474 | 6.1336 | 5.9849 | 5.9147 | 14.3065 | 14.6395 | 14.1286 | 7.2633 | 14.5784 | 15.1257 | 15.144 | 14.5544 | 12.8808 | 12.3753 | 6.8519 | 12.8367 | 11.5634 | 11.0731 | 7.3951 | 6.7393 | 7.5891 | 7.2422
DSO | 19 | 56 | 38 | 37 | 2025 | Winter | S, [%] | 0 | 2 | 45.12% | 40.57% | 39.67% | 38.34% | 37.41% | 36.97% | 89.42% | 91.5% | 88.3% | 45.4% | 91.12% | 94.54% | 94.65% | 90.96% | 80.51% | 77.35% | 42.82% | 80.23% | 72.27% | 69.21% | 46.22% | 42.12% | 47.43% | 45.26%
DSO | 19 | 58 | 39 | 40 | 2025 | Winter | P, [MW] | 0 | 2 | -0.30573 | -0.29247 | -0.30253 | -0.30877 | -0.33394 | -0.38155 | -0.19799 | -0.27182 | -0.57842 | -0.67917 | -0.63905 | -0.36228 | -0.35374 | -0.31624 | -0.31048 | -0.3173 | -0.59795 | -0.40474 | -0.42409 | -0.39277 | -0.45138 | -0.33493 | -0.26253 | -0.21731
DSO | 19 | 58 | 39 | 40 | 2025 | Winter | P, [%] | 0 | 2 | 1.911% | 1.828% | 1.891% | 1.93% | 2.087% | 2.385% | 1.237% | 1.699% | 3.615% | 4.245% | 3.994% | 2.264% | 2.211% | 1.977% | 1.94% | 1.983% | 3.737% | 2.53% | 2.651% | 2.455% | 2.821% | 2.093% | 1.641% | 1.358%
DSO | 19 | 58 | 40 | 39 | 2025 | Winter | P, [MW] | 0 | 2 | 0.30579 | 0.29252 | 0.30258 | 0.30883 | 0.33399 | 0.38162 | 0.19801 | 0.27186 | 0.57858 | 0.67938 | 0.63924 | 0.36234 | 0.35379 | 0.31629 | 0.31053 | 0.31736 | 0.59812 | 0.40483 | 0.42419 | 0.39286 | 0.45149 | 0.335 | 0.26258 | 0.21734
DSO | 19 | 58 | 40 | 39 | 2025 | Winter | P, [%] | 0 | 2 | 1.911% | 1.828% | 1.891% | 1.93% | 2.087% | 2.385% | 1.238% | 1.699% | 3.616% | 4.246% | 3.995% | 2.265% | 2.211% | 1.977% | 1.941% | 1.984% | 3.738% | 2.53% | 2.651% | 2.455% | 2.822% | 2.094% | 1.641% | 1.358%
DSO | 19 | 58 | 39 | 40 | 2025 | Winter | Q, [MVAr] | 0 | 2 | 0.23929 | 0.15869 | 0.15539 | 0.15533 | 0.14505 | 0.13254 | 0.11259 | 0.072162 | 0.1854 | 0.17331 | 0.1981 | 0.050228 | 0.03487 | 0.024212 | 0.17869 | 0.20186 | 0.19459 | 0.19555 | 0.19305 | 0.21513 | 0.21723 | 0.23467 | 0.22946 | 0.1537
DSO | 19 | 58 | 39 | 40 | 2025 | Winter | Q, [%] | 0 | 2 | 1.496% | 0.9918% | 0.9712% | 0.9708% | 0.9065% | 0.8284% | 0.7037% | 0.451% | 1.159% | 1.083% | 1.238% | 0.3139% | 0.2179% | 0.1513% | 1.117% | 1.262% | 1.216% | 1.222% | 1.207% | 1.345% | 1.358% | 1.467% | 1.434% | 0.9606%
DSO | 19 | 58 | 40 | 39 | 2025 | Winter | Q, [MVAr] | 0 | 2 | -0.23858 | -0.15816 | -0.15484 | -0.15476 | -0.14441 | -0.13176 | -0.11234 | -0.071785 | -0.18364 | -0.17096 | -0.19597 | -0.049589 | -0.034267 | -0.023732 | -0.17808 | -0.20119 | -0.1927 | -0.19459 | -0.19201 | -0.21417 | -0.21604 | -0.23387 | -0.22888 | -0.15336
DSO | 19 | 58 | 40 | 39 | 2025 | Winter | Q, [%] | 0 | 2 | 1.491% | 0.9885% | 0.9677% | 0.9672% | 0.9026% | 0.8235% | 0.7021% | 0.4487% | 1.148% | 1.068% | 1.225% | 0.3099% | 0.2142% | 0.1483% | 1.113% | 1.257% | 1.204% | 1.216% | 1.2% | 1.339% | 1.35% | 1.462% | 1.43% | 0.9585%
DSO | 19 | 58 | 39 | 40 | 2025 | Winter | S, [MVA] | 0 | 2 | 0.38824 | 0.33275 | 0.34011 | 0.34564 | 0.36408 | 0.40392 | 0.22776 | 0.28124 | 0.60741 | 0.70093 | 0.66905 | 0.36575 | 0.35545 | 0.31717 | 0.35823 | 0.37607 | 0.62882 | 0.44951 | 0.46596 | 0.44783 | 0.50093 | 0.40896 | 0.34867 | 0.26617
DSO | 19 | 58 | 39 | 40 | 2025 | Winter | S, [%] | 0 | 2 | 2.427% | 2.08% | 2.126% | 2.16% | 2.275% | 2.524% | 1.424% | 1.758% | 3.796% | 4.381% | 4.182% | 2.286% | 2.222% | 1.982% | 2.239% | 2.35% | 3.93% | 2.809% | 2.912% | 2.799% | 3.131% | 2.556% | 2.179% | 1.664%
DSO | 19 | 58 | 40 | 39 | 2025 | Winter | S, [MVA] | 0 | 2 | 0.38785 | 0.33254 | 0.3399 | 0.34543 | 0.36388 | 0.40373 | 0.22766 | 0.28118 | 0.60703 | 0.70056 | 0.6686 | 0.36572 | 0.35545 | 0.31718 | 0.35797 | 0.37576 | 0.6284 | 0.44917 | 0.46562 | 0.44744 | 0.50051 | 0.40856 | 0.34833 | 0.266
DSO | 19 | 58 | 40 | 39 | 2025 | Winter | S, [%] | 0 | 2 | 2.424% | 2.078% | 2.124% | 2.159% | 2.274% | 2.523% | 1.423% | 1.757% | 3.794% | 4.378% | 4.179% | 2.286% | 2.222% | 1.982% | 2.237% | 2.349% | 3.927% | 2.807% | 2.91% | 2.797% | 3.128% | 2.553% | 2.177% | 1.662%
DSO | 19 | 22 | 32 | 34 | 2025 | Winter | P, [MW] | Expected | - | 0.86568 | 0.82435 | 0.79394 | 0.7603 | 0.75331 | 0.89186 | 1.2357 | 1.3127 | 1.3571 | 1.2777 | 1.2391 | 1.4098 | 1.4051 | 1.4013 | 1.2993 | 1.4743 | 1.2878 | 1.6828 | 1.78 | 1.6489 | 1.3702 | 1.3132 | 1.2734 | 1.1355
DSO | 19 | 22 | 32 | 34 | 2025 | Winter | P, [%] | Expected | - | 3.177% | 3.025% | 2.914% | 2.79% | 2.765% | 3.273% | 4.535% | 4.818% | 4.981% | 4.689% | 4.547% | 5.174% | 5.157% | 5.143% | 4.769% | 5.411% | 4.726% | 6.176% | 6.533% | 6.051% | 5.029% | 4.82% | 4.674% | 4.168%
DSO | 19 | 22 | 34 | 32 | 2025 | Winter | P, [MW] | Expected | - | -0.86515 | -0.82386 | -0.79345 | -0.75983 | -0.75283 | -0.89131 | -1.2349 | -1.3119 | -1.3563 | -1.2768 | -1.2382 | -1.4088 | -1.4041 | -1.4003 | -1.2984 | -1.4732 | -1.2869 | -1.6815 | -1.7785 | -1.6476 | -1.3692 | -1.3124 | -1.2726 | -1.1348
DSO | 19 | 22 | 34 | 32 | 2025 | Winter | Expected |  | - | 3.175% | 3.024% | 2.912% | 2.789% | 2.763% | 3.271% | 4.532% | 4.815% | 4.978% | 4.686% | 4.544% | 5.17% | 5.153% | 5.139% | 4.765% | 5.407% | 4.723% | 6.171% | 6.527% | 6.047% | 5.025% | 4.816% | 4.671% | 4.165%
DSO | 19 | 22 | 32 | 34 | 2025 | Winter | Q, [MVAr] | Expected | - | -0.80191 | -0.77935 | -0.79187 | -0.79599 | -0.78987 | -0.69563 | -0.58007 | -0.58082 | -0.53073 | -0.52794 | -0.53067 | -0.56895 | -0.60315 | -0.58767 | -0.63022 | -0.63068 | -0.58729 | -0.48357 | -0.55226 | -0.59216 | -0.61223 | -0.62291 | -0.65264 | -0.68114
DSO | 19 | 22 | 32 | 34 | 2025 | Winter | Q, [%] | Expected | - | 2.943% | 2.86% | 2.906% | 2.921% | 2.899% | 2.553% | 2.129% | 2.132% | 1.948% | 1.938% | 1.948% | 2.088% | 2.214% | 2.157% | 2.313% | 2.315% | 2.155% | 1.775% | 2.027% | 2.173% | 2.247% | 2.286% | 2.395% | 2.5%
DSO | 19 | 22 | 34 | 32 | 2025 | Winter | Q, [MVAr] | Expected | - | 0.51154 | 0.48884 | 0.50113 | 0.50512 | 0.499 | 0.4051 | 0.28892 | 0.28957 | 0.23979 | 0.23925 | 0.23929 | 0.27741 | 0.31174 | 0.29634 | 0.33941 | 0.34035 | 0.29808 | 0.19351 | 0.26274 | 0.30287 | 0.32276 | 0.33351 | 0.36293 | 0.39079
DSO | 19 | 22 | 34 | 32 | 2025 | Winter | Q, [%] | Expected | - | 0.018774 | 0.017941 | 0.018392 | 0.018538 | 0.018313 | 0.014867 | 0.010603 | 0.010627 | 0.0088004 | 0.0087807 | 0.0087819 | 0.010181 | 0.011441 | 0.010876 | 0.012457 | 0.012491 | 0.01094 | 0.0071019 | 0.0096426 | 0.011115 | 0.011846 | 0.01224 | 0.01332 | 0.014342
DSO | 19 | 22 | 32 | 34 | 2025 | Winter | S, [MVA] | Expected | - | 1.1902 | 1.1631 | 1.159 | 1.1464 | 1.1453 | 1.1884 | 1.3653 | 1.4359 | 1.482 | 1.3831 | 1.4069 | 1.5222 | 1.5302 | 1.5212 | 1.4756 | 1.6157 | 1.4177 | 1.7602 | 1.8665 | 1.7534 | 1.5014 | 1.4543 | 1.4323 | 1.3408
DSO | 19 | 22 | 32 | 34 | 2025 | Winter | S, [%] | Expected | - | 4.368% | 4.268% | 4.254% | 4.207% | 4.203% | 4.361% | 5.011% | 5.27% | 5.439% | 5.076% | 5.164% | 5.586% | 5.616% | 5.583% | 5.415% | 5.93% | 5.203% | 6.46% | 6.85% | 6.435% | 5.51% | 5.337% | 5.257% | 4.921%
DSO | 19 | 22 | 34 | 32 | 2025 | Winter | S, [MVA] | Expected | - | 1.0116 | 0.98402 | 0.97374 | 0.95589 | 0.95438 | 1.0257 | 1.2694 | 1.3474 | 1.396 | 1.3046 | 1.3031 | 1.4374 | 1.439 | 1.4322 | 1.3661 | 1.5227 | 1.3224 | 1.6993 | 1.8006 | 1.6778 | 1.4078 | 1.3547 | 1.3236 | 1.2115
DSO | 19 | 22 | 34 | 32 | 2025 | Winter | S, [%] | Expected | - | 3.713% | 3.611% | 3.574% | 3.508% | 3.503% | 3.764% | 4.659% | 4.945% | 5.123% | 4.788% | 4.782% | 5.275% | 5.281% | 5.256% | 5.014% | 5.589% | 4.853% | 6.236% | 6.608% | 6.157% | 5.167% | 4.972% | 4.858% | 4.446%
DSO | 19 | 24 | 33 | 35 | 2025 | Winter | P, [MW] | Expected | - | 3.3537 | 3.2606 | 3.1632 | 3.1497 | 3.0829 | 3.0569 | 3.9774 | 3.9503 | 3.5635 | 2.9707 | 3.7924 | 3.9743 | 3.9577 | 3.9675 | 3.885 | 3.8883 | 2.8756 | 3.9005 | 3.9192 | 3.9183 | 3.1274 | 3.1139 | 3.403 | 3.4776
DSO | 19 | 24 | 33 | 35 | 2025 | Winter | P, [%] | Expected | - | 12.31% | 11.97% | 11.61% | 11.56% | 11.31% | 11.22% | 14.6% | 14.5% | 13.08% | 10.9% | 13.92% | 14.59% | 14.52% | 14.56% | 14.26% | 14.27% | 10.55% | 14.32% | 14.38% | 14.38% | 11.48% | 11.43% | 12.49% | 12.76%
DSO | 19 | 24 | 35 | 33 | 2025 | Winter | P, [MW] | Expected | - | -3.3514 | -3.2583 | -3.161 | -3.1475 | -3.0808 | -3.0547 | -3.9746 | -3.9476 | -3.561 | -2.9687 | -3.7896 | -3.9716 | -3.9549 | -3.9648 | -3.8823 | -3.8856 | -2.8738 | -3.8978 | -3.9164 | -3.9155 | -3.1254 | -3.1119 | -3.4007 | -3.4753
DSO | 19 | 24 | 35 | 33 | 2025 | Winter | Expected |  | - | 12.3% | 11.96% | 11.6% | 11.55% | 11.31% | 11.21% | 14.59% | 14.49% | 13.07% | 10.9% | 13.91% | 14.58% | 14.51% | 14.55% | 14.25% | 14.26% | 10.55% | 14.31% | 14.37% | 14.37% | 11.47% | 11.42% | 12.48% | 12.75%
DSO | 19 | 24 | 33 | 35 | 2025 | Winter | Q, [MVAr] | Expected | - | 0.056256 | -0.33245 | -0.36613 | -0.36257 | -0.45635 | -0.55284 | -0.12792 | -0.054285 | 0.51213 | 0.25655 | 0.70327 | -0.11348 | 0.046776 | -0.015932 | 0.41203 | 0.36842 | 0.017096 | 0.30924 | 0.26998 | 0.3665 | 0.17153 | 0.24398 | 0.29217 | -0.34248
DSO | 19 | 24 | 33 | 35 | 2025 | Winter | Q, [%] | Expected | - | 0.2065% | 1.22% | 1.344% | 1.331% | 1.675% | 2.029% | 0.4695% | 0.1992% | 1.88% | 0.9416% | 2.581% | 0.4165% | 0.1717% | 0.05847% | 1.512% | 1.352% | 0.06274% | 1.135% | 0.9908% | 1.345% | 0.6295% | 0.8954% | 1.072% | 1.257%
DSO | 19 | 24 | 35 | 33 | 2025 | Winter | Q, [MVAr] | Expected | - | -0.1929 | 0.19676 | 0.23044 | 0.22688 | 0.32097 | 0.41764 | -0.01243 | -0.086291 | -0.65229 | -0.39359 | -0.84313 | -0.027034 | -0.18762 | -0.12476 | -0.55212 | -0.50836 | -0.15442 | -0.44924 | -0.40903 | -0.5048 | -0.3089 | -0.38107 | -0.42933 | 0.20629
DSO | 19 | 24 | 35 | 33 | 2025 | Winter | Q, [%] | Expected | - | 0.0070795 | 0.0072214 | 0.0084573 | 0.0083265 | 0.01178 | 0.015328 | 0.00045617 | 0.0031669 | 0.023939 | 0.014445 | 0.030943 | 0.00099216 | 0.0068859 | 0.0045788 | 0.020263 | 0.018657 | 0.0056673 | 0.016487 | 0.015012 | 0.018526 | 0.011337 | 0.013985 | 0.015757 | 0.0075709
DSO | 19 | 24 | 33 | 35 | 2025 | Winter | S, [MVA] | Expected | - | 3.3602 | 3.2975 | 3.2268 | 3.2144 | 3.1802 | 3.1874 | 3.9836 | 3.958 | 3.7066 | 3.1013 | 3.9454 | 3.9776 | 3.963 | 3.9701 | 3.9393 | 3.9489 | 2.9144 | 3.9559 | 3.967 | 3.9825 | 3.1593 | 3.1473 | 3.4306 | 3.5107
DSO | 19 | 24 | 33 | 35 | 2025 | Winter | S, [%] | Expected | - | 12.33% | 12.1% | 11.84% | 11.8% | 11.67% | 11.7% | 14.62% | 14.53% | 13.6% | 11.38% | 14.48% | 14.6% | 14.54% | 14.57% | 14.46% | 14.49% | 10.7% | 14.52% | 14.56% | 14.62% | 11.59% | 11.55% | 12.59% | 12.88%
DSO | 19 | 24 | 35 | 33 | 2025 | Winter | S, [MVA] | Expected | - | 3.3667 | 3.2783 | 3.2019 | 3.1893 | 3.1483 | 3.1495 | 3.9791 | 3.9565 | 3.7325 | 3.1307 | 3.9735 | 3.9735 | 3.9652 | 3.9698 | 3.9559 | 3.9641 | 2.9255 | 3.9689 | 3.9783 | 3.9975 | 3.1748 | 3.1664 | 3.4473 | 3.4936
DSO | 19 | 24 | 35 | 33 | 2025 | Winter | S, [%] | Expected | - | 12.36% | 12.03% | 11.75% | 11.7% | 11.55% | 11.56% | 14.6% | 14.52% | 13.7% | 11.49% | 14.58% | 14.58% | 14.55% | 14.57% | 14.52% | 14.55% | 10.74% | 14.57% | 14.6% | 14.67% | 11.65% | 11.62% | 12.65% | 12.82%
DSO | 19 | 25 | 33 | 37 | 2025 | Winter | P, [MW] | Expected | - | 8.1077 | 7.4375 | 7.3586 | 7.1759 | 7.0153 | 6.979 | 14.6159 | 14.8239 | 14.2657 | 7.8459 | 13.8981 | 14.9657 | 15.0869 | 14.5437 | 12.8889 | 12.6019 | 7.8822 | 12.93 | 11.8098 | 11.22 | 8.2244 | 7.6926 | 8.4414 | 8.0952
DSO | 19 | 25 | 33 | 37 | 2025 | Winter | P, [%] | Expected | - | 38.81% | 35.6% | 35.23% | 34.35% | 33.58% | 33.41% | 69.97% | 70.96% | 68.29% | 37.56% | 66.53% | 71.64% | 72.22% | 69.62% | 61.7% | 60.33% | 37.73% | 61.9% | 56.53% | 53.71% | 39.37% | 36.82% | 40.41% | 38.75%
DSO | 19 | 25 | 37 | 33 | 2025 | Winter | P, [MW] | Expected | - | -7.9375 | -7.2979 | -7.2215 | -7.0454 | -6.8894 | -6.8538 | -14.0829 | -14.2774 | -13.7272 | -7.6652 | -13.3493 | -14.4012 | -14.518 | -14.0158 | -12.4555 | -12.1867 | -7.7141 | -12.4918 | -11.4448 | -10.8846 | -8.0439 | -7.5341 | -8.2556 | -7.9304
DSO | 19 | 25 | 37 | 33 | 2025 | Winter | Expected |  | - | 38% | 34.94% | 34.57% | 33.73% | 32.98% | 32.81% | 67.42% | 68.35% | 65.71% | 36.69% | 63.9% | 68.94% | 69.5% | 67.09% | 59.62% | 58.34% | 36.93% | 59.8% | 54.79% | 52.11% | 38.51% | 36.07% | 39.52% | 37.96%
DSO | 19 | 25 | 33 | 37 | 2025 | Winter | Q, [MVAr] | Expected | - | 1.497 | 0.12109 | -0.14509 | -0.17046 | -0.44555 | -0.43374 | 1.4296 | 1.2486 | 3.8105 | 3.0507 | 5.2325 | 1.978 | 1.6705 | 1.4094 | 2.91 | 2.9579 | 2.1688 | 3.0984 | 2.692 | 2.8674 | 2.1008 | 1.9842 | 1.7473 | -0.029534
DSO | 19 | 25 | 33 | 37 | 2025 | Winter | Q, [%] | Expected | - | 7.166% | 0.5797% | 0.6945% | 0.816% | 2.133% | 2.076% | 6.844% | 5.977% | 18.24% | 14.6% | 25.05% | 9.469% | 7.997% | 6.747% | 13.93% | 14.16% | 10.38% | 14.83% | 12.89% | 13.73% | 10.06% | 9.498% | 8.364% | 0.1414%
DSO | 19 | 25 | 37 | 33 | 2025 | Winter | Q, [MVAr] | Expected | - | -1.3115 | 0.02216 | 0.28487 | 0.30113 | 0.56992 | 0.55702 | -0.74304 | -0.54332 | -3.1157 | -2.8505 | -4.5233 | -1.2476 | -0.9343 | -0.72989 | -2.3609 | -2.4341 | -1.9861 | -2.5427 | -2.2374 | -2.4535 | -1.9011 | -1.8149 | -1.5404 | 0.20742
DSO | 19 | 25 | 37 | 33 | 2025 | Winter | Q, [%] | Expected | - | 0.062781 | 0.0010608 | 0.013637 | 0.014415 | 0.027282 | 0.026665 | 0.03557 | 0.026009 | 0.14915 | 0.13645 | 0.21653 | 0.059724 | 0.044725 | 0.03494 | 0.11302 | 0.11652 | 0.095075 | 0.12172 | 0.10711 | 0.11745 | 0.091006 | 0.086882 | 0.073739 | 0.0099294
DSO | 19 | 25 | 33 | 37 | 2025 | Winter | S, [MVA] | Expected | - | 8.249 | 7.4494 | 7.3795 | 7.199 | 7.0617 | 7.031 | 14.6907 | 14.8823 | 14.7864 | 8.505 | 14.864 | 15.1042 | 15.1835 | 14.6164 | 13.2195 | 12.9556 | 8.2041 | 13.3048 | 12.1234 | 11.5975 | 8.5088 | 7.9678 | 8.6314 | 8.107
DSO | 19 | 25 | 33 | 37 | 2025 | Winter | S, [%] | Expected | - | 39.49% | 35.66% | 35.33% | 34.46% | 33.8% | 33.66% | 70.33% | 71.24% | 70.78% | 40.71% | 71.15% | 72.3% | 72.68% | 69.97% | 63.28% | 62.02% | 39.27% | 63.69% | 58.04% | 55.52% | 40.73% | 38.14% | 41.32% | 38.81%
DSO | 19 | 25 | 37 | 33 | 2025 | Winter | S, [MVA] | Expected | - | 8.0493 | 7.3091 | 7.2466 | 7.0727 | 6.9449 | 6.9145 | 14.1107 | 14.297 | 14.0944 | 8.2676 | 14.1056 | 14.4682 | 14.5558 | 14.0425 | 12.6816 | 12.4365 | 7.9952 | 12.7549 | 11.6704 | 11.1728 | 8.2858 | 7.7735 | 8.4089 | 7.9459
DSO | 19 | 25 | 37 | 33 | 2025 | Winter | S, [%] | Expected | - | 38.53% | 34.99% | 34.69% | 33.86% | 33.25% | 33.1% | 67.55% | 68.44% | 67.47% | 39.58% | 67.52% | 69.26% | 69.68% | 67.22% | 60.71% | 59.53% | 38.27% | 61.06% | 55.87% | 53.48% | 39.66% | 37.21% | 40.25% | 38.04%
DSO | 19 | 27 | 37 | 39 | 2025 | Winter | P, [MW] | Expected | - | -0.28528 | -0.26754 | -0.27203 | -0.27376 | -0.29376 | -0.32859 | -0.21064 | -0.29046 | -0.43509 | -0.59079 | -0.49368 | -0.40757 | -0.39362 | -0.36238 | -0.36746 | -0.3747 | -0.55065 | -0.42995 | -0.44936 | -0.42916 | -0.48287 | -0.42701 | -0.33649 | -0.29205
DSO | 19 | 27 | 37 | 39 | 2025 | Winter | P, [%] | Expected | - | 1.366% | 1.281% | 1.302% | 1.31% | 1.406% | 1.573% | 1.008% | 1.39% | 2.083% | 2.828% | 2.363% | 1.951% | 1.884% | 1.735% | 1.759% | 1.794% | 2.636% | 2.058% | 2.151% | 2.054% | 2.312% | 2.044% | 1.611% | 1.398%
DSO | 19 | 27 | 39 | 37 | 2025 | Winter | P, [MW] | Expected | - | 0.28565 | 0.26784 | 0.27233 | 0.27407 | 0.2941 | 0.32899 | 0.21083 | 0.29075 | 0.43583 | 0.59198 | 0.49463 | 0.40811 | 0.39412 | 0.36281 | 0.36795 | 0.37522 | 0.55168 | 0.43061 | 0.45007 | 0.42982 | 0.48368 | 0.42768 | 0.33695 | 0.29238
DSO | 19 | 27 | 39 | 37 | 2025 | Winter | Expected |  | - | 1.367% | 1.282% | 1.304% | 1.312% | 1.408% | 1.575% | 1.009% | 1.392% | 2.086% | 2.834% | 2.368% | 1.954% | 1.887% | 1.737% | 1.761% | 1.796% | 2.641% | 2.061% | 2.155% | 2.058% | 2.315% | 2.047% | 1.613% | 1.4%
DSO | 19 | 27 | 37 | 39 | 2025 | Winter | Q, [MVAr] | Expected | - | 0.1588 | 0.12673 | 0.12294 | 0.12134 | 0.11477 | 0.10705 | 0.097002 | 0.066345 | 0.12121 | 0.11361 | 0.14601 | 0.039583 | 0.038112 | 0.048143 | 0.12815 | 0.14658 | 0.13287 | 0.14055 | 0.1385 | 0.15 | 0.15071 | 0.16193 | 0.16169 | 0.12632
DSO | 19 | 27 | 37 | 39 | 2025 | Winter | Q, [%] | Expected | - | 0.7602% | 0.6067% | 0.5885% | 0.5808% | 0.5494% | 0.5124% | 0.4644% | 0.3176% | 0.5802% | 0.5438% | 0.699% | 0.1895% | 0.1824% | 0.2305% | 0.6134% | 0.7017% | 0.6361% | 0.6728% | 0.663% | 0.7181% | 0.7215% | 0.7752% | 0.774% | 0.6047%
DSO | 19 | 27 | 39 | 37 | 2025 | Winter | Q, [MVAr] | Expected | - | -0.21453 | -0.18289 | -0.1792 | -0.17766 | -0.17107 | -0.1632 | -0.15302 | -0.12234 | -0.17545 | -0.1678 | -0.19946 | -0.09492 | -0.093724 | -0.10403 | -0.18351 | -0.20189 | -0.18766 | -0.19556 | -0.19353 | -0.20486 | -0.20581 | -0.21729 | -0.21735 | -0.18258
DSO | 19 | 27 | 39 | 37 | 2025 | Winter | Q, [%] | Expected | - | 0.01027 | 0.0087549 | 0.0085786 | 0.0085045 | 0.008189 | 0.0078123 | 0.0073251 | 0.0058566 | 0.0083987 | 0.0080327 | 0.0095483 | 0.0045439 | 0.0044866 | 0.0049801 | 0.0087845 | 0.0096645 | 0.0089832 | 0.0093615 | 0.0092641 | 0.0098067 | 0.009852 | 0.010402 | 0.010405 | 0.0087403
DSO | 19 | 27 | 37 | 39 | 2025 | Winter | S, [MVA] | Expected | - | 0.32784 | 0.2979 | 0.30084 | 0.30209 | 0.31825 | 0.34856 | 0.23247 | 0.29904 | 0.45207 | 0.60164 | 0.51597 | 0.41077 | 0.39721 | 0.36862 | 0.3899 | 0.40342 | 0.56654 | 0.45269 | 0.47047 | 0.45538 | 0.5066 | 0.45934 | 0.37615 | 0.31944
DSO | 19 | 27 | 37 | 39 | 2025 | Winter | S, [%] | Expected | - | 1.569% | 1.426% | 1.44% | 1.446% | 1.523% | 1.669% | 1.113% | 1.432% | 2.164% | 2.88% | 2.47% | 1.966% | 1.901% | 1.765% | 1.866% | 1.931% | 2.712% | 2.167% | 2.252% | 2.18% | 2.425% | 2.199% | 1.801% | 1.529%
DSO | 19 | 27 | 39 | 37 | 2025 | Winter | S, [MVA] | Expected | - | 0.3582 | 0.32651 | 0.32879 | 0.32982 | 0.3438 | 0.37115 | 0.26144 | 0.31673 | 0.47129 | 0.61538 | 0.53577 | 0.41991 | 0.40668 | 0.38053 | 0.41195 | 0.42713 | 0.58276 | 0.47324 | 0.49005 | 0.47668 | 0.5262 | 0.48227 | 0.40359 | 0.34615
DSO | 19 | 27 | 39 | 37 | 2025 | Winter | S, [%] | Expected | - | 1.715% | 1.563% | 1.574% | 1.579% | 1.646% | 1.777% | 1.252% | 1.516% | 2.256% | 2.946% | 2.565% | 2.01% | 1.947% | 1.822% | 1.972% | 2.045% | 2.79% | 2.265% | 2.346% | 2.282% | 2.519% | 2.309% | 1.932% | 1.657%
DSO | 19 | 52 | 31 | 32 | 2025 | Winter | P, [MW] | Expected | - | 0.86599 | 0.82465 | 0.79424 | 0.7606 | 0.75361 | 0.89218 | 1.2361 | 1.3132 | 1.3576 | 1.2782 | 1.2395 | 1.4104 | 1.4057 | 1.4019 | 1.2998 | 1.4748 | 1.2882 | 1.6835 | 1.7807 | 1.6496 | 1.3706 | 1.3137 | 1.2739 | 1.1359
DSO | 19 | 52 | 31 | 32 | 2025 | Winter | P, [%] | Expected | - | 4.33% | 4.123% | 3.971% | 3.803% | 3.768% | 4.461% | 6.181% | 6.566% | 6.788% | 6.391% | 6.198% | 7.052% | 7.028% | 7.009% | 6.499% | 7.374% | 6.441% | 8.417% | 8.904% | 8.248% | 6.853% | 6.569% | 6.369% | 5.68%
DSO | 19 | 52 | 32 | 31 | 2025 | Winter | P, [MW] | Expected | - | -0.86569 | -0.82437 | -0.79396 | -0.76032 | -0.75333 | -0.89188 | -1.2357 | -1.3127 | -1.3572 | -1.2777 | -1.2391 | -1.4098 | -1.4052 | -1.4014 | -1.2993 | -1.4743 | -1.2878 | -1.6828 | -1.78 | -1.649 | -1.3702 | -1.3132 | -1.2734 | -1.1356
DSO | 19 | 52 | 32 | 31 | 2025 | Winter | Expected |  | - | 4.328% | 4.122% | 3.97% | 3.802% | 3.767% | 4.459% | 6.179% | 6.564% | 6.786% | 6.389% | 6.195% | 7.049% | 7.026% | 7.007% | 6.497% | 7.371% | 6.439% | 8.414% | 8.9% | 8.245% | 6.851% | 6.566% | 6.367% | 5.678%
DSO | 19 | 52 | 31 | 32 | 2025 | Winter | Q, [MVAr] | Expected | - | -0.79354 | -0.77139 | -0.78394 | -0.78821 | -0.78209 | -0.68706 | -0.56902 | -0.56836 | -0.51795 | -0.51536 | -0.51866 | -0.55425 | -0.58856 | -0.57352 | -0.6175 | -0.61566 | -0.57485 | -0.4656 | -0.5321 | -0.57441 | -0.59882 | -0.61017 | -0.64043 | -0.67045
DSO | 19 | 52 | 31 | 32 | 2025 | Winter | Q, [%] | Expected | - | 3.968% | 3.857% | 3.92% | 3.941% | 3.91% | 3.435% | 2.845% | 2.842% | 2.59% | 2.577% | 2.593% | 2.771% | 2.943% | 2.868% | 3.087% | 3.078% | 2.874% | 2.328% | 2.661% | 2.872% | 2.994% | 3.051% | 3.202% | 3.352%
DSO | 19 | 52 | 32 | 31 | 2025 | Winter | Q, [MVAr] | Expected | - | 0.80198 | 0.77928 | 0.7918 | 0.79591 | 0.78981 | 0.69557 | 0.58004 | 0.58072 | 0.53078 | 0.52797 | 0.53069 | 0.56891 | 0.60308 | 0.58759 | 0.63029 | 0.63075 | 0.58732 | 0.48363 | 0.55233 | 0.59226 | 0.61227 | 0.62296 | 0.6527 | 0.68108
DSO | 19 | 52 | 32 | 31 | 2025 | Winter | Q, [%] | Expected | - | 0.040099 | 0.038964 | 0.03959 | 0.039795 | 0.03949 | 0.034779 | 0.029002 | 0.029036 | 0.026539 | 0.026398 | 0.026535 | 0.028445 | 0.030154 | 0.029379 | 0.031515 | 0.031538 | 0.029366 | 0.024182 | 0.027616 | 0.029613 | 0.030614 | 0.031148 | 0.032635 | 0.034054
DSO | 19 | 52 | 31 | 32 | 2025 | Winter | S, [MVA] | Expected | - | 1.1853 | 1.159 | 1.1551 | 1.1427 | 1.1418 | 1.1854 | 1.3611 | 1.4314 | 1.4783 | 1.3788 | 1.4037 | 1.5173 | 1.5251 | 1.5163 | 1.4709 | 1.6106 | 1.4131 | 1.7562 | 1.8614 | 1.7482 | 1.4964 | 1.4494 | 1.4273 | 1.3365
DSO | 19 | 52 | 31 | 32 | 2025 | Winter | S, [%] | Expected | - | 5.926% | 5.795% | 5.776% | 5.713% | 5.709% | 5.927% | 6.805% | 7.157% | 7.391% | 6.894% | 7.018% | 7.587% | 7.626% | 7.582% | 7.355% | 8.053% | 7.066% | 8.781% | 9.307% | 8.741% | 7.482% | 7.247% | 7.137% | 6.683%
DSO | 19 | 52 | 32 | 31 | 2025 | Winter | S, [MVA] | Expected | - | 1.1906 | 1.1639 | 1.1601 | 1.1476 | 1.1467 | 1.1897 | 1.3653 | 1.436 | 1.4821 | 1.3831 | 1.4071 | 1.5221 | 1.5302 | 1.5211 | 1.4756 | 1.6158 | 1.4177 | 1.7603 | 1.8666 | 1.7535 | 1.5014 | 1.4543 | 1.4324 | 1.3413
DSO | 19 | 52 | 32 | 31 | 2025 | Winter | S, [%] | Expected | - | 5.953% | 5.82% | 5.8% | 5.738% | 5.734% | 5.948% | 6.827% | 7.18% | 7.411% | 6.916% | 7.036% | 7.611% | 7.651% | 7.606% | 7.378% | 8.079% | 7.088% | 8.802% | 9.333% | 8.768% | 7.507% | 7.271% | 7.162% | 6.707%
DSO | 19 | 53 | 31 | 33 | 2025 | Winter | P, [MW] | Expected | - | 11.4879 | 10.7209 | 10.544 | 10.3469 | 10.1188 | 10.0563 | 18.6605 | 18.8427 | 17.8943 | 10.8419 | 17.7579 | 19.0102 | 19.1152 | 18.5779 | 16.8306 | 16.545 | 10.7816 | 16.8875 | 15.7788 | 15.1851 | 11.3782 | 10.8305 | 11.8729 | 11.5995
DSO | 19 | 53 | 31 | 33 | 2025 | Winter | P, [%] | Expected | - | 57.44% | 53.6% | 52.72% | 51.73% | 50.59% | 50.28% | 93.3% | 94.21% | 89.47% | 54.21% | 88.79% | 95.05% | 95.58% | 92.89% | 84.15% | 82.73% | 53.91% | 84.44% | 78.89% | 75.93% | 56.89% | 54.15% | 59.36% | 58%
DSO | 19 | 53 | 33 | 31 | 2025 | Winter | P, [MW] | Expected | - | -11.4614 | -10.698 | -10.5218 | -10.3256 | -10.0982 | -10.0359 | -18.5933 | -18.7743 | -17.8292 | -10.8167 | -17.6904 | -18.9401 | -19.0446 | -18.5113 | -16.774 | -16.4903 | -10.7578 | -16.8305 | -15.729 | -15.1384 | -11.3518 | -10.8065 | -11.8444 | -11.5728
DSO | 19 | 53 | 33 | 31 | 2025 | Winter | Expected |  | - | 57.31% | 53.49% | 52.61% | 51.63% | 50.49% | 50.18% | 92.97% | 93.87% | 89.15% | 54.08% | 88.45% | 94.7% | 95.22% | 92.56% | 83.87% | 82.45% | 53.79% | 84.15% | 78.65% | 75.69% | 56.76% | 54.03% | 59.22% | 57.86%
DSO | 19 | 53 | 31 | 33 | 2025 | Winter | Q, [MVAr] | Expected | - | 2.2819 | 0.4178 | 0.098637 | 0.054239 | -0.3359 | -0.42634 | 3.1484 | 3.075 | 6.1128 | 4.0011 | 7.7904 | 3.7924 | 3.6584 | 3.2255 | 4.8796 | 4.8311 | 2.84 | 4.976 | 4.3302 | 4.5192 | 2.9996 | 2.8897 | 2.8229 | 0.36156
DSO | 19 | 53 | 31 | 33 | 2025 | Winter | Q, [%] | Expected | - | 11.41% | 2.089% | 0.4932% | 0.2712% | 1.679% | 2.132% | 15.74% | 15.38% | 30.56% | 20.01% | 38.95% | 18.96% | 18.29% | 16.13% | 24.4% | 24.16% | 14.2% | 24.88% | 21.65% | 22.6% | 15% | 14.45% | 14.11% | 1.808%
DSO | 19 | 53 | 33 | 31 | 2025 | Winter | Q, [MVAr] | Expected | - | -1.5532 | 0.21135 | 0.51121 | 0.53302 | 0.90191 | 0.98659 | -1.3017 | -1.1943 | -4.3226 | -3.3073 | -5.9357 | -1.8641 | -1.717 | -1.3935 | -3.3219 | -3.3263 | -2.1859 | -3.4076 | -2.9619 | -3.2338 | -2.2723 | -2.2282 | -2.0394 | 0.37201
DSO | 19 | 53 | 33 | 31 | 2025 | Winter | Q, [%] | Expected | - | 0.077659 | 0.010568 | 0.02556 | 0.026651 | 0.045096 | 0.04933 | 0.065086 | 0.059717 | 0.21613 | 0.16536 | 0.29678 | 0.093205 | 0.08585 | 0.069675 | 0.1661 | 0.16631 | 0.1093 | 0.17038 | 0.1481 | 0.16169 | 0.11362 | 0.11141 | 0.10197 | 0.0186
DSO | 19 | 53 | 31 | 33 | 2025 | Winter | S, [MVA] | Expected | - | 11.7125 | 10.7297 | 10.5454 | 10.3483 | 10.126 | 10.0673 | 18.9247 | 19.093 | 18.9099 | 11.5621 | 19.3917 | 19.3861 | 19.4632 | 18.8565 | 17.5239 | 17.2364 | 11.1511 | 17.6055 | 16.3626 | 15.844 | 11.7681 | 11.2107 | 12.2045 | 11.6056
DSO | 19 | 53 | 31 | 33 | 2025 | Winter | S, [%] | Expected | - | 58.56% | 53.65% | 52.73% | 51.74% | 50.63% | 50.34% | 94.62% | 95.46% | 94.55% | 57.81% | 96.96% | 96.93% | 97.32% | 94.28% | 87.62% | 86.18% | 55.76% | 88.03% | 81.81% | 79.22% | 58.84% | 56.05% | 61.02% | 58.03%
DSO | 19 | 53 | 33 | 31 | 2025 | Winter | S, [MVA] | Expected | - | 11.5663 | 10.7018 | 10.5364 | 10.3418 | 10.1415 | 10.0877 | 18.6427 | 18.8179 | 18.3461 | 11.3149 | 18.6607 | 19.0384 | 19.1279 | 18.5684 | 17.1001 | 16.8225 | 10.9784 | 17.1723 | 16.0055 | 15.48 | 11.5773 | 11.0343 | 12.0188 | 11.5804
DSO | 19 | 53 | 33 | 31 | 2025 | Winter | S, [%] | Expected | - | 57.83% | 53.51% | 52.68% | 51.71% | 50.71% | 50.44% | 93.21% | 94.09% | 91.73% | 56.57% | 93.3% | 95.19% | 95.64% | 92.84% | 85.5% | 84.11% | 54.89% | 85.86% | 80.03% | 77.4% | 57.89% | 55.17% | 60.09% | 57.9%
DSO | 19 | 55 | 35 | 36 | 2025 | Winter | P, [MW] | Expected | - | 3.3514 | 3.2583 | 3.161 | 3.1475 | 3.0807 | 3.0547 | 3.9746 | 3.9476 | 3.561 | 2.9687 | 3.7896 | 3.9715 | 3.9549 | 3.9647 | 3.8823 | 3.8856 | 2.8738 | 3.8977 | 3.9164 | 3.9155 | 3.1254 | 3.1119 | 3.4007 | 3.4753
DSO | 19 | 55 | 35 | 36 | 2025 | Winter | P, [%] | Expected | - | 83.79% | 81.46% | 79.03% | 78.69% | 77.02% | 76.37% | 99.37% | 98.69% | 89.02% | 74.22% | 94.74% | 99.29% | 98.87% | 99.12% | 97.06% | 97.14% | 71.84% | 97.44% | 97.91% | 97.89% | 78.14% | 77.8% | 85.02% | 86.88%
DSO | 19 | 55 | 36 | 35 | 2025 | Winter | P, [MW] | Expected | - | -3.3304 | -3.238 | -3.1412 | -3.1278 | -3.0612 | -3.035 | -3.9479 | -3.9212 | -3.5368 | -2.9495 | -3.7631 | -3.945 | -3.9286 | -3.9384 | -3.8563 | -3.8593 | -2.8569 | -3.8712 | -3.8896 | -3.8883 | -3.1067 | -3.0932 | -3.3796 | -3.4532
DSO | 19 | 55 | 36 | 35 | 2025 | Winter | Expected |  | - | 83.26% | 80.95% | 78.53% | 78.19% | 76.53% | 75.87% | 98.7% | 98.03% | 88.42% | 73.74% | 94.08% | 98.62% | 98.22% | 98.46% | 96.41% | 96.48% | 71.42% | 96.78% | 97.24% | 97.21% | 77.67% | 77.33% | 84.49% | 86.33%
DSO | 19 | 55 | 35 | 36 | 2025 | Winter | Q, [MVAr] | Expected | - | 0.19297 | -0.19681 | -0.23049 | -0.22693 | -0.321 | -0.41767 | 0.012444 | 0.086278 | 0.65235 | 0.39359 | 0.84326 | 0.027419 | 0.18795 | 0.12473 | 0.5522 | 0.50845 | 0.15442 | 0.44931 | 0.4091 | 0.5049 | 0.30892 | 0.38109 | 0.42937 | -0.20633
DSO | 19 | 55 | 35 | 36 | 2025 | Winter | Q, [%] | Expected | - | 4.824% | 4.92% | 5.762% | 5.673% | 8.025% | 10.44% | 0.3111% | 2.157% | 16.31% | 9.84% | 21.08% | 0.6855% | 4.699% | 3.118% | 13.81% | 12.71% | 3.86% | 11.23% | 10.23% | 12.62% | 7.723% | 9.527% | 10.73% | 5.158%
DSO | 19 | 55 | 36 | 35 | 2025 | Winter | Q, [MVAr] | Expected | - | -0.016012 | 0.3682 | 0.39735 | 0.39295 | 0.48521 | 0.58392 | 0.2122 | 0.13577 | -0.44878 | -0.23173 | -0.62056 | 0.19618 | 0.033438 | 0.097306 | -0.33324 | -0.28715 | -0.012168 | -0.22638 | -0.18398 | -0.27594 | -0.15117 | -0.22372 | -0.25214 | 0.39231
DSO | 19 | 55 | 36 | 35 | 2025 | Winter | Q, [%] | Expected | - | 0.004003 | 0.092049 | 0.099338 | 0.098238 | 0.1213 | 0.14598 | 0.053049 | 0.033943 | 0.11219 | 0.057932 | 0.15514 | 0.049044 | 0.0083596 | 0.024326 | 0.08331 | 0.071787 | 0.003042 | 0.056594 | 0.045995 | 0.068985 | 0.037792 | 0.05593 | 0.063034 | 0.098077
DSO | 19 | 55 | 35 | 36 | 2025 | Winter | S, [MVA] | Expected | - | 3.3666 | 3.2781 | 3.2016 | 3.189 | 3.1478 | 3.1489 | 3.979 | 3.9564 | 3.7317 | 3.1298 | 3.9726 | 3.9735 | 3.9652 | 3.9697 | 3.9556 | 3.9637 | 2.9252 | 3.9685 | 3.978 | 3.9971 | 3.1746 | 3.1662 | 3.4471 | 3.4935
DSO | 19 | 55 | 35 | 36 | 2025 | Winter | S, [%] | Expected | - | 84.17% | 81.95% | 80.04% | 79.72% | 78.69% | 78.72% | 99.48% | 98.91% | 93.29% | 78.25% | 99.31% | 99.34% | 99.13% | 99.24% | 98.89% | 99.09% | 73.13% | 99.21% | 99.45% | 99.93% | 79.36% | 79.15% | 86.18% | 87.34%
DSO | 19 | 55 | 36 | 35 | 2025 | Winter | S, [MVA] | Expected | - | 3.3434 | 3.2692 | 3.1929 | 3.18 | 3.1426 | 3.1479 | 3.9588 | 3.9326 | 3.6853 | 3.1059 | 3.9102 | 3.9522 | 3.9357 | 3.9434 | 3.9078 | 3.9186 | 2.9098 | 3.9265 | 3.9379 | 3.951 | 3.1499 | 3.1381 | 3.4121 | 3.4846
DSO | 19 | 55 | 36 | 35 | 2025 | Winter | S, [%] | Expected | - | 83.58% | 81.73% | 79.82% | 79.5% | 78.56% | 78.7% | 98.97% | 98.32% | 92.13% | 77.65% | 97.76% | 98.81% | 98.39% | 98.58% | 97.69% | 97.96% | 72.74% | 98.16% | 98.45% | 98.77% | 78.75% | 78.45% | 85.3% | 87.12%
DSO | 19 | 56 | 37 | 38 | 2025 | Winter | P, [MW] | Expected | - | 8.2228 | 7.5654 | 7.4935 | 7.3191 | 7.1831 | 7.1824 | 14.2935 | 14.5678 | 14.1623 | 8.256 | 13.8429 | 14.8087 | 14.9116 | 14.3782 | 12.8229 | 12.5614 | 8.2647 | 12.9218 | 11.8942 | 11.3138 | 8.5268 | 7.9611 | 8.5921 | 8.2225
DSO | 19 | 56 | 37 | 38 | 2025 | Winter | P, [%] | Expected | - | 51.39% | 47.28% | 46.83% | 45.74% | 44.89% | 44.89% | 89.33% | 91.05% | 88.51% | 51.6% | 86.52% | 92.55% | 93.2% | 89.86% | 80.14% | 78.51% | 51.65% | 80.76% | 74.34% | 70.71% | 53.29% | 49.76% | 53.7% | 51.39%
DSO | 19 | 56 | 38 | 37 | 2025 | Winter | P, [MW] | Expected | - | -8.1959 | -7.5428 | -7.4712 | -7.2978 | -7.1624 | -7.1617 | -14.2133 | -14.4846 | -14.0807 | -8.2263 | -13.7603 | -14.7221 | -14.8243 | -14.2971 | -12.757 | -12.4982 | -8.2368 | -12.8547 | -11.8373 | -11.2614 | -8.4973 | -7.9354 | -8.5627 | -8.1958
DSO | 19 | 56 | 38 | 37 | 2025 | Winter | Expected |  | - | 51.22% | 47.14% | 46.69% | 45.61% | 44.76% | 44.76% | 88.83% | 90.53% | 88% | 51.41% | 86% | 92.01% | 92.65% | 89.36% | 79.73% | 78.11% | 51.48% | 80.34% | 73.98% | 70.38% | 53.11% | 49.6% | 53.52% | 51.22%
DSO | 19 | 56 | 37 | 38 | 2025 | Winter | Q, [MVAr] | Expected | - | 1.1525 | -0.14794 | -0.40662 | -0.42128 | -0.68328 | -0.66257 | 0.64716 | 0.47817 | 2.9939 | 2.7362 | 4.3766 | 1.2094 | 0.89748 | 0.68279 | 2.2323 | 2.2869 | 1.8527 | 2.4017 | 2.0984 | 2.303 | 1.7499 | 1.6525 | 1.3783 | -0.33267
DSO | 19 | 56 | 37 | 38 | 2025 | Winter | Q, [%] | Expected | - | 7.203% | 0.9246% | 2.541% | 2.633% | 4.271% | 4.141% | 4.045% | 2.989% | 18.71% | 17.1% | 27.35% | 7.559% | 5.609% | 4.267% | 13.95% | 14.29% | 11.58% | 15.01% | 13.12% | 14.39% | 10.94% | 10.33% | 8.614% | 2.079%
DSO | 19 | 56 | 38 | 37 | 2025 | Winter | Q, [MVAr] | Expected | - | -0.85374 | 0.399 | 0.65437 | 0.65782 | 0.91377 | 0.8934 | 0.24419 | 0.4467 | -2.0874 | -2.4063 | -3.4585 | -0.2472 | 0.072597 | 0.21835 | -1.4993 | -1.584 | -1.5427 | -1.656 | -1.467 | -1.7216 | -1.4227 | -1.3667 | -1.0512 | 0.62917
DSO | 19 | 56 | 38 | 37 | 2025 | Winter | Q, [%] | Expected | - | 0.053359 | 0.024938 | 0.040898 | 0.041114 | 0.057111 | 0.055838 | 0.015262 | 0.027918 | 0.13046 | 0.15039 | 0.21616 | 0.01545 | 0.0045373 | 0.013647 | 0.093704 | 0.099002 | 0.09642 | 0.1035 | 0.091685 | 0.1076 | 0.088918 | 0.085421 | 0.065697 | 0.039323
DSO | 19 | 56 | 37 | 38 | 2025 | Winter | S, [MVA] | Expected | - | 8.3059 | 7.5784 | 7.5246 | 7.3528 | 7.2474 | 7.2497 | 14.3154 | 14.5837 | 14.4916 | 8.7747 | 14.5279 | 14.8698 | 14.945 | 14.4003 | 13.0203 | 12.7772 | 8.4946 | 13.1499 | 12.0864 | 11.5599 | 8.7217 | 8.1511 | 8.7111 | 8.2419
DSO | 19 | 56 | 37 | 38 | 2025 | Winter | S, [%] | Expected | - | 51.91% | 47.36% | 47.03% | 45.96% | 45.3% | 45.31% | 89.47% | 91.15% | 90.57% | 54.84% | 90.8% | 92.94% | 93.41% | 90% | 81.38% | 79.86% | 53.09% | 82.19% | 75.54% | 72.25% | 54.51% | 50.94% | 54.44% | 51.51%
DSO | 19 | 56 | 38 | 37 | 2025 | Winter | S, [MVA] | Expected | - | 8.2427 | 7.5653 | 7.5199 | 7.3489 | 7.252 | 7.2535 | 14.2283 | 14.5057 | 14.2466 | 8.6485 | 14.1933 | 14.7445 | 14.8372 | 14.3103 | 12.847 | 12.6045 | 8.4044 | 12.9655 | 11.934 | 11.4034 | 8.6321 | 8.0722 | 8.6354 | 8.2336
DSO | 19 | 56 | 38 | 37 | 2025 | Winter | S, [%] | Expected | - | 51.52% | 47.28% | 47% | 45.93% | 45.32% | 45.33% | 88.93% | 90.66% | 89.04% | 54.05% | 88.71% | 92.15% | 92.73% | 89.44% | 80.29% | 78.78% | 52.53% | 81.03% | 74.59% | 71.27% | 53.95% | 50.45% | 53.97% | 51.46%
DSO | 19 | 58 | 39 | 40 | 2025 | Winter | P, [MW] | Expected | - | -0.28566 | -0.26785 | -0.27235 | -0.27408 | -0.29411 | -0.32901 | -0.21085 | -0.29078 | -0.43585 | -0.59199 | -0.49465 | -0.40813 | -0.39415 | -0.36283 | -0.36797 | -0.37524 | -0.55167 | -0.43063 | -0.45009 | -0.42985 | -0.48368 | -0.42768 | -0.33697 | -0.29239
DSO | 19 | 58 | 39 | 40 | 2025 | Winter | P, [%] | Expected | - | 1.785% | 1.674% | 1.702% | 1.713% | 1.838% | 2.056% | 1.318% | 1.817% | 2.724% | 3.7% | 3.092% | 2.551% | 2.463% | 2.268% | 2.3% | 2.345% | 3.448% | 2.691% | 2.813% | 2.687% | 3.023% | 2.673% | 2.106% | 1.827%
DSO | 19 | 58 | 40 | 39 | 2025 | Winter | P, [MW] | Expected | - | 0.28571 | 0.2679 | 0.27239 | 0.27413 | 0.29416 | 0.32906 | 0.21088 | 0.29082 | 0.43595 | 0.59215 | 0.49477 | 0.40821 | 0.39422 | 0.36289 | 0.36804 | 0.37532 | 0.55182 | 0.43073 | 0.45019 | 0.42995 | 0.48379 | 0.42778 | 0.33703 | 0.29245
DSO | 19 | 58 | 40 | 39 | 2025 | Winter | Expected |  | - | 1.786% | 1.674% | 1.702% | 1.713% | 1.839% | 2.057% | 1.318% | 1.818% | 2.725% | 3.701% | 3.092% | 2.551% | 2.464% | 2.268% | 2.3% | 2.346% | 3.449% | 2.692% | 2.814% | 2.687% | 3.024% | 2.674% | 2.106% | 1.828%
DSO | 19 | 58 | 39 | 40 | 2025 | Winter | Q, [MVAr] | Expected | - | 0.2144 | 0.18377 | 0.18033 | 0.17879 | 0.17242 | 0.16467 | 0.15414 | 0.12355 | 0.17489 | 0.16714 | 0.1989 | 0.096268 | 0.095039 | 0.10515 | 0.18313 | 0.20141 | 0.1872 | 0.19515 | 0.19311 | 0.20435 | 0.20536 | 0.21684 | 0.21707 | 0.18364
DSO | 19 | 58 | 39 | 40 | 2025 | Winter | Q, [%] | Expected | - | 1.34% | 1.149% | 1.127% | 1.117% | 1.078% | 1.029% | 0.9634% | 0.7722% | 1.093% | 1.045% | 1.243% | 0.6017% | 0.594% | 0.6572% | 1.145% | 1.259% | 1.17% | 1.22% | 1.207% | 1.277% | 1.283% | 1.355% | 1.357% | 1.148%
DSO | 19 | 58 | 40 | 39 | 2025 | Winter | Q, [MVAr] | Expected | - | -0.2138 | -0.18328 | -0.17983 | -0.17828 | -0.17187 | -0.16402 | -0.15381 | -0.12308 | -0.1738 | -0.16536 | -0.19751 | -0.095438 | -0.09426 | -0.10447 | -0.18234 | -0.20057 | -0.18562 | -0.19411 | -0.192 | -0.2033 | -0.20408 | -0.21576 | -0.21632 | -0.18307
DSO | 19 | 58 | 40 | 39 | 2025 | Winter | Q, [%] | Expected | - | 0.013362 | 0.011455 | 0.011239 | 0.011143 | 0.010742 | 0.010251 | 0.0096132 | 0.0076922 | 0.010863 | 0.010335 | 0.012344 | 0.0059649 | 0.0058913 | 0.0065294 | 0.011396 | 0.012535 | 0.011601 | 0.012132 | 0.012 | 0.012706 | 0.012755 | 0.013485 | 0.01352 | 0.011442
DSO | 19 | 58 | 39 | 40 | 2025 | Winter | S, [MVA] | Expected | - | 0.35792 | 0.32704 | 0.32941 | 0.33043 | 0.34446 | 0.37179 | 0.26245 | 0.31742 | 0.47145 | 0.61529 | 0.53597 | 0.42025 | 0.40707 | 0.38106 | 0.41168 | 0.42677 | 0.58262 | 0.47306 | 0.48985 | 0.47631 | 0.52584 | 0.48161 | 0.40295 | 0.34649
DSO | 19 | 58 | 39 | 40 | 2025 | Winter | S, [%] | Expected | - | 2.237% | 2.044% | 2.059% | 2.065% | 2.153% | 2.324% | 1.64% | 1.984% | 2.947% | 3.846% | 3.35% | 2.627% | 2.544% | 2.382% | 2.573% | 2.667% | 3.641% | 2.957% | 3.062% | 2.977% | 3.287% | 3.01% | 2.518% | 2.166%
DSO | 19 | 58 | 40 | 39 | 2025 | Winter | S, [MVA] | Expected | - | 0.3576 | 0.3268 | 0.32918 | 0.3302 | 0.34423 | 0.37156 | 0.26228 | 0.31728 | 0.47116 | 0.61497 | 0.53559 | 0.42013 | 0.40695 | 0.38092 | 0.4114 | 0.42644 | 0.58225 | 0.47272 | 0.4895 | 0.47595 | 0.52545 | 0.48122 | 0.40261 | 0.34624
DSO | 19 | 58 | 40 | 39 | 2025 | Winter | S, [%] | Expected | - | 2.235% | 2.043% | 2.057% | 2.064% | 2.151% | 2.322% | 1.639% | 1.983% | 2.945% | 3.844% | 3.347% | 2.626% | 2.543% | 2.381% | 2.571% | 2.665% | 3.639% | 2.954% | 3.059% | 2.975% | 3.284% | 3.008% | 2.516% | 2.164%

## Energy Storage
Operator | ADN Node ID | ESS ID | Node ID | Year | Day | Quantity | Market Scenario | Operation Scenario | 0 | 1 | 2 | 3 | 4 | 5 | 6 | 7 | 8 | 9 | 10 | 11 | 12 | 13 | 14 | 15 | 16 | 17 | 18 | 19 | 20 | 21 | 22 | 23

## Relaxation Slacks TSO, DSOs
Operator | ADN Node ID | Resource ID | Year | Day | Quantity | Market Scenario | Operation Scenario | 0 | 1 | 2 | 3 | 4 | 5 | 6 | 7 | 8 | 9 | 10 | 11 | 12 | 13 | 14 | 15 | 16 | 17 | 18 | 19 | 20 | 21 | 22 | 23
TSO | - | 1 | 2025 | Winter | Voltage, e | 0 | 0 | 0 | 0 | 0 | 0 | 0 | 0 | 0 | 0 | 0 | 0 | 0 | 0 | 0 | 0 | 0 | 0 | 0 | 0 | 0 | 0 | 0 | 0 | 0 | 0
TSO | - | 1 | 2025 | Winter | Voltage, f | 0 | 0 | 0 | 0 | 0 | 0 | 0 | 0 | 0 | 0 | 0 | 0 | 0 | 0 | 0 | 0 | 0 | 0 | 0 | 0 | 0 | 0 | 0 | 0 | 0 | 0
TSO | - | 2 | 2025 | Winter | Voltage, e | 0 | 0 | -3.3931e-15 | -3.6164e-15 | -3.2632e-15 | -3.1323e-15 | -3.1127e-15 | -3.4062e-15 | -3.4181e-15 | -2.7152e-15 | -1.6202e-15 | -3.6495e-15 | -2.2055e-15 | -3.6868e-15 | -3.3503e-15 | -4.0753e-15 | -3.5156e-15 | -3.678e-15 | -5.4677e-15 | -3.7864e-15 | -4.6736e-15 | -4.4932e-15 | -5.5945e-15 | -5.1213e-15 | -4.9366e-15 | -4.772e-15
TSO | - | 2 | 2025 | Winter | Voltage, f | 0 | 0 | 4.8209e-16 | 4.7931e-16 | 4.0234e-16 | 3.7915e-16 | 3.7341e-16 | 4.5455e-16 | 6.5479e-16 | 5.2021e-16 | 3.1932e-16 | 7.2126e-16 | 4.396e-16 | 7.9397e-16 | 6.7287e-16 | 8.5162e-16 | 6.729e-16 | 6.6496e-16 | 9.84e-16 | 8.0294e-16 | 9.4896e-16 | 8.8584e-16 | 1.0842e-15 | 9.1602e-16 | 8.4734e-16 | 7.7889e-16
TSO | - | 3 | 2025 | Winter | Voltage, e | 0 | 0 | 3.1855e-19 | 2.9129e-19 | 2.8393e-19 | 2.8287e-19 | 2.8229e-19 | 3.1769e-19 | 4.5905e-19 | 4.8145e-19 | 5.0191e-19 | 4.8372e-19 | 5.0553e-19 | 4.7591e-19 | 4.9369e-19 | 4.8053e-19 | 4.9461e-19 | 4.8513e-19 | 4.4727e-19 | 4.6331e-19 | 4.6543e-19 | 4.6539e-19 | 4.5189e-19 | 4.148e-19 | 3.7299e-19 | 3.2397e-19
TSO | - | 3 | 2025 | Winter | Voltage, f | 0 | 0 | -7.2875e-21 | -5.9987e-21 | -5.3055e-21 | -5.1649e-21 | -5.1451e-21 | -6.3197e-21 | -2.0607e-20 | -1.6646e-20 | -1.7151e-20 | -1.7156e-20 | -1.9741e-20 | -2.3811e-20 | -1.8479e-20 | -2.1409e-20 | -1.816e-20 | -1.5323e-20 | -1.3567e-20 | -1.8271e-20 | -1.6363e-20 | -1.5796e-20 | -1.5025e-20 | -1.2406e-20 | -1.0773e-20 | -9.7806e-21
TSO | - | 4 | 2025 | Winter | Voltage, e | 0 | 0 | 4.8508e-20 | 3.65e-20 | 3.2465e-20 | 3.3284e-20 | 3.0756e-20 | 3.7276e-20 | 8.5262e-20 | 1.0034e-19 | 1.1968e-19 | 9.0846e-20 | 1.1167e-19 | 1.0056e-19 | 9.2896e-20 | 8.9647e-20 | 8.453e-20 | 7.5507e-20 | 5.9729e-20 | 9.7586e-20 | 8.404e-20 | 8.199e-20 | 6.9285e-20 | 5.9666e-20 | 5.3165e-20 | 4.4276e-20
TSO | - | 4 | 2025 | Winter | Voltage, f | 0 | 0 | -4.6488e-22 | -1.6709e-22 | -7.4446e-23 | -8.7681e-23 | -3.805e-23 | -1.7867e-22 | -1.5038e-21 | -1.9124e-21 | -2.5477e-21 | -1.9025e-21 | -2.4633e-21 | -2.2648e-21 | -1.929e-21 | -1.8876e-21 | -1.6444e-21 | -1.3103e-21 | -8.9832e-22 | -2.1887e-21 | -1.7569e-21 | -1.6676e-21 | -1.2755e-21 | -9.4133e-22 | -7.1634e-22 | -4.2683e-22
TSO | - | 5 | 2025 | Winter | Voltage, e | 0 | 0 | 8.5683e-20 | 8.0104e-20 | 8.0122e-20 | 8.0276e-20 | 7.8476e-20 | 7.0975e-20 | 8.8012e-20 | 9.1928e-20 | 1.0451e-19 | 9.7857e-20 | 1.097e-19 | 1.0092e-19 | 9.9119e-20 | 9.796e-20 | 9.9397e-20 | 9.8087e-20 | 8.8096e-20 | 1.0196e-19 | 9.7836e-20 | 9.6616e-20 | 9.0356e-20 | 8.6588e-20 | 8.3185e-20 | 8.0516e-20
TSO | - | 5 | 2025 | Winter | Voltage, f | 0 | 0 | -2.4915e-21 | -2.063e-21 | -1.8876e-21 | -1.8595e-21 | -1.7867e-21 | -2.1077e-21 | -4.4486e-21 | -4.5032e-21 | -5.0044e-21 | -4.389e-21 | -5.2013e-21 | -5.3039e-21 | -4.6041e-21 | -4.7993e-21 | -4.394e-21 | -3.9423e-21 | -3.3749e-21 | -5.0524e-21 | -4.5148e-21 | -4.3377e-21 | -3.8828e-21 | -3.3716e-21 | -3.1168e-21 | -2.7975e-21
TSO | - | 7 | 2025 | Winter | Voltage, e | 0 | 0 | 7.4277e-19 | 5.9138e-19 | 5.2725e-19 | 5.3519e-19 | 5.3447e-19 | 7.4136e-19 | 4.5774e-13 | 8.7888e-13 | 7.5752e-13 | 6.2711e-13 | 7.7427e-13 | 7.6683e-13 | 9.1725e-13 | 7.9243e-13 | 7.6114e-13 | 5.4429e-13 | 1.7921e-17 | 6.9074e-13 | 1.8609e-13 | 1.2508e-17 | 3.3531e-14 | 2.6489e-18 | 1.5373e-18 | 8.4309e-19
TSO | - | 7 | 2025 | Winter | Voltage, f | 0 | 0 | -1.0781e-20 | -7.6713e-21 | -6.4057e-21 | -6.1278e-21 | -6.136e-21 | -8.8442e-21 | -2.6812e-14 | -3.3488e-14 | -2.8055e-14 | -2.4817e-14 | -3.6099e-14 | -4.7958e-14 | -3.9213e-14 | -4.413e-14 | -3.351e-14 | -1.9957e-14 | -4.9169e-19 | -3.2277e-14 | -7.5472e-15 | -3.7011e-19 | -1.3364e-15 | -5.5931e-20 | -2.9363e-20 | -1.7862e-20
TSO | - | 8 | 2025 | Winter | Voltage, e | 0 | 0 | -1.5739e-16 | -1.6321e-16 | -1.4587e-16 | -1.3037e-16 | -1.1496e-16 | -1.2765e-16 | -2.1428e-16 | -1.9861e-16 | -2.5333e-16 | -2.5295e-16 | -2.9697e-16 | -3.5629e-16 | -2.9313e-16 | -2.9533e-16 | -2.5153e-16 | -2.3475e-16 | -2.7594e-16 | -3.4044e-16 | -3.8763e-16 | -3.7061e-16 | -3.7338e-16 | -3.1685e-16 | -2.9115e-16 | -2.2326e-16
TSO | - | 8 | 2025 | Winter | Voltage, f | 0 | 0 | 2.0843e-18 | 2.2346e-18 | 1.9134e-18 | 1.6317e-18 | 1.3531e-18 | 1.569e-18 | 3.3073e-18 | 2.7908e-18 | 3.8287e-18 | 3.8236e-18 | 5.1239e-18 | 6.926e-18 | 5.2186e-18 | 5.304e-18 | 4.2111e-18 | 3.7708e-18 | 4.6329e-18 | 6.1848e-18 | 7.0859e-18 | 6.5711e-18 | 6.8327e-18 | 5.5705e-18 | 5.0354e-18 | 3.467e-18
TSO | - | 9 | 2025 | Winter | Voltage, e | 0 | 0 | 3.989e-19 | 3.5002e-19 | 3.282e-19 | 3.2969e-19 | 3.2903e-19 | 4.0171e-19 | 8.7916e-19 | 1.0564e-18 | 1.1345e-18 | 1.0332e-18 | 1.0684e-18 | 1.0166e-18 | 1.0566e-18 | 9.5124e-19 | 9.7307e-19 | 9.369e-19 | 8.529e-19 | 9.9801e-19 | 9.8868e-19 | 9.4768e-19 | 9.0439e-19 | 6.9423e-19 | 5.6117e-19 | 4.2573e-19
TSO | - | 9 | 2025 | Winter | Voltage, f | 0 | 0 | -7.5174e-21 | -6.0037e-21 | -5.2509e-21 | -5.1087e-21 | -5.1219e-21 | -6.4421e-21 | -3.3741e-20 | -2.6959e-20 | -2.7843e-20 | -2.7241e-20 | -3.319e-20 | -4.2891e-20 | -3.0093e-20 | -3.497e-20 | -2.8227e-20 | -2.2696e-20 | -1.9728e-20 | -3.0799e-20 | -2.6304e-20 | -2.4278e-20 | -2.2976e-20 | -1.6236e-20 | -1.293e-20 | -1.0838e-20
TSO | - | 10 | 2025 | Winter | Voltage, e | 0 | 0 | 1.0277e-19 | 8.9198e-20 | 8.4718e-20 | 8.7468e-20 | 8.427e-20 | 9.3784e-20 | 1.6072e-19 | 1.8855e-19 | 2.1037e-19 | 1.6734e-19 | 1.9777e-19 | 1.8144e-19 | 1.7432e-19 | 1.6809e-19 | 1.6033e-19 | 1.4572e-19 | 1.283e-19 | 1.7478e-19 | 1.5641e-19 | 1.5168e-19 | 1.3579e-19 | 1.2395e-19 | 1.1326e-19 | 1.0015e-19
TSO | - | 10 | 2025 | Winter | Voltage, f | 0 | 0 | -1.8976e-21 | -1.4327e-21 | -1.2424e-21 | -1.259e-21 | -1.1696e-21 | -1.4277e-21 | -4.571e-21 | -4.6918e-21 | -5.6414e-21 | -4.7646e-21 | -5.9971e-21 | -6.27e-21 | -5.0805e-21 | -5.4081e-21 | -4.6074e-21 | -3.7521e-21 | -3.2078e-21 | -5.4792e-21 | -4.3113e-21 | -4.0581e-21 | -3.5833e-21 | -3.0341e-21 | -2.6189e-21 | -2.2168e-21
TSO | - | 11 | 2025 | Winter | Voltage, e | 0 | 0 | -2.0223e-16 | -1.8969e-16 | -1.7321e-16 | -1.6686e-16 | -1.3587e-16 | -1.3611e-16 | -1.235e-16 | -2.2836e-16 | -2.7739e-16 | -2.4955e-16 | -2.7437e-16 | -2.5554e-16 | -2.8858e-16 | -2.5777e-16 | -2.3517e-16 | -2.8287e-16 | -3.7264e-16 | -4.5268e-16 | -5.3385e-16 | -5.5628e-16 | -6.4085e-16 | -5.2744e-16 | -4.512e-16 | -3.16e-16
TSO | - | 11 | 2025 | Winter | Voltage, f | 0 | 0 | -6.2972e-19 | -5.8065e-19 | -5.1371e-19 | -4.9051e-19 | -3.6108e-19 | -3.5869e-19 | -2.9951e-19 | -7.1297e-19 | -9.0694e-19 | -7.7484e-19 | -9.3783e-19 | -8.6276e-19 | -1.0502e-18 | -8.9082e-19 | -7.8621e-19 | -1.031e-18 | -1.5001e-18 | -1.9495e-18 | -2.3497e-18 | -2.4828e-18 | -3.1537e-18 | -2.4629e-18 | -2.0022e-18 | -1.2077e-18
TSO | - | 12 | 2025 | Winter | Voltage, e | 0 | 0 | 3.826e-20 | 2.5361e-20 | 2.1067e-20 | 2.1589e-20 | 1.9166e-20 | 2.5957e-20 | 7.3771e-20 | 9.0537e-20 | 1.1128e-19 | 8.342e-20 | 1.0282e-19 | 9.0763e-20 | 8.3876e-20 | 8.023e-20 | 7.5072e-20 | 6.5969e-20 | 4.9905e-20 | 8.9307e-20 | 7.6885e-20 | 7.4656e-20 | 6.1397e-20 | 5.1322e-20 | 4.3999e-20 | 3.4394e-20
TSO | - | 12 | 2025 | Winter | Voltage, f | 0 | 0 | -2.5643e-22 | 8.4372e-23 | 1.8198e-22 | 1.6544e-22 | 2.1507e-22 | 6.7829e-23 | -1.3053e-21 | -1.8463e-21 | -2.5428e-21 | -1.7983e-21 | -2.4071e-21 | -2.1391e-21 | -1.843e-21 | -1.7586e-21 | -1.5022e-21 | -1.1829e-21 | -7.1303e-22 | -2.1937e-21 | -1.7503e-21 | -1.6593e-21 | -1.2259e-21 | -8.2056e-22 | -5.3601e-22 | -1.8529e-22
TSO | - | 13 | 2025 | Winter | Voltage, e | 0 | 0 | -2.0223e-16 | -1.8969e-16 | -1.7321e-16 | -1.6686e-16 | -1.3587e-16 | -1.3611e-16 | -1.235e-16 | -2.2835e-16 | -2.7735e-16 | -2.4955e-16 | -2.7437e-16 | -2.5554e-16 | -2.8858e-16 | -2.5777e-16 | -2.3518e-16 | -2.8287e-16 | -3.7265e-16 | -4.527e-16 | -5.3386e-16 | -5.563e-16 | -6.4086e-16 | -5.2744e-16 | -4.5121e-16 | -3.16e-16
TSO | - | 13 | 2025 | Winter | Voltage, f | 0 | 0 | -3.0589e-19 | -2.4853e-19 | -2.176e-19 | -2.0154e-19 | -1.8733e-19 | -2.021e-19 | -4.9826e-19 | -5.6736e-19 | -5.8471e-19 | -5.5412e-19 | -5.5113e-19 | -5.04e-19 | -5.5306e-19 | -5.1106e-19 | -5.4906e-19 | -5.7619e-19 | -4.9636e-19 | -5.3868e-19 | -5.5686e-19 | -4.9405e-19 | -5.4339e-19 | -3.7339e-19 | -3.4313e-19 | -3.0222e-19
TSO | - | 14 | 2025 | Winter | Voltage, e | 0 | 0 | -1.5922e-16 | -1.6532e-16 | -1.4741e-16 | -1.3149e-16 | -1.1573e-16 | -1.2869e-16 | -2.1892e-16 | -2.0191e-16 | -2.5958e-16 | -2.5917e-16 | -3.0824e-16 | -3.7711e-16 | -3.0482e-16 | -3.074e-16 | -2.5909e-16 | -2.408e-16 | -2.851e-16 | -3.5694e-16 | -4.0937e-16 | -3.8924e-16 | -3.9355e-16 | -3.3016e-16 | -3.02e-16 | -2.2835e-16
TSO | - | 14 | 2025 | Winter | Voltage, f | 0 | 0 | 2.0216e-18 | 2.1701e-18 | 1.8539e-18 | 1.5778e-18 | 1.306e-18 | 1.5165e-18 | 3.2395e-18 | 2.7202e-18 | 3.7613e-18 | 3.7559e-18 | 5.099e-18 | 7.0283e-18 | 5.2027e-18 | 5.293e-18 | 4.1587e-18 | 3.7083e-18 | 4.5892e-18 | 6.217e-18 | 7.1746e-18 | 6.6167e-18 | 6.9048e-18 | 5.565e-18 | 5.0074e-18 | 3.3998e-18
TSO | - | 15 | 2025 | Winter | Voltage, e | 0 | 0 | 5.0261e-20 | 3.7481e-20 | 3.3287e-20 | 3.41e-20 | 3.1628e-20 | 3.8494e-20 | 9.028e-20 | 1.0846e-19 | 1.3142e-19 | 1.0051e-19 | 1.2313e-19 | 1.1057e-19 | 1.0196e-19 | 9.8433e-20 | 9.1976e-20 | 8.1239e-20 | 6.4628e-20 | 1.076e-19 | 9.2858e-20 | 9.0171e-20 | 7.5977e-20 | 6.5217e-20 | 5.7231e-20 | 4.7361e-20
TSO | - | 15 | 2025 | Winter | Voltage, f | 0 | 0 | -3.8712e-22 | -1.4228e-22 | -6.9483e-23 | -7.7755e-23 | -4.1359e-23 | -1.5386e-22 | -1.2887e-21 | -1.6461e-21 | -2.2202e-21 | -1.6924e-21 | -2.1738e-21 | -2.0216e-21 | -1.704e-21 | -1.6841e-21 | -1.4443e-21 | -1.1365e-21 | -7.9906e-22 | -1.9356e-21 | -1.5584e-21 | -1.4691e-21 | -1.1349e-21 | -8.4538e-22 | -6.3693e-22 | -3.9208e-22
TSO | - | 16 | 2025 | Winter | Voltage, e | 0 | 0 | 3.304e-19 | 3.0945e-19 | 2.9954e-19 | 2.9656e-19 | 2.9667e-19 | 3.339e-19 | 4.8091e-19 | 4.8213e-19 | 4.8988e-19 | 4.8501e-19 | 5.0314e-19 | 4.762e-19 | 5.0433e-19 | 4.8065e-19 | 5.1366e-19 | 5.0627e-19 | 4.7178e-19 | 4.8537e-19 | 4.9328e-19 | 4.9608e-19 | 4.8364e-19 | 4.4864e-19 | 4.0538e-19 | 3.4844e-19
TSO | - | 16 | 2025 | Winter | Voltage, f | 0 | 0 | -7.8913e-21 | -6.7862e-21 | -6.0748e-21 | -5.8482e-21 | -5.8829e-21 | -7.1501e-21 | -2.2177e-20 | -1.6888e-20 | -1.6775e-20 | -1.7224e-20 | -1.989e-20 | -2.3871e-20 | -1.8803e-20 | -2.1621e-20 | -1.9103e-20 | -1.636e-20 | -1.4747e-20 | -1.946e-20 | -1.7588e-20 | -1.7088e-20 | -1.6408e-20 | -1.3773e-20 | -1.213e-20 | -1.0914e-20
TSO | - | 17 | 2025 | Winter | Voltage, e | 0 | 0 | 3.311e-19 | 3.0945e-19 | 3.0138e-19 | 2.9855e-19 | 2.9801e-19 | 3.3065e-19 | 4.6278e-19 | 4.6242e-19 | 4.7288e-19 | 4.6456e-19 | 4.8789e-19 | 4.5788e-19 | 4.8182e-19 | 4.6375e-19 | 4.9233e-19 | 4.8404e-19 | 4.4569e-19 | 4.5897e-19 | 4.6552e-19 | 4.6877e-19 | 4.5435e-19 | 4.2774e-19 | 3.9145e-19 | 3.4215e-19
TSO | - | 17 | 2025 | Winter | Voltage, f | 0 | 0 | -7.9161e-21 | -6.7399e-21 | -6.002e-21 | -5.782e-21 | -5.7952e-21 | -7.0724e-21 | -2.1568e-20 | -1.677e-20 | -1.6795e-20 | -1.7032e-20 | -1.9715e-20 | -2.3374e-20 | -1.8519e-20 | -2.124e-20 | -1.8701e-20 | -1.6004e-20 | -1.4261e-20 | -1.8961e-20 | -1.7152e-20 | -1.6676e-20 | -1.5855e-20 | -1.3414e-20 | -1.1901e-20 | -1.0767e-20
TSO | - | 18 | 2025 | Winter | Voltage, e | 0 | 0 | 4.9803e-20 | 3.746e-20 | 3.3319e-20 | 3.4134e-20 | 3.164e-20 | 3.8318e-20 | 8.781e-20 | 1.0393e-19 | 1.2467e-19 | 9.4891e-20 | 1.1656e-19 | 1.0484e-19 | 9.6818e-20 | 9.3452e-20 | 8.7832e-20 | 7.8256e-20 | 6.2123e-20 | 1.0219e-19 | 8.8048e-20 | 8.5785e-20 | 7.2435e-20 | 6.2333e-20 | 5.5317e-20 | 4.598e-20
TSO | - | 18 | 2025 | Winter | Voltage, f | 0 | 0 | -4.3841e-22 | -1.6544e-22 | -8.1064e-23 | -9.099e-23 | -4.7976e-23 | -1.7702e-22 | -1.4145e-21 | -1.7999e-21 | -2.4104e-21 | -1.8148e-21 | -2.3442e-21 | -2.1656e-21 | -1.838e-21 | -1.8049e-21 | -1.5634e-21 | -1.2408e-21 | -8.6358e-22 | -2.0878e-21 | -1.6792e-21 | -1.5898e-21 | -1.2226e-21 | -9.0659e-22 | -6.8987e-22 | -4.2021e-22
TSO | - | 19 | 2025 | Winter | Voltage, e | 0 | 0 | 0 | 0 | 0 | 0 | 0 | 0 | 0 | 0 | 0 | 0 | 0 | 0 | 0 | 0 | 0 | 0 | 0 | 0 | 0 | 0 | 0 | 0 | 0 | 0
TSO | - | 19 | 2025 | Winter | Voltage, f | 0 | 0 | 0 | 0 | 0 | 0 | 0 | 0 | 0 | 0 | 0 | 0 | 0 | 0 | 0 | 0 | 0 | 0 | 0 | 0 | 0 | 0 | 0 | 0 | 0 | 0
TSO | - | 20 | 2025 | Winter | Voltage, e | 0 | 0 | 7.5214e-16 | 3.3027e-16 | 2.8553e-16 | 2.621e-16 | 2.4864e-16 | 2.0306e-16 | 9.937e-16 | 6.4327e-16 | 6.6259e-16 | 4.1373e-16 | 8.654e-16 | 8.8018e-16 | 1.0894e-15 | 1.2568e-15 | 1.365e-15 | 1.0554e-15 | 7.3821e-16 | 1.3104e-15 | 1.1833e-15 | 1.1996e-15 | 8.978e-16 | 1.1691e-15 | 1.1874e-15 | 4.1542e-16
TSO | - | 20 | 2025 | Winter | Voltage, f | 0 | 0 | -7.9511e-17 | -3.2897e-17 | -2.68e-17 | -2.4096e-17 | -2.326e-17 | -2.062e-17 | -1.5344e-16 | -9.1761e-17 | -9.1092e-17 | -5.3833e-17 | -1.2211e-16 | -1.4158e-16 | -1.6139e-16 | -1.9837e-16 | -1.9354e-16 | -1.3784e-16 | -9.2018e-17 | -2.0003e-16 | -1.7123e-16 | -1.6802e-16 | -1.2095e-16 | -1.4998e-16 | -1.4965e-16 | -5.024e-17
TSO | - | 21 | 2025 | Winter | Voltage, e | 0 | 0 | 2.3298e-15 | 9.0023e-16 | 6.9659e-16 | 6.4351e-16 | 4.8329e-16 | 5.2575e-16 | 5.2565e-15 | 6.9368e-15 | 1.1014e-14 | 8.937e-15 | 1.2114e-14 | 1.0003e-14 | 1.0269e-14 | 9.8185e-15 | 9.449e-15 | 8.3716e-15 | 6.2639e-15 | 1.2284e-14 | 9.8659e-15 | 1.029e-14 | 7.4838e-15 | 6.6004e-15 | 5.4862e-15 | 1.8034e-15
TSO | - | 21 | 2025 | Winter | Voltage, f | 0 | 0 | -2.8256e-16 | -1.0181e-16 | -7.3332e-17 | -6.6395e-17 | -4.9368e-17 | -5.9902e-17 | -9.5664e-16 | -1.2479e-15 | -1.9849e-15 | -1.5631e-15 | -2.1913e-15 | -2.0136e-15 | -1.9241e-15 | -1.9186e-15 | -1.6455e-15 | -1.3586e-15 | -9.8932e-16 | -2.3798e-15 | -1.7959e-15 | -1.8195e-15 | -1.2755e-15 | -1.0397e-15 | -8.268e-16 | -2.5734e-16
TSO | - | 26 | 2025 | Winter | Voltage, e | 0 | 0 | 5.2405e-20 | 4.1094e-20 | 3.7438e-20 | 3.8231e-20 | 3.6072e-20 | 4.2064e-20 | 8.6827e-20 | 1.0024e-19 | 1.1707e-19 | 9.0695e-20 | 1.0971e-19 | 9.9174e-20 | 9.2565e-20 | 8.9618e-20 | 8.5292e-20 | 7.7194e-20 | 6.2389e-20 | 9.7637e-20 | 8.5037e-20 | 8.3251e-20 | 7.126e-20 | 6.2404e-20 | 5.6273e-20 | 4.8094e-20
TSO | - | 26 | 2025 | Winter | Voltage, f | 0 | 0 | -6.452e-22 | -3.0937e-22 | -2.0514e-22 | -2.1507e-22 | -1.6544e-22 | -3.2756e-22 | -1.8777e-21 | -2.2797e-21 | -2.9199e-21 | -2.2086e-21 | -2.8223e-21 | -2.6503e-21 | -2.2599e-21 | -2.2384e-21 | -1.9571e-21 | -1.5948e-21 | -1.1316e-21 | -2.5494e-21 | -2.0746e-21 | -1.9737e-21 | -1.5501e-21 | -1.1779e-21 | -9.3471e-22 | -6.2204e-22
TSO | - | 29 | 2025 | Winter | Voltage, e | 0 | 0 | 0 | 0 | 0 | 0 | 0 | 0 | 0 | 0 | 0 | 0 | 0 | 0 | 0 | 0 | 0 | 0 | 0 | 0 | 0 | 0 | 0 | 0 | 0 | 0
TSO | - | 29 | 2025 | Winter | Voltage, f | 0 | 0 | 0 | 0 | 0 | 0 | 0 | 0 | 0 | 0 | 0 | 0 | 0 | 0 | 0 | 0 | 0 | 0 | 0 | 0 | 0 | 0 | 0 | 0 | 0 | 0
TSO | - | 30 | 2025 | Winter | Voltage, e | 0 | 0 | 3.5447e-15 | 3.2807e-15 | 3.1395e-15 | 3.1055e-15 | 3.0256e-15 | 3.2999e-15 | 6.049e-15 | 7.5758e-15 | 8.0358e-15 | 7.77e-15 | 7.2169e-15 | 8.1133e-15 | 8.0961e-15 | 8.2548e-15 | 7.3738e-15 | 6.8058e-15 | 6.5283e-15 | 7.959e-15 | 7.183e-15 | 6.3581e-15 | 6.6538e-15 | 5.4584e-15 | 4.5714e-15 | 4.2218e-15
TSO | - | 30 | 2025 | Winter | Voltage, f | 0 | 0 | -3.9048e-16 | -3.3634e-16 | -3.0551e-16 | -2.9766e-16 | -2.8843e-16 | -3.4273e-16 | -9.8379e-16 | -1.1652e-15 | -1.2414e-15 | -1.1887e-15 | -1.1367e-15 | -1.438e-15 | -1.2904e-15 | -1.4046e-15 | -1.1444e-15 | -9.9173e-16 | -9.3034e-16 | -1.3032e-15 | -1.1092e-15 | -9.4669e-16 | -9.8252e-16 | -7.4116e-16 | -5.9165e-16 | -5.3697e-16
TSO | - | 34 | 2025 | Winter | Voltage, e | 0 | 0 | 3.369e-19 | 3.1272e-19 | 3.0658e-19 | 3.0518e-19 | 3.0304e-19 | 3.2777e-19 | 4.4272e-19 | 4.4621e-19 | 4.6473e-19 | 4.4887e-19 | 4.7785e-19 | 4.4303e-19 | 4.5768e-19 | 4.4897e-19 | 4.699e-19 | 4.6012e-19 | 4.1556e-19 | 4.3375e-19 | 4.3474e-19 | 4.401e-19 | 4.2182e-19 | 4.0198e-19 | 3.7315e-19 | 3.3672e-19
TSO | - | 34 | 2025 | Winter | Voltage, f | 0 | 0 | -7.4744e-21 | -6.1625e-21 | -5.3767e-21 | -5.1848e-21 | -5.15e-21 | -6.4288e-21 | -2.0144e-20 | -1.6441e-20 | -1.6827e-20 | -1.6585e-20 | -1.9248e-20 | -2.2537e-20 | -1.7844e-20 | -2.0459e-20 | -1.771e-20 | -1.502e-20 | -1.3051e-20 | -1.8018e-20 | -1.6171e-20 | -1.5702e-20 | -1.461e-20 | -1.235e-20 | -1.1006e-20 | -1.0025e-20
TSO | - | 35 | 2025 | Winter | Voltage, e | 0 | 0 | 2.2299e-19 | 2.1105e-19 | 2.0876e-19 | 2.0827e-19 | 2.0649e-19 | 2.146e-19 | 2.5684e-19 | 2.6006e-19 | 2.6741e-19 | 2.6096e-19 | 2.7447e-19 | 2.5933e-19 | 2.6522e-19 | 2.6397e-19 | 2.7195e-19 | 2.6691e-19 | 2.4585e-19 | 2.5266e-19 | 2.53e-19 | 2.5445e-19 | 2.4541e-19 | 2.4104e-19 | 2.3061e-19 | 2.1892e-19
TSO | - | 35 | 2025 | Winter | Voltage, f | 0 | 0 | -5.509e-21 | -4.6554e-21 | -4.0979e-21 | -3.9622e-21 | -3.9324e-21 | -4.7861e-21 | -1.2462e-20 | -1.0863e-20 | -1.1e-20 | -1.0864e-20 | -1.2155e-20 | -1.41e-20 | -1.1551e-20 | -1.3005e-20 | -1.1278e-20 | -9.7591e-21 | -8.6904e-21 | -1.1638e-20 | -1.0566e-20 | -1.0211e-20 | -9.5225e-21 | -8.3314e-21 | -7.6134e-21 | -7.1055e-21
TSO | - | 36 | 2025 | Winter | Voltage, e | 0 | 0 | 1.809e-19 | 1.7309e-19 | 1.713e-19 | 1.7094e-19 | 1.6908e-19 | 1.735e-19 | 2.0015e-19 | 2.0102e-19 | 2.0596e-19 | 1.9968e-19 | 2.095e-19 | 1.9915e-19 | 2.0175e-19 | 2.0175e-19 | 2.0736e-19 | 2.0464e-19 | 1.896e-19 | 1.9625e-19 | 1.954e-19 | 1.9616e-19 | 1.9033e-19 | 1.8793e-19 | 1.827e-19 | 1.7631e-19
TSO | - | 36 | 2025 | Winter | Voltage, f | 0 | 0 | -4.3444e-21 | -3.7091e-21 | -3.2475e-21 | -3.1383e-21 | -3.1152e-21 | -3.7918e-21 | -9.4332e-21 | -8.3214e-21 | -8.3694e-21 | -8.1295e-21 | -9.094e-21 | -1.05e-20 | -8.6473e-21 | -9.6764e-21 | -8.4356e-21 | -7.3652e-21 | -6.5695e-21 | -8.9154e-21 | -8.0898e-21 | -7.8003e-21 | -7.2808e-21 | -6.4007e-21 | -5.9458e-21 | -5.5587e-21
TSO | - | 42 | 2025 | Winter | Voltage, e | 0 | 0 | 5.3825e-20 | 4.5346e-20 | 4.3306e-20 | 4.3735e-20 | 4.1682e-20 | 4.2529e-20 | 7.3138e-20 | 8.2263e-20 | 9.6011e-20 | 7.8883e-20 | 9.4921e-20 | 8.4889e-20 | 8.0514e-20 | 7.8453e-20 | 7.6759e-20 | 7.258e-20 | 6.0134e-20 | 8.4596e-20 | 7.6562e-20 | 7.4651e-20 | 6.5106e-20 | 5.9026e-20 | 5.4242e-20 | 4.8819e-20
TSO | - | 42 | 2025 | Winter | Voltage, f | 0 | 0 | -1.0158e-21 | -6.27e-22 | -5.1285e-22 | -5.1451e-22 | -4.4337e-22 | -5.8399e-22 | -2.4964e-21 | -2.9315e-21 | -3.5618e-21 | -2.7049e-21 | -3.5188e-21 | -3.3038e-21 | -2.8306e-21 | -2.819e-21 | -2.5212e-21 | -2.1623e-21 | -1.5898e-21 | -3.2359e-21 | -2.7049e-21 | -2.561e-21 | -2.0415e-21 | -1.6113e-21 | -1.3318e-21 | -9.8434e-22
TSO | - | 55 | 2025 | Winter | Voltage, e | 0 | 0 | 8.4222e-20 | 7.5758e-20 | 7.3394e-20 | 7.395e-20 | 7.2216e-20 | 7.5712e-20 | 1.0699e-19 | 1.1404e-19 | 1.2472e-19 | 1.0779e-19 | 1.2045e-19 | 1.1162e-19 | 1.087e-19 | 1.0655e-19 | 1.0611e-19 | 1.0108e-19 | 8.8975e-20 | 1.1111e-19 | 1.035e-19 | 1.0297e-19 | 9.4586e-20 | 8.8814e-20 | 8.4707e-20 | 7.9171e-20
TSO | - | 55 | 2025 | Winter | Voltage, f | 0 | 0 | -2.106e-21 | -1.6511e-21 | -1.4575e-21 | -1.4343e-21 | -1.3764e-21 | -1.6825e-21 | -4.341e-21 | -4.4932e-21 | -5.0259e-21 | -4.2616e-21 | -5.0276e-21 | -5.1583e-21 | -4.442e-21 | -4.614e-21 | -4.1227e-21 | -3.5867e-21 | -2.9779e-21 | -4.7844e-21 | -4.1756e-21 | -4.0267e-21 | -3.5304e-21 | -3.006e-21 | -2.7065e-21 | -2.3376e-21
TSO | - | 68 | 2025 | Winter | Voltage, e | 0 | 0 | 8.4553e-20 | 7.9088e-20 | 7.9214e-20 | 7.9257e-20 | 7.7512e-20 | 7.0041e-20 | 8.6773e-20 | 9.056e-20 | 1.0301e-19 | 9.636e-20 | 1.0799e-19 | 9.9376e-20 | 9.7538e-20 | 9.6391e-20 | 9.7953e-20 | 9.677e-20 | 8.697e-20 | 1.0059e-19 | 9.661e-20 | 9.5271e-20 | 8.9206e-20 | 8.5494e-20 | 8.2169e-20 | 7.952e-20
TSO | - | 68 | 2025 | Winter | Voltage, f | 0 | 0 | -2.4832e-21 | -2.058e-21 | -1.886e-21 | -1.8578e-21 | -1.7851e-21 | -2.0911e-21 | -4.4089e-21 | -4.4602e-21 | -4.9647e-21 | -4.3526e-21 | -5.16e-21 | -5.2543e-21 | -4.5594e-21 | -4.7497e-21 | -4.3642e-21 | -3.9175e-21 | -3.3567e-21 | -5.021e-21 | -4.4866e-21 | -4.308e-21 | -3.8596e-21 | -3.3484e-21 | -3.1003e-21 | -2.7843e-21
TSO | - | 72 | 2025 | Winter | Voltage, e | 0 | 0 | 3.9405e-20 | 2.67e-20 | 2.2489e-20 | 2.3012e-20 | 2.0544e-20 | 2.7231e-20 | 7.5384e-20 | 9.2391e-20 | 1.1339e-19 | 8.5195e-20 | 1.05e-19 | 9.2977e-20 | 8.6071e-20 | 8.22e-20 | 7.6913e-20 | 6.7625e-20 | 5.155e-20 | 9.1635e-20 | 7.8974e-20 | 7.6729e-20 | 6.3236e-20 | 5.291e-20 | 4.5487e-20 | 3.59e-20
TSO | - | 72 | 2025 | Winter | Voltage, f | 0 | 0 | -2.4485e-22 | 4.3013e-23 | 1.2408e-22 | 1.1084e-22 | 1.5551e-22 | 3.1433e-23 | -1.216e-21 | -1.6908e-21 | -2.3244e-21 | -1.6643e-21 | -2.1953e-21 | -1.9621e-21 | -1.6792e-21 | -1.613e-21 | -1.3764e-21 | -1.0704e-21 | -6.5513e-22 | -1.9819e-21 | -1.5783e-21 | -1.4939e-21 | -1.0952e-21 | -7.395e-22 | -4.93e-22 | -1.9687e-22
TSO | - | 103 | 2025 | Winter | Voltage, e | 0 | 0 | 4.9052e-20 | 3.716e-20 | 3.3071e-20 | 3.3888e-20 | 3.139e-20 | 3.7862e-20 | 8.5087e-20 | 9.9262e-20 | 1.1794e-19 | 8.9273e-20 | 1.1011e-19 | 9.9162e-20 | 9.1705e-20 | 8.847e-20 | 8.3616e-20 | 7.513e-20 | 5.9473e-20 | 9.6803e-20 | 8.3244e-20 | 8.1376e-20 | 6.8823e-20 | 5.9263e-20 | 5.3168e-20 | 4.4348e-20
TSO | - | 103 | 2025 | Winter | Voltage, f | 0 | 0 | -4.7811e-22 | -1.8033e-22 | -8.7681e-23 | -9.9262e-23 | -4.9631e-23 | -1.9191e-22 | -1.5104e-21 | -1.9141e-21 | -2.5477e-21 | -1.8893e-21 | -2.4584e-21 | -2.2582e-21 | -1.924e-21 | -1.8777e-21 | -1.6395e-21 | -1.3136e-21 | -8.9997e-22 | -2.1887e-21 | -1.7536e-21 | -1.6676e-21 | -1.2722e-21 | -9.3802e-22 | -7.1965e-22 | -4.3013e-22
TSO | - | 1 | 2025 | Winter | Voltage, e | 0 | 1 | 0 | 0 | 0 | 0 | 0 | 0 | 0 | 0 | 0 | 0 | 0 | 0 | 0 | 0 | 0 | 0 | 0 | 0 | 0 | 0 | 0 | 0 | 0 | 0
TSO | - | 1 | 2025 | Winter | Voltage, f | 0 | 1 | 0 | 0 | 0 | 0 | 0 | 0 | 0 | 0 | 0 | 0 | 0 | 0 | 0 | 0 | 0 | 0 | 0 | 0 | 0 | 0 | 0 | 0 | 0 | 0
TSO | - | 2 | 2025 | Winter | Voltage, e | 0 | 1 | -3.3931e-15 | -3.6164e-15 | -3.2632e-15 | -3.1322e-15 | -3.1127e-15 | -3.4062e-15 | -3.4181e-15 | -2.7152e-15 | -1.6202e-15 | -3.6495e-15 | -2.2055e-15 | -3.6868e-15 | -3.3503e-15 | -4.0754e-15 | -3.5156e-15 | -3.6779e-15 | -5.4677e-15 | -3.7864e-15 | -4.6736e-15 | -4.4932e-15 | -5.5945e-15 | -5.1213e-15 | -4.9366e-15 | -4.7721e-15
TSO | - | 2 | 2025 | Winter | Voltage, f | 0 | 1 | 4.8209e-16 | 4.7931e-16 | 4.0234e-16 | 3.7915e-16 | 3.7341e-16 | 4.5455e-16 | 6.5479e-16 | 5.2021e-16 | 3.1932e-16 | 7.2126e-16 | 4.3959e-16 | 7.9396e-16 | 6.7287e-16 | 8.5162e-16 | 6.7291e-16 | 6.6496e-16 | 9.84e-16 | 8.0294e-16 | 9.4895e-16 | 8.8584e-16 | 1.0842e-15 | 9.1602e-16 | 8.4734e-16 | 7.789e-16
TSO | - | 3 | 2025 | Winter | Voltage, e | 0 | 1 | 3.1855e-19 | 2.9129e-19 | 2.8393e-19 | 2.8287e-19 | 2.8229e-19 | 3.1769e-19 | 4.5905e-19 | 4.8145e-19 | 5.0191e-19 | 4.8371e-19 | 5.0553e-19 | 4.7591e-19 | 4.9369e-19 | 4.8053e-19 | 4.9461e-19 | 4.8513e-19 | 4.4727e-19 | 4.6331e-19 | 4.6543e-19 | 4.6539e-19 | 4.5189e-19 | 4.148e-19 | 3.7299e-19 | 3.2397e-19
TSO | - | 3 | 2025 | Winter | Voltage, f | 0 | 1 | -7.2875e-21 | -5.9987e-21 | -5.3055e-21 | -5.1649e-21 | -5.1451e-21 | -6.3197e-21 | -2.0607e-20 | -1.6646e-20 | -1.7151e-20 | -1.7156e-20 | -1.9741e-20 | -2.3811e-20 | -1.8479e-20 | -2.1409e-20 | -1.816e-20 | -1.5323e-20 | -1.3567e-20 | -1.8271e-20 | -1.6363e-20 | -1.5796e-20 | -1.5025e-20 | -1.2406e-20 | -1.0773e-20 | -9.7806e-21
TSO | - | 4 | 2025 | Winter | Voltage, e | 0 | 1 | 4.8508e-20 | 3.65e-20 | 3.2465e-20 | 3.3284e-20 | 3.0756e-20 | 3.7276e-20 | 8.5262e-20 | 1.0034e-19 | 1.1968e-19 | 9.0846e-20 | 1.1167e-19 | 1.0056e-19 | 9.2896e-20 | 8.9647e-20 | 8.453e-20 | 7.5507e-20 | 5.9729e-20 | 9.7586e-20 | 8.4038e-20 | 8.199e-20 | 6.9285e-20 | 5.9666e-20 | 5.3165e-20 | 4.4276e-20
TSO | - | 4 | 2025 | Winter | Voltage, f | 0 | 1 | -4.6488e-22 | -1.6709e-22 | -7.4446e-23 | -8.7681e-23 | -3.805e-23 | -1.7867e-22 | -1.5038e-21 | -1.9124e-21 | -2.5477e-21 | -1.9025e-21 | -2.4633e-21 | -2.2648e-21 | -1.929e-21 | -1.8876e-21 | -1.6444e-21 | -1.3103e-21 | -8.9832e-22 | -2.1887e-21 | -1.7586e-21 | -1.6676e-21 | -1.2755e-21 | -9.4133e-22 | -7.1634e-22 | -4.2683e-22
TSO | - | 5 | 2025 | Winter | Voltage, e | 0 | 1 | 8.5683e-20 | 8.0104e-20 | 8.0122e-20 | 8.0276e-20 | 7.8476e-20 | 7.0975e-20 | 8.8012e-20 | 9.1928e-20 | 1.0451e-19 | 9.7857e-20 | 1.097e-19 | 1.0092e-19 | 9.9119e-20 | 9.796e-20 | 9.9397e-20 | 9.8087e-20 | 8.8096e-20 | 1.0196e-19 | 9.7836e-20 | 9.6616e-20 | 9.0356e-20 | 8.6588e-20 | 8.3185e-20 | 8.0516e-20
TSO | - | 5 | 2025 | Winter | Voltage, f | 0 | 1 | -2.4915e-21 | -2.063e-21 | -1.8876e-21 | -1.8595e-21 | -1.7867e-21 | -2.1077e-21 | -4.4486e-21 | -4.5032e-21 | -5.0044e-21 | -4.389e-21 | -5.2013e-21 | -5.3039e-21 | -4.6041e-21 | -4.7993e-21 | -4.3956e-21 | -3.9423e-21 | -3.3749e-21 | -5.0524e-21 | -4.5148e-21 | -4.3377e-21 | -3.8828e-21 | -3.3716e-21 | -3.1168e-21 | -2.7975e-21
TSO | - | 7 | 2025 | Winter | Voltage, e | 0 | 1 | 7.4277e-19 | 5.9138e-19 | 5.2725e-19 | 5.3519e-19 | 5.3447e-19 | 7.4136e-19 | 4.5774e-13 | 8.7888e-13 | 7.5752e-13 | 6.2711e-13 | 7.7427e-13 | 7.6683e-13 | 9.1725e-13 | 7.9243e-13 | 7.6114e-13 | 5.4429e-13 | 1.792e-17 | 6.9074e-13 | 1.8609e-13 | 1.2508e-17 | 3.3531e-14 | 2.6489e-18 | 1.5373e-18 | 8.431e-19
TSO | - | 7 | 2025 | Winter | Voltage, f | 0 | 1 | -1.0781e-20 | -7.6713e-21 | -6.4057e-21 | -6.1278e-21 | -6.136e-21 | -8.8442e-21 | -2.6812e-14 | -3.3488e-14 | -2.8055e-14 | -2.4817e-14 | -3.6099e-14 | -4.7958e-14 | -3.9213e-14 | -4.413e-14 | -3.351e-14 | -1.9957e-14 | -4.9168e-19 | -3.2277e-14 | -7.5472e-15 | -3.7011e-19 | -1.3364e-15 | -5.5931e-20 | -2.9363e-20 | -1.7862e-20
TSO | - | 8 | 2025 | Winter | Voltage, e | 0 | 1 | -1.5739e-16 | -1.6321e-16 | -1.4587e-16 | -1.3037e-16 | -1.1496e-16 | -1.2765e-16 | -2.1428e-16 | -1.9861e-16 | -2.5333e-16 | -2.5295e-16 | -2.9697e-16 | -3.563e-16 | -2.9313e-16 | -2.9532e-16 | -2.5153e-16 | -2.3475e-16 | -2.7595e-16 | -3.4044e-16 | -3.8763e-16 | -3.7061e-16 | -3.7338e-16 | -3.1685e-16 | -2.9115e-16 | -2.2326e-16
TSO | - | 8 | 2025 | Winter | Voltage, f | 0 | 1 | 2.0843e-18 | 2.2346e-18 | 1.9134e-18 | 1.6317e-18 | 1.3531e-18 | 1.569e-18 | 3.3073e-18 | 2.7909e-18 | 3.8287e-18 | 3.8236e-18 | 5.1239e-18 | 6.9261e-18 | 5.2186e-18 | 5.3039e-18 | 4.2111e-18 | 3.7708e-18 | 4.633e-18 | 6.1848e-18 | 7.086e-18 | 6.5711e-18 | 6.8327e-18 | 5.5704e-18 | 5.0353e-18 | 3.467e-18
TSO | - | 9 | 2025 | Winter | Voltage, e | 0 | 1 | 3.989e-19 | 3.5002e-19 | 3.282e-19 | 3.2969e-19 | 3.2904e-19 | 4.0171e-19 | 8.7916e-19 | 1.0564e-18 | 1.1345e-18 | 1.0332e-18 | 1.0684e-18 | 1.0166e-18 | 1.0566e-18 | 9.5124e-19 | 9.7307e-19 | 9.369e-19 | 8.529e-19 | 9.9801e-19 | 9.8868e-19 | 9.4768e-19 | 9.0439e-19 | 6.9423e-19 | 5.6117e-19 | 4.2573e-19
TSO | - | 9 | 2025 | Winter | Voltage, f | 0 | 1 | -7.5174e-21 | -6.0037e-21 | -5.2509e-21 | -5.1087e-21 | -5.1219e-21 | -6.4421e-21 | -3.3741e-20 | -2.6959e-20 | -2.7843e-20 | -2.7241e-20 | -3.319e-20 | -4.2891e-20 | -3.0093e-20 | -3.497e-20 | -2.8227e-20 | -2.2696e-20 | -1.9728e-20 | -3.0799e-20 | -2.6304e-20 | -2.4278e-20 | -2.2976e-20 | -1.6236e-20 | -1.293e-20 | -1.0838e-20
TSO | - | 10 | 2025 | Winter | Voltage, e | 0 | 1 | 1.0277e-19 | 8.9198e-20 | 8.4718e-20 | 8.7468e-20 | 8.427e-20 | 9.3784e-20 | 1.6072e-19 | 1.8855e-19 | 2.1037e-19 | 1.6734e-19 | 1.9777e-19 | 1.8144e-19 | 1.7432e-19 | 1.6809e-19 | 1.6033e-19 | 1.4572e-19 | 1.283e-19 | 1.7478e-19 | 1.5641e-19 | 1.5168e-19 | 1.3579e-19 | 1.2395e-19 | 1.1326e-19 | 1.0015e-19
TSO | - | 10 | 2025 | Winter | Voltage, f | 0 | 1 | -1.8976e-21 | -1.4327e-21 | -1.2424e-21 | -1.259e-21 | -1.1696e-21 | -1.4277e-21 | -4.571e-21 | -4.6918e-21 | -5.6414e-21 | -4.7646e-21 | -5.9971e-21 | -6.27e-21 | -5.0805e-21 | -5.4081e-21 | -4.6074e-21 | -3.7521e-21 | -3.2078e-21 | -5.4792e-21 | -4.3113e-21 | -4.0581e-21 | -3.5833e-21 | -3.0341e-21 | -2.6189e-21 | -2.2152e-21
TSO | - | 11 | 2025 | Winter | Voltage, e | 0 | 1 | -2.0223e-16 | -1.8969e-16 | -1.7321e-16 | -1.6686e-16 | -1.3587e-16 | -1.3611e-16 | -1.235e-16 | -2.2836e-16 | -2.7739e-16 | -2.4956e-16 | -2.7437e-16 | -2.5554e-16 | -2.8858e-16 | -2.5777e-16 | -2.3517e-16 | -2.8287e-16 | -3.7265e-16 | -4.5268e-16 | -5.3385e-16 | -5.5628e-16 | -6.4084e-16 | -5.2744e-16 | -4.512e-16 | -3.16e-16
TSO | - | 11 | 2025 | Winter | Voltage, f | 0 | 1 | -6.2973e-19 | -5.8064e-19 | -5.1371e-19 | -4.9051e-19 | -3.6107e-19 | -3.5869e-19 | -2.995e-19 | -7.1297e-19 | -9.0694e-19 | -7.7486e-19 | -9.3785e-19 | -8.6278e-19 | -1.0501e-18 | -8.9081e-19 | -7.862e-19 | -1.031e-18 | -1.5001e-18 | -1.9495e-18 | -2.3498e-18 | -2.4828e-18 | -3.1536e-18 | -2.4629e-18 | -2.0022e-18 | -1.2076e-18
TSO | - | 12 | 2025 | Winter | Voltage, e | 0 | 1 | 3.826e-20 | 2.5361e-20 | 2.1067e-20 | 2.1589e-20 | 1.9166e-20 | 2.5957e-20 | 7.3771e-20 | 9.0537e-20 | 1.1128e-19 | 8.342e-20 | 1.0282e-19 | 9.0763e-20 | 8.3876e-20 | 8.0228e-20 | 7.5072e-20 | 6.5969e-20 | 4.9905e-20 | 8.9307e-20 | 7.6883e-20 | 7.4656e-20 | 6.1397e-20 | 5.1322e-20 | 4.3999e-20 | 3.4394e-20
TSO | - | 12 | 2025 | Winter | Voltage, f | 0 | 1 | -2.5643e-22 | 8.4372e-23 | 1.8198e-22 | 1.6378e-22 | 2.1507e-22 | 6.7829e-23 | -1.3053e-21 | -1.8463e-21 | -2.5428e-21 | -1.7983e-21 | -2.4071e-21 | -2.1391e-21 | -1.843e-21 | -1.7586e-21 | -1.5022e-21 | -1.1829e-21 | -7.1303e-22 | -2.1937e-21 | -1.7503e-21 | -1.6593e-21 | -1.2259e-21 | -8.2056e-22 | -5.3601e-22 | -1.8529e-22
TSO | - | 13 | 2025 | Winter | Voltage, e | 0 | 1 | -2.0223e-16 | -1.8969e-16 | -1.7321e-16 | -1.6686e-16 | -1.3587e-16 | -1.3611e-16 | -1.235e-16 | -2.2835e-16 | -2.7735e-16 | -2.4955e-16 | -2.7437e-16 | -2.5554e-16 | -2.8858e-16 | -2.5777e-16 | -2.3518e-16 | -2.8287e-16 | -3.7265e-16 | -4.527e-16 | -5.3387e-16 | -5.563e-16 | -6.4086e-16 | -5.2744e-16 | -4.512e-16 | -3.16e-16
TSO | - | 13 | 2025 | Winter | Voltage, f | 0 | 1 | -3.0589e-19 | -2.4853e-19 | -2.176e-19 | -2.0154e-19 | -1.8733e-19 | -2.021e-19 | -4.9826e-19 | -5.6736e-19 | -5.8471e-19 | -5.5412e-19 | -5.5113e-19 | -5.04e-19 | -5.5306e-19 | -5.1106e-19 | -5.4906e-19 | -5.7619e-19 | -4.9636e-19 | -5.3868e-19 | -5.5686e-19 | -4.9405e-19 | -5.4339e-19 | -3.7339e-19 | -3.4313e-19 | -3.0222e-19
TSO | - | 14 | 2025 | Winter | Voltage, e | 0 | 1 | -1.5922e-16 | -1.6531e-16 | -1.4741e-16 | -1.3149e-16 | -1.1573e-16 | -1.2869e-16 | -2.1892e-16 | -2.0191e-16 | -2.5958e-16 | -2.5917e-16 | -3.0824e-16 | -3.7711e-16 | -3.0481e-16 | -3.074e-16 | -2.5909e-16 | -2.408e-16 | -2.851e-16 | -3.5694e-16 | -4.0937e-16 | -3.8924e-16 | -3.9355e-16 | -3.3016e-16 | -3.0199e-16 | -2.2835e-16
TSO | - | 14 | 2025 | Winter | Voltage, f | 0 | 1 | 2.0216e-18 | 2.17e-18 | 1.8539e-18 | 1.5778e-18 | 1.306e-18 | 1.5165e-18 | 3.2395e-18 | 2.7202e-18 | 3.7613e-18 | 3.756e-18 | 5.099e-18 | 7.0283e-18 | 5.2027e-18 | 5.293e-18 | 4.1587e-18 | 3.7083e-18 | 4.5892e-18 | 6.217e-18 | 7.1746e-18 | 6.6167e-18 | 6.9048e-18 | 5.565e-18 | 5.0074e-18 | 3.3998e-18
TSO | - | 15 | 2025 | Winter | Voltage, e | 0 | 1 | 5.0261e-20 | 3.7481e-20 | 3.3287e-20 | 3.41e-20 | 3.1628e-20 | 3.8494e-20 | 9.028e-20 | 1.0846e-19 | 1.3142e-19 | 1.0051e-19 | 1.2313e-19 | 1.1057e-19 | 1.0196e-19 | 9.8433e-20 | 9.1976e-20 | 8.1239e-20 | 6.4628e-20 | 1.076e-19 | 9.2858e-20 | 9.0171e-20 | 7.5977e-20 | 6.5217e-20 | 5.7231e-20 | 4.7361e-20
TSO | - | 15 | 2025 | Winter | Voltage, f | 0 | 1 | -3.8547e-22 | -1.4228e-22 | -6.9483e-23 | -7.7755e-23 | -4.1359e-23 | -1.5386e-22 | -1.2887e-21 | -1.6461e-21 | -2.2202e-21 | -1.6924e-21 | -2.1738e-21 | -2.0216e-21 | -1.704e-21 | -1.6858e-21 | -1.4443e-21 | -1.1365e-21 | -7.9906e-22 | -1.9356e-21 | -1.5584e-21 | -1.4707e-21 | -1.1349e-21 | -8.4538e-22 | -6.3693e-22 | -3.9208e-22
TSO | - | 16 | 2025 | Winter | Voltage, e | 0 | 1 | 3.304e-19 | 3.0945e-19 | 2.9954e-19 | 2.9656e-19 | 2.9667e-19 | 3.339e-19 | 4.8091e-19 | 4.8213e-19 | 4.8988e-19 | 4.8501e-19 | 5.0314e-19 | 4.762e-19 | 5.0433e-19 | 4.8065e-19 | 5.1366e-19 | 5.0627e-19 | 4.7178e-19 | 4.8537e-19 | 4.9328e-19 | 4.9608e-19 | 4.8364e-19 | 4.4864e-19 | 4.0538e-19 | 3.4844e-19
TSO | - | 16 | 2025 | Winter | Voltage, f | 0 | 1 | -7.8913e-21 | -6.7862e-21 | -6.0748e-21 | -5.8482e-21 | -5.8829e-21 | -7.1501e-21 | -2.2177e-20 | -1.6888e-20 | -1.6775e-20 | -1.7224e-20 | -1.989e-20 | -2.3871e-20 | -1.8803e-20 | -2.1621e-20 | -1.9103e-20 | -1.636e-20 | -1.4747e-20 | -1.946e-20 | -1.7588e-20 | -1.7088e-20 | -1.6408e-20 | -1.3773e-20 | -1.213e-20 | -1.0914e-20
TSO | - | 17 | 2025 | Winter | Voltage, e | 0 | 1 | 3.311e-19 | 3.0945e-19 | 3.0138e-19 | 2.9855e-19 | 2.9801e-19 | 3.3065e-19 | 4.6278e-19 | 4.6242e-19 | 4.7288e-19 | 4.6456e-19 | 4.8789e-19 | 4.5788e-19 | 4.8182e-19 | 4.6375e-19 | 4.9233e-19 | 4.8404e-19 | 4.4569e-19 | 4.5898e-19 | 4.6552e-19 | 4.6877e-19 | 4.5435e-19 | 4.2774e-19 | 3.9145e-19 | 3.4215e-19
TSO | - | 17 | 2025 | Winter | Voltage, f | 0 | 1 | -7.9161e-21 | -6.7399e-21 | -6.002e-21 | -5.782e-21 | -5.7952e-21 | -7.0724e-21 | -2.1568e-20 | -1.677e-20 | -1.6795e-20 | -1.7032e-20 | -1.9715e-20 | -2.3374e-20 | -1.8519e-20 | -2.124e-20 | -1.8701e-20 | -1.6004e-20 | -1.4261e-20 | -1.8961e-20 | -1.7151e-20 | -1.6676e-20 | -1.5855e-20 | -1.3414e-20 | -1.1901e-20 | -1.0767e-20
TSO | - | 18 | 2025 | Winter | Voltage, e | 0 | 1 | 4.9803e-20 | 3.746e-20 | 3.3319e-20 | 3.4134e-20 | 3.164e-20 | 3.8318e-20 | 8.781e-20 | 1.0393e-19 | 1.2467e-19 | 9.4891e-20 | 1.1656e-19 | 1.0484e-19 | 9.6818e-20 | 9.3452e-20 | 8.7832e-20 | 7.8256e-20 | 6.2123e-20 | 1.0218e-19 | 8.8048e-20 | 8.5785e-20 | 7.2435e-20 | 6.2333e-20 | 5.5317e-20 | 4.598e-20
TSO | - | 18 | 2025 | Winter | Voltage, f | 0 | 1 | -4.3841e-22 | -1.6544e-22 | -8.1064e-23 | -9.099e-23 | -4.7976e-23 | -1.7702e-22 | -1.4145e-21 | -1.7999e-21 | -2.4104e-21 | -1.8148e-21 | -2.3442e-21 | -2.1656e-21 | -1.838e-21 | -1.8049e-21 | -1.5634e-21 | -1.2408e-21 | -8.6358e-22 | -2.0878e-21 | -1.6792e-21 | -1.5898e-21 | -1.2226e-21 | -9.0659e-22 | -6.8987e-22 | -4.2021e-22
TSO | - | 19 | 2025 | Winter | Voltage, e | 0 | 1 | 0 | 0 | 0 | 0 | 0 | 0 | 0 | 0 | 0 | 0 | 0 | 0 | 0 | 0 | 0 | 0 | 0 | 0 | 0 | 0 | 0 | 0 | 0 | 0
TSO | - | 19 | 2025 | Winter | Voltage, f | 0 | 1 | 0 | 0 | 0 | 0 | 0 | 0 | 0 | 0 | 0 | 0 | 0 | 0 | 0 | 0 | 0 | 0 | 0 | 0 | 0 | 0 | 0 | 0 | 0 | 0
TSO | - | 20 | 2025 | Winter | Voltage, e | 0 | 1 | 7.5214e-16 | 3.3027e-16 | 2.8553e-16 | 2.621e-16 | 2.4864e-16 | 2.0306e-16 | 9.9369e-16 | 6.4328e-16 | 6.6259e-16 | 4.1374e-16 | 8.6541e-16 | 8.8019e-16 | 1.0894e-15 | 1.2568e-15 | 1.365e-15 | 1.0554e-15 | 7.3822e-16 | 1.3104e-15 | 1.1833e-15 | 1.1996e-15 | 8.978e-16 | 1.1691e-15 | 1.1874e-15 | 4.1542e-16
TSO | - | 20 | 2025 | Winter | Voltage, f | 0 | 1 | -7.9512e-17 | -3.2897e-17 | -2.68e-17 | -2.4096e-17 | -2.326e-17 | -2.062e-17 | -1.5344e-16 | -9.1762e-17 | -9.1092e-17 | -5.3833e-17 | -1.2212e-16 | -1.4158e-16 | -1.6139e-16 | -1.9837e-16 | -1.9354e-16 | -1.3784e-16 | -9.2018e-17 | -2.0003e-16 | -1.7123e-16 | -1.6802e-16 | -1.2095e-16 | -1.4998e-16 | -1.4965e-16 | -5.0239e-17
TSO | - | 21 | 2025 | Winter | Voltage, e | 0 | 1 | 2.3298e-15 | 9.0023e-16 | 6.9659e-16 | 6.4351e-16 | 4.8329e-16 | 5.2575e-16 | 5.2565e-15 | 6.9368e-15 | 1.1014e-14 | 8.937e-15 | 1.2114e-14 | 1.0003e-14 | 1.0269e-14 | 9.8186e-15 | 9.449e-15 | 8.3716e-15 | 6.2638e-15 | 1.2284e-14 | 9.8658e-15 | 1.029e-14 | 7.4838e-15 | 6.6004e-15 | 5.4862e-15 | 1.8034e-15
TSO | - | 21 | 2025 | Winter | Voltage, f | 0 | 1 | -2.8256e-16 | -1.0181e-16 | -7.3332e-17 | -6.6395e-17 | -4.9368e-17 | -5.9902e-17 | -9.5665e-16 | -1.2479e-15 | -1.9849e-15 | -1.5631e-15 | -2.1913e-15 | -2.0136e-15 | -1.9241e-15 | -1.9186e-15 | -1.6455e-15 | -1.3586e-15 | -9.8932e-16 | -2.3798e-15 | -1.7959e-15 | -1.8195e-15 | -1.2755e-15 | -1.0397e-15 | -8.2681e-16 | -2.5734e-16
TSO | - | 26 | 2025 | Winter | Voltage, e | 0 | 1 | 5.2405e-20 | 4.1094e-20 | 3.7438e-20 | 3.8231e-20 | 3.6072e-20 | 4.2064e-20 | 8.6827e-20 | 1.0024e-19 | 1.1707e-19 | 9.0695e-20 | 1.0971e-19 | 9.9174e-20 | 9.2565e-20 | 8.9618e-20 | 8.5292e-20 | 7.7194e-20 | 6.2389e-20 | 9.7637e-20 | 8.5037e-20 | 8.3251e-20 | 7.126e-20 | 6.2403e-20 | 5.6273e-20 | 4.8094e-20
TSO | - | 26 | 2025 | Winter | Voltage, f | 0 | 1 | -6.452e-22 | -3.0937e-22 | -2.0514e-22 | -2.1507e-22 | -1.6544e-22 | -3.2756e-22 | -1.8777e-21 | -2.2797e-21 | -2.9199e-21 | -2.2086e-21 | -2.8223e-21 | -2.6503e-21 | -2.2599e-21 | -2.2384e-21 | -1.9571e-21 | -1.5948e-21 | -1.1316e-21 | -2.5494e-21 | -2.0746e-21 | -1.9737e-21 | -1.5501e-21 | -1.1779e-21 | -9.3471e-22 | -6.2204e-22
TSO | - | 29 | 2025 | Winter | Voltage, e | 0 | 1 | 0 | 0 | 0 | 0 | 0 | 0 | 0 | 0 | 0 | 0 | 0 | 0 | 0 | 0 | 0 | 0 | 0 | 0 | 0 | 0 | 0 | 0 | 0 | 0
TSO | - | 29 | 2025 | Winter | Voltage, f | 0 | 1 | 0 | 0 | 0 | 0 | 0 | 0 | 0 | 0 | 0 | 0 | 0 | 0 | 0 | 0 | 0 | 0 | 0 | 0 | 0 | 0 | 0 | 0 | 0 | 0
TSO | - | 30 | 2025 | Winter | Voltage, e | 0 | 1 | 3.5447e-15 | 3.2808e-15 | 3.1395e-15 | 3.1055e-15 | 3.0256e-15 | 3.2999e-15 | 6.049e-15 | 7.5758e-15 | 8.0358e-15 | 7.77e-15 | 7.2169e-15 | 8.1133e-15 | 8.0961e-15 | 8.2548e-15 | 7.3738e-15 | 6.8058e-15 | 6.5283e-15 | 7.959e-15 | 7.1829e-15 | 6.3581e-15 | 6.6538e-15 | 5.4584e-15 | 4.5714e-15 | 4.2218e-15
TSO | - | 30 | 2025 | Winter | Voltage, f | 0 | 1 | -3.9048e-16 | -3.3634e-16 | -3.0551e-16 | -2.9766e-16 | -2.8843e-16 | -3.4273e-16 | -9.8379e-16 | -1.1652e-15 | -1.2414e-15 | -1.1887e-15 | -1.1367e-15 | -1.438e-15 | -1.2904e-15 | -1.4046e-15 | -1.1444e-15 | -9.9173e-16 | -9.3034e-16 | -1.3032e-15 | -1.1092e-15 | -9.4669e-16 | -9.8252e-16 | -7.4117e-16 | -5.9166e-16 | -5.3697e-16
TSO | - | 34 | 2025 | Winter | Voltage, e | 0 | 1 | 3.369e-19 | 3.1272e-19 | 3.0658e-19 | 3.0518e-19 | 3.0304e-19 | 3.2777e-19 | 4.4272e-19 | 4.4621e-19 | 4.6473e-19 | 4.4887e-19 | 4.7785e-19 | 4.4303e-19 | 4.5768e-19 | 4.4897e-19 | 4.699e-19 | 4.6012e-19 | 4.1556e-19 | 4.3375e-19 | 4.3474e-19 | 4.401e-19 | 4.2182e-19 | 4.0198e-19 | 3.7315e-19 | 3.3672e-19
TSO | - | 34 | 2025 | Winter | Voltage, f | 0 | 1 | -7.4744e-21 | -6.1625e-21 | -5.3767e-21 | -5.1848e-21 | -5.15e-21 | -6.4288e-21 | -2.0144e-20 | -1.6441e-20 | -1.6827e-20 | -1.6583e-20 | -1.9248e-20 | -2.2537e-20 | -1.7844e-20 | -2.0458e-20 | -1.771e-20 | -1.502e-20 | -1.3051e-20 | -1.8018e-20 | -1.6171e-20 | -1.5702e-20 | -1.461e-20 | -1.235e-20 | -1.1006e-20 | -1.0025e-20
TSO | - | 35 | 2025 | Winter | Voltage, e | 0 | 1 | 2.2299e-19 | 2.1105e-19 | 2.0876e-19 | 2.0827e-19 | 2.0649e-19 | 2.146e-19 | 2.5684e-19 | 2.6006e-19 | 2.6741e-19 | 2.6096e-19 | 2.7447e-19 | 2.5933e-19 | 2.6522e-19 | 2.6397e-19 | 2.7195e-19 | 2.6691e-19 | 2.4585e-19 | 2.5266e-19 | 2.53e-19 | 2.5445e-19 | 2.4541e-19 | 2.4104e-19 | 2.3061e-19 | 2.1892e-19
TSO | - | 35 | 2025 | Winter | Voltage, f | 0 | 1 | -5.509e-21 | -4.6554e-21 | -4.0979e-21 | -3.9622e-21 | -3.9324e-21 | -4.7861e-21 | -1.2462e-20 | -1.0863e-20 | -1.1e-20 | -1.0864e-20 | -1.2155e-20 | -1.41e-20 | -1.1551e-20 | -1.3005e-20 | -1.1278e-20 | -9.7591e-21 | -8.6904e-21 | -1.1638e-20 | -1.0566e-20 | -1.0211e-20 | -9.5225e-21 | -8.3314e-21 | -7.6134e-21 | -7.1055e-21
TSO | - | 36 | 2025 | Winter | Voltage, e | 0 | 1 | 1.809e-19 | 1.7309e-19 | 1.713e-19 | 1.7094e-19 | 1.6908e-19 | 1.735e-19 | 2.0015e-19 | 2.0102e-19 | 2.0596e-19 | 1.9968e-19 | 2.095e-19 | 1.9915e-19 | 2.0175e-19 | 2.0175e-19 | 2.0736e-19 | 2.0464e-19 | 1.896e-19 | 1.9625e-19 | 1.954e-19 | 1.9616e-19 | 1.9033e-19 | 1.8793e-19 | 1.827e-19 | 1.7631e-19
TSO | - | 36 | 2025 | Winter | Voltage, f | 0 | 1 | -4.3444e-21 | -3.7091e-21 | -3.2475e-21 | -3.1383e-21 | -3.1152e-21 | -3.7918e-21 | -9.4332e-21 | -8.3214e-21 | -8.3694e-21 | -8.1295e-21 | -9.094e-21 | -1.05e-20 | -8.6457e-21 | -9.6764e-21 | -8.4356e-21 | -7.3652e-21 | -6.5695e-21 | -8.9154e-21 | -8.0898e-21 | -7.8003e-21 | -7.2808e-21 | -6.4007e-21 | -5.9458e-21 | -5.5587e-21
TSO | - | 42 | 2025 | Winter | Voltage, e | 0 | 1 | 5.3825e-20 | 4.5346e-20 | 4.3306e-20 | 4.3733e-20 | 4.1682e-20 | 4.2529e-20 | 7.3138e-20 | 8.2263e-20 | 9.6011e-20 | 7.8883e-20 | 9.4921e-20 | 8.4889e-20 | 8.0514e-20 | 7.8451e-20 | 7.6759e-20 | 7.258e-20 | 6.0134e-20 | 8.4596e-20 | 7.6562e-20 | 7.4651e-20 | 6.5106e-20 | 5.9026e-20 | 5.4242e-20 | 4.8819e-20
TSO | - | 42 | 2025 | Winter | Voltage, f | 0 | 1 | -1.0158e-21 | -6.27e-22 | -5.1285e-22 | -5.1451e-22 | -4.4337e-22 | -5.8399e-22 | -2.4964e-21 | -2.9315e-21 | -3.5618e-21 | -2.7049e-21 | -3.5188e-21 | -3.3038e-21 | -2.8306e-21 | -2.819e-21 | -2.5212e-21 | -2.1623e-21 | -1.5898e-21 | -3.2359e-21 | -2.7049e-21 | -2.561e-21 | -2.0415e-21 | -1.6113e-21 | -1.3301e-21 | -9.8434e-22
TSO | - | 55 | 2025 | Winter | Voltage, e | 0 | 1 | 8.422e-20 | 7.5758e-20 | 7.3394e-20 | 7.3948e-20 | 7.2216e-20 | 7.5712e-20 | 1.0699e-19 | 1.1404e-19 | 1.2472e-19 | 1.0779e-19 | 1.2045e-19 | 1.1162e-19 | 1.087e-19 | 1.0655e-19 | 1.0611e-19 | 1.0108e-19 | 8.8975e-20 | 1.1111e-19 | 1.035e-19 | 1.0297e-19 | 9.4586e-20 | 8.8814e-20 | 8.4707e-20 | 7.9171e-20
TSO | - | 55 | 2025 | Winter | Voltage, f | 0 | 1 | -2.106e-21 | -1.6511e-21 | -1.4575e-21 | -1.4343e-21 | -1.3764e-21 | -1.6825e-21 | -4.341e-21 | -4.4932e-21 | -5.0259e-21 | -4.2616e-21 | -5.0276e-21 | -5.1583e-21 | -4.442e-21 | -4.614e-21 | -4.1227e-21 | -3.585e-21 | -2.9779e-21 | -4.7844e-21 | -4.1756e-21 | -4.0267e-21 | -3.5304e-21 | -3.006e-21 | -2.7065e-21 | -2.3376e-21
TSO | - | 68 | 2025 | Winter | Voltage, e | 0 | 1 | 8.4553e-20 | 7.9088e-20 | 7.9214e-20 | 7.9257e-20 | 7.7512e-20 | 7.0041e-20 | 8.6773e-20 | 9.056e-20 | 1.0301e-19 | 9.636e-20 | 1.0799e-19 | 9.9376e-20 | 9.7538e-20 | 9.6391e-20 | 9.7953e-20 | 9.677e-20 | 8.697e-20 | 1.0059e-19 | 9.6611e-20 | 9.5271e-20 | 8.9206e-20 | 8.5494e-20 | 8.2169e-20 | 7.952e-20
TSO | - | 68 | 2025 | Winter | Voltage, f | 0 | 1 | -2.4832e-21 | -2.058e-21 | -1.886e-21 | -1.8578e-21 | -1.7851e-21 | -2.0911e-21 | -4.4089e-21 | -4.4602e-21 | -4.9647e-21 | -4.3526e-21 | -5.16e-21 | -5.2543e-21 | -4.5594e-21 | -4.7497e-21 | -4.3642e-21 | -3.9192e-21 | -3.3567e-21 | -5.021e-21 | -4.4866e-21 | -4.308e-21 | -3.8596e-21 | -3.3484e-21 | -3.1003e-21 | -2.7843e-21
TSO | - | 72 | 2025 | Winter | Voltage, e | 0 | 1 | 3.9405e-20 | 2.67e-20 | 2.2489e-20 | 2.3012e-20 | 2.0544e-20 | 2.7231e-20 | 7.5384e-20 | 9.2391e-20 | 1.1339e-19 | 8.5195e-20 | 1.05e-19 | 9.2978e-20 | 8.6071e-20 | 8.22e-20 | 7.6913e-20 | 6.7625e-20 | 5.155e-20 | 9.1635e-20 | 7.8974e-20 | 7.6729e-20 | 6.3236e-20 | 5.291e-20 | 4.5487e-20 | 3.59e-20
TSO | - | 72 | 2025 | Winter | Voltage, f | 0 | 1 | -2.4485e-22 | 4.3013e-23 | 1.2408e-22 | 1.1084e-22 | 1.5551e-22 | 3.3087e-23 | -1.216e-21 | -1.6908e-21 | -2.3244e-21 | -1.6643e-21 | -2.1953e-21 | -1.9621e-21 | -1.6792e-21 | -1.613e-21 | -1.3764e-21 | -1.0704e-21 | -6.5513e-22 | -1.9819e-21 | -1.5783e-21 | -1.4939e-21 | -1.0952e-21 | -7.395e-22 | -4.93e-22 | -1.9687e-22
TSO | - | 103 | 2025 | Winter | Voltage, e | 0 | 1 | 4.9052e-20 | 3.716e-20 | 3.3071e-20 | 3.3888e-20 | 3.139e-20 | 3.7862e-20 | 8.5087e-20 | 9.9262e-20 | 1.1794e-19 | 8.9273e-20 | 1.1011e-19 | 9.9162e-20 | 9.1705e-20 | 8.847e-20 | 8.3616e-20 | 7.513e-20 | 5.9473e-20 | 9.6803e-20 | 8.3244e-20 | 8.1376e-20 | 6.8823e-20 | 5.9263e-20 | 5.3168e-20 | 4.4347e-20
TSO | - | 103 | 2025 | Winter | Voltage, f | 0 | 1 | -4.7811e-22 | -1.8033e-22 | -8.7681e-23 | -9.9262e-23 | -4.9631e-23 | -1.9191e-22 | -1.5104e-21 | -1.9141e-21 | -2.5477e-21 | -1.8876e-21 | -2.4584e-21 | -2.2582e-21 | -1.924e-21 | -1.8777e-21 | -1.6395e-21 | -1.3136e-21 | -8.9832e-22 | -2.1887e-21 | -1.7553e-21 | -1.6676e-21 | -1.2722e-21 | -9.3802e-22 | -7.1965e-22 | -4.3013e-22
TSO | - | 1 | 2025 | Winter | Voltage, e | 0 | 2 | 0 | 0 | 0 | 0 | 0 | 0 | 0 | 0 | 0 | 0 | 0 | 0 | 0 | 0 | 0 | 0 | 0 | 0 | 0 | 0 | 0 | 0 | 0 | 0
TSO | - | 1 | 2025 | Winter | Voltage, f | 0 | 2 | 0 | 0 | 0 | 0 | 0 | 0 | 0 | 0 | 0 | 0 | 0 | 0 | 0 | 0 | 0 | 0 | 0 | 0 | 0 | 0 | 0 | 0 | 0 | 0
TSO | - | 2 | 2025 | Winter | Voltage, e | 0 | 2 | -3.3931e-15 | -3.6164e-15 | -3.2632e-15 | -3.1322e-15 | -3.1127e-15 | -3.4062e-15 | -3.4181e-15 | -2.7152e-15 | -1.6202e-15 | -3.6495e-15 | -2.2055e-15 | -3.6868e-15 | -3.3503e-15 | -4.0754e-15 | -3.5156e-15 | -3.6779e-15 | -5.4677e-15 | -3.7864e-15 | -4.6736e-15 | -4.4932e-15 | -5.5945e-15 | -5.1213e-15 | -4.9366e-15 | -4.7721e-15
TSO | - | 2 | 2025 | Winter | Voltage, f | 0 | 2 | 4.8209e-16 | 4.7931e-16 | 4.0234e-16 | 3.7915e-16 | 3.7341e-16 | 4.5455e-16 | 6.5479e-16 | 5.2021e-16 | 3.1932e-16 | 7.2126e-16 | 4.3959e-16 | 7.9396e-16 | 6.7287e-16 | 8.5162e-16 | 6.7291e-16 | 6.6496e-16 | 9.84e-16 | 8.0294e-16 | 9.4895e-16 | 8.8584e-16 | 1.0842e-15 | 9.1602e-16 | 8.4734e-16 | 7.789e-16
TSO | - | 3 | 2025 | Winter | Voltage, e | 0 | 2 | 3.1855e-19 | 2.9129e-19 | 2.8393e-19 | 2.8287e-19 | 2.8229e-19 | 3.1769e-19 | 4.5905e-19 | 4.8145e-19 | 5.0191e-19 | 4.8372e-19 | 5.0553e-19 | 4.7591e-19 | 4.9369e-19 | 4.8053e-19 | 4.9461e-19 | 4.8513e-19 | 4.4727e-19 | 4.6331e-19 | 4.6543e-19 | 4.6539e-19 | 4.5189e-19 | 4.148e-19 | 3.7299e-19 | 3.2397e-19
TSO | - | 3 | 2025 | Winter | Voltage, f | 0 | 2 | -7.2875e-21 | -5.9987e-21 | -5.3055e-21 | -5.1649e-21 | -5.1451e-21 | -6.3197e-21 | -2.0607e-20 | -1.6646e-20 | -1.7151e-20 | -1.7156e-20 | -1.9741e-20 | -2.3811e-20 | -1.8479e-20 | -2.1409e-20 | -1.816e-20 | -1.5323e-20 | -1.3567e-20 | -1.8271e-20 | -1.6363e-20 | -1.5796e-20 | -1.5025e-20 | -1.2406e-20 | -1.0773e-20 | -9.7806e-21
TSO | - | 4 | 2025 | Winter | Voltage, e | 0 | 2 | 4.8508e-20 | 3.65e-20 | 3.2465e-20 | 3.3284e-20 | 3.0756e-20 | 3.7276e-20 | 8.5262e-20 | 1.0034e-19 | 1.1968e-19 | 9.0846e-20 | 1.1167e-19 | 1.0055e-19 | 9.2896e-20 | 8.9647e-20 | 8.453e-20 | 7.5507e-20 | 5.9729e-20 | 9.7586e-20 | 8.404e-20 | 8.199e-20 | 6.9285e-20 | 5.9666e-20 | 5.3165e-20 | 4.4276e-20
TSO | - | 4 | 2025 | Winter | Voltage, f | 0 | 2 | -4.6488e-22 | -1.6709e-22 | -7.4446e-23 | -8.7681e-23 | -3.805e-23 | -1.7867e-22 | -1.5038e-21 | -1.9124e-21 | -2.5477e-21 | -1.9025e-21 | -2.4633e-21 | -2.2648e-21 | -1.929e-21 | -1.8876e-21 | -1.6444e-21 | -1.3103e-21 | -8.9832e-22 | -2.1887e-21 | -1.7586e-21 | -1.6676e-21 | -1.2755e-21 | -9.4133e-22 | -7.1468e-22 | -4.2683e-22
TSO | - | 5 | 2025 | Winter | Voltage, e | 0 | 2 | 8.5683e-20 | 8.0104e-20 | 8.0122e-20 | 8.0276e-20 | 7.8476e-20 | 7.0975e-20 | 8.8012e-20 | 9.1928e-20 | 1.0451e-19 | 9.7857e-20 | 1.097e-19 | 1.0092e-19 | 9.9119e-20 | 9.796e-20 | 9.9397e-20 | 9.8087e-20 | 8.8096e-20 | 1.0196e-19 | 9.7836e-20 | 9.6616e-20 | 9.0356e-20 | 8.6588e-20 | 8.3185e-20 | 8.0516e-20
TSO | - | 5 | 2025 | Winter | Voltage, f | 0 | 2 | -2.4915e-21 | -2.063e-21 | -1.886e-21 | -1.8595e-21 | -1.7867e-21 | -2.1077e-21 | -4.4486e-21 | -4.5032e-21 | -5.0044e-21 | -4.389e-21 | -5.2013e-21 | -5.3039e-21 | -4.6041e-21 | -4.7993e-21 | -4.3956e-21 | -3.9423e-21 | -3.3749e-21 | -5.0524e-21 | -4.5148e-21 | -4.3377e-21 | -3.8828e-21 | -3.3716e-21 | -3.1168e-21 | -2.7975e-21
TSO | - | 7 | 2025 | Winter | Voltage, e | 0 | 2 | 7.4277e-19 | 5.9138e-19 | 5.2725e-19 | 5.3519e-19 | 5.3447e-19 | 7.4136e-19 | 4.5774e-13 | 8.7888e-13 | 7.5752e-13 | 6.2711e-13 | 7.7427e-13 | 7.6683e-13 | 9.1725e-13 | 7.9243e-13 | 7.6114e-13 | 5.4429e-13 | 1.792e-17 | 6.9074e-13 | 1.8609e-13 | 1.2508e-17 | 3.3531e-14 | 2.6489e-18 | 1.5373e-18 | 8.4309e-19
TSO | - | 7 | 2025 | Winter | Voltage, f | 0 | 2 | -1.0781e-20 | -7.6713e-21 | -6.4057e-21 | -6.1278e-21 | -6.136e-21 | -8.8442e-21 | -2.6812e-14 | -3.3488e-14 | -2.8055e-14 | -2.4817e-14 | -3.6099e-14 | -4.7958e-14 | -3.9213e-14 | -4.413e-14 | -3.351e-14 | -1.9956e-14 | -4.9168e-19 | -3.2277e-14 | -7.5471e-15 | -3.7011e-19 | -1.3364e-15 | -5.5931e-20 | -2.9363e-20 | -1.7862e-20
TSO | - | 8 | 2025 | Winter | Voltage, e | 0 | 2 | -1.5739e-16 | -1.6321e-16 | -1.4587e-16 | -1.3037e-16 | -1.1497e-16 | -1.2765e-16 | -2.1428e-16 | -1.9861e-16 | -2.5333e-16 | -2.5295e-16 | -2.9696e-16 | -3.5629e-16 | -2.9313e-16 | -2.9533e-16 | -2.5153e-16 | -2.3475e-16 | -2.7594e-16 | -3.4044e-16 | -3.8763e-16 | -3.7061e-16 | -3.7338e-16 | -3.1686e-16 | -2.9115e-16 | -2.2326e-16
TSO | - | 8 | 2025 | Winter | Voltage, f | 0 | 2 | 2.0843e-18 | 2.2347e-18 | 1.9134e-18 | 1.6317e-18 | 1.3531e-18 | 1.569e-18 | 3.3074e-18 | 2.7908e-18 | 3.8287e-18 | 3.8236e-18 | 5.1238e-18 | 6.9259e-18 | 5.2186e-18 | 5.304e-18 | 4.2111e-18 | 3.7708e-18 | 4.6329e-18 | 6.1849e-18 | 7.0858e-18 | 6.5712e-18 | 6.8327e-18 | 5.5705e-18 | 5.0354e-18 | 3.4671e-18
TSO | - | 9 | 2025 | Winter | Voltage, e | 0 | 2 | 3.989e-19 | 3.5002e-19 | 3.282e-19 | 3.2969e-19 | 3.2904e-19 | 4.0171e-19 | 8.7916e-19 | 1.0564e-18 | 1.1345e-18 | 1.0332e-18 | 1.0684e-18 | 1.0166e-18 | 1.0566e-18 | 9.5124e-19 | 9.7307e-19 | 9.369e-19 | 8.529e-19 | 9.9801e-19 | 9.8868e-19 | 9.4768e-19 | 9.0439e-19 | 6.9423e-19 | 5.6117e-19 | 4.2573e-19
TSO | - | 9 | 2025 | Winter | Voltage, f | 0 | 2 | -7.5174e-21 | -6.0037e-21 | -5.2509e-21 | -5.1087e-21 | -5.1219e-21 | -6.4437e-21 | -3.3741e-20 | -2.6959e-20 | -2.7843e-20 | -2.7241e-20 | -3.319e-20 | -4.2891e-20 | -3.0093e-20 | -3.497e-20 | -2.8227e-20 | -2.2696e-20 | -1.9728e-20 | -3.0801e-20 | -2.6304e-20 | -2.4278e-20 | -2.2976e-20 | -1.6236e-20 | -1.293e-20 | -1.0838e-20
TSO | - | 10 | 2025 | Winter | Voltage, e | 0 | 2 | 1.0277e-19 | 8.9198e-20 | 8.4718e-20 | 8.7468e-20 | 8.427e-20 | 9.3784e-20 | 1.6072e-19 | 1.8855e-19 | 2.1037e-19 | 1.6734e-19 | 1.9777e-19 | 1.8144e-19 | 1.7432e-19 | 1.6809e-19 | 1.6033e-19 | 1.4572e-19 | 1.283e-19 | 1.7478e-19 | 1.5641e-19 | 1.5168e-19 | 1.3579e-19 | 1.2395e-19 | 1.1326e-19 | 1.0015e-19
TSO | - | 10 | 2025 | Winter | Voltage, f | 0 | 2 | -1.8976e-21 | -1.4327e-21 | -1.2424e-21 | -1.259e-21 | -1.1696e-21 | -1.4277e-21 | -4.571e-21 | -4.6918e-21 | -5.6414e-21 | -4.7646e-21 | -5.9971e-21 | -6.27e-21 | -5.0805e-21 | -5.4081e-21 | -4.6074e-21 | -3.7521e-21 | -3.2078e-21 | -5.4792e-21 | -4.3113e-21 | -4.0581e-21 | -3.5833e-21 | -3.0341e-21 | -2.6205e-21 | -2.2152e-21
TSO | - | 11 | 2025 | Winter | Voltage, e | 0 | 2 | -2.0222e-16 | -1.8969e-16 | -1.7321e-16 | -1.6686e-16 | -1.3587e-16 | -1.3611e-16 | -1.235e-16 | -2.2836e-16 | -2.7739e-16 | -2.4955e-16 | -2.7437e-16 | -2.5554e-16 | -2.8858e-16 | -2.5778e-16 | -2.3517e-16 | -2.8287e-16 | -3.7264e-16 | -4.5268e-16 | -5.3384e-16 | -5.5628e-16 | -6.4085e-16 | -5.2744e-16 | -4.512e-16 | -3.16e-16
TSO | - | 11 | 2025 | Winter | Voltage, f | 0 | 2 | -6.2971e-19 | -5.8066e-19 | -5.1371e-19 | -4.905e-19 | -3.6109e-19 | -3.5869e-19 | -2.9951e-19 | -7.1297e-19 | -9.0694e-19 | -7.7483e-19 | -9.3782e-19 | -8.6275e-19 | -1.0502e-18 | -8.9083e-19 | -7.8621e-19 | -1.031e-18 | -1.5001e-18 | -1.9495e-18 | -2.3497e-18 | -2.4829e-18 | -3.1537e-18 | -2.463e-18 | -2.0022e-18 | -1.2077e-18
TSO | - | 12 | 2025 | Winter | Voltage, e | 0 | 2 | 3.826e-20 | 2.5361e-20 | 2.1067e-20 | 2.1589e-20 | 1.9166e-20 | 2.5957e-20 | 7.3773e-20 | 9.0537e-20 | 1.1128e-19 | 8.342e-20 | 1.0282e-19 | 9.0763e-20 | 8.3876e-20 | 8.023e-20 | 7.5072e-20 | 6.5969e-20 | 4.9905e-20 | 8.9307e-20 | 7.6883e-20 | 7.4656e-20 | 6.1397e-20 | 5.1322e-20 | 4.3999e-20 | 3.4394e-20
TSO | - | 12 | 2025 | Winter | Voltage, f | 0 | 2 | -2.5643e-22 | 8.4372e-23 | 1.8198e-22 | 1.6544e-22 | 2.1507e-22 | 6.7829e-23 | -1.3053e-21 | -1.8463e-21 | -2.5428e-21 | -1.7983e-21 | -2.4071e-21 | -2.1391e-21 | -1.843e-21 | -1.7586e-21 | -1.5022e-21 | -1.1829e-21 | -7.1303e-22 | -2.1937e-21 | -1.7503e-21 | -1.6593e-21 | -1.2259e-21 | -8.2056e-22 | -5.3601e-22 | -1.8529e-22
TSO | - | 13 | 2025 | Winter | Voltage, e | 0 | 2 | -2.0222e-16 | -1.897e-16 | -1.7321e-16 | -1.6686e-16 | -1.3587e-16 | -1.3611e-16 | -1.235e-16 | -2.2835e-16 | -2.7735e-16 | -2.4955e-16 | -2.7436e-16 | -2.5554e-16 | -2.8858e-16 | -2.5778e-16 | -2.3518e-16 | -2.8287e-16 | -3.7264e-16 | -4.527e-16 | -5.3386e-16 | -5.563e-16 | -6.4086e-16 | -5.2745e-16 | -4.5121e-16 | -3.16e-16
TSO | - | 13 | 2025 | Winter | Voltage, f | 0 | 2 | -3.0589e-19 | -2.4853e-19 | -2.176e-19 | -2.0154e-19 | -1.8733e-19 | -2.021e-19 | -4.9826e-19 | -5.6736e-19 | -5.8471e-19 | -5.5412e-19 | -5.5113e-19 | -5.04e-19 | -5.5306e-19 | -5.1106e-19 | -5.4906e-19 | -5.7619e-19 | -4.9636e-19 | -5.3868e-19 | -5.5686e-19 | -4.9405e-19 | -5.4339e-19 | -3.7339e-19 | -3.4313e-19 | -3.0222e-19
TSO | - | 14 | 2025 | Winter | Voltage, e | 0 | 2 | -1.5922e-16 | -1.6532e-16 | -1.4741e-16 | -1.3149e-16 | -1.1573e-16 | -1.2869e-16 | -2.1892e-16 | -2.0191e-16 | -2.5958e-16 | -2.5917e-16 | -3.0823e-16 | -3.7711e-16 | -3.0482e-16 | -3.074e-16 | -2.5909e-16 | -2.408e-16 | -2.851e-16 | -3.5694e-16 | -4.0937e-16 | -3.8924e-16 | -3.9356e-16 | -3.3017e-16 | -3.02e-16 | -2.2835e-16
TSO | - | 14 | 2025 | Winter | Voltage, f | 0 | 2 | 2.0215e-18 | 2.1701e-18 | 1.8538e-18 | 1.5778e-18 | 1.306e-18 | 1.5165e-18 | 3.2396e-18 | 2.7201e-18 | 3.7613e-18 | 3.7559e-18 | 5.0989e-18 | 7.0282e-18 | 5.2028e-18 | 5.2931e-18 | 4.1587e-18 | 3.7083e-18 | 4.5892e-18 | 6.2171e-18 | 7.1745e-18 | 6.6167e-18 | 6.9048e-18 | 5.565e-18 | 5.0074e-18 | 3.3999e-18
TSO | - | 15 | 2025 | Winter | Voltage, e | 0 | 2 | 5.0261e-20 | 3.7481e-20 | 3.3287e-20 | 3.41e-20 | 3.1628e-20 | 3.8494e-20 | 9.028e-20 | 1.0846e-19 | 1.3142e-19 | 1.0051e-19 | 1.2313e-19 | 1.1057e-19 | 1.0196e-19 | 9.8433e-20 | 9.1976e-20 | 8.1239e-20 | 6.4628e-20 | 1.076e-19 | 9.2858e-20 | 9.0171e-20 | 7.5977e-20 | 6.5217e-20 | 5.7231e-20 | 4.7361e-20
TSO | - | 15 | 2025 | Winter | Voltage, f | 0 | 2 | -3.8547e-22 | -1.4228e-22 | -6.9483e-23 | -7.7755e-23 | -4.1359e-23 | -1.5386e-22 | -1.2887e-21 | -1.6461e-21 | -2.2202e-21 | -1.6924e-21 | -2.1738e-21 | -2.0216e-21 | -1.704e-21 | -1.6858e-21 | -1.4443e-21 | -1.1365e-21 | -7.9906e-22 | -1.9356e-21 | -1.5584e-21 | -1.4691e-21 | -1.1349e-21 | -8.4538e-22 | -6.3693e-22 | -3.9208e-22
TSO | - | 16 | 2025 | Winter | Voltage, e | 0 | 2 | 3.304e-19 | 3.0945e-19 | 2.9954e-19 | 2.9656e-19 | 2.9667e-19 | 3.339e-19 | 4.8091e-19 | 4.8213e-19 | 4.8988e-19 | 4.8501e-19 | 5.0314e-19 | 4.762e-19 | 5.0433e-19 | 4.8065e-19 | 5.1366e-19 | 5.0628e-19 | 4.7178e-19 | 4.8537e-19 | 4.9328e-19 | 4.9608e-19 | 4.8364e-19 | 4.4864e-19 | 4.0538e-19 | 3.4844e-19
TSO | - | 16 | 2025 | Winter | Voltage, f | 0 | 2 | -7.8913e-21 | -6.7862e-21 | -6.0748e-21 | -5.8482e-21 | -5.8829e-21 | -7.1501e-21 | -2.2177e-20 | -1.6888e-20 | -1.6775e-20 | -1.7224e-20 | -1.989e-20 | -2.3871e-20 | -1.8803e-20 | -2.1621e-20 | -1.9103e-20 | -1.636e-20 | -1.4747e-20 | -1.9462e-20 | -1.7588e-20 | -1.7088e-20 | -1.6408e-20 | -1.3773e-20 | -1.213e-20 | -1.0914e-20
TSO | - | 17 | 2025 | Winter | Voltage, e | 0 | 2 | 3.311e-19 | 3.0945e-19 | 3.0138e-19 | 2.9855e-19 | 2.9801e-19 | 3.3065e-19 | 4.6278e-19 | 4.6242e-19 | 4.7288e-19 | 4.6456e-19 | 4.8789e-19 | 4.5788e-19 | 4.8182e-19 | 4.6375e-19 | 4.9233e-19 | 4.8404e-19 | 4.4569e-19 | 4.5897e-19 | 4.6552e-19 | 4.6877e-19 | 4.5435e-19 | 4.2774e-19 | 3.9145e-19 | 3.4215e-19
TSO | - | 17 | 2025 | Winter | Voltage, f | 0 | 2 | -7.9161e-21 | -6.7399e-21 | -6.002e-21 | -5.782e-21 | -5.7952e-21 | -7.0724e-21 | -2.1568e-20 | -1.677e-20 | -1.6795e-20 | -1.7032e-20 | -1.9715e-20 | -2.3374e-20 | -1.8519e-20 | -2.124e-20 | -1.8701e-20 | -1.6004e-20 | -1.4261e-20 | -1.8961e-20 | -1.7151e-20 | -1.6676e-20 | -1.5855e-20 | -1.3414e-20 | -1.1901e-20 | -1.0767e-20
TSO | - | 18 | 2025 | Winter | Voltage, e | 0 | 2 | 4.9803e-20 | 3.746e-20 | 3.3319e-20 | 3.4134e-20 | 3.164e-20 | 3.8318e-20 | 8.781e-20 | 1.0393e-19 | 1.2467e-19 | 9.4891e-20 | 1.1656e-19 | 1.0484e-19 | 9.6818e-20 | 9.3452e-20 | 8.7832e-20 | 7.8256e-20 | 6.2123e-20 | 1.0219e-19 | 8.8048e-20 | 8.5785e-20 | 7.2435e-20 | 6.2333e-20 | 5.5317e-20 | 4.598e-20
TSO | - | 18 | 2025 | Winter | Voltage, f | 0 | 2 | -4.3841e-22 | -1.6544e-22 | -8.1064e-23 | -9.099e-23 | -4.7976e-23 | -1.7702e-22 | -1.4145e-21 | -1.7999e-21 | -2.4104e-21 | -1.8148e-21 | -2.3442e-21 | -2.1656e-21 | -1.838e-21 | -1.8049e-21 | -1.5634e-21 | -1.2408e-21 | -8.6358e-22 | -2.0878e-21 | -1.6792e-21 | -1.5898e-21 | -1.2226e-21 | -9.0659e-22 | -6.8987e-22 | -4.2021e-22
TSO | - | 19 | 2025 | Winter | Voltage, e | 0 | 2 | 0 | 0 | 0 | 0 | 0 | 0 | 0 | 0 | 0 | 0 | 0 | 0 | 0 | 0 | 0 | 0 | 0 | 0 | 0 | 0 | 0 | 0 | 0 | 0
TSO | - | 19 | 2025 | Winter | Voltage, f | 0 | 2 | 0 | 0 | 0 | 0 | 0 | 0 | 0 | 0 | 0 | 0 | 0 | 0 | 0 | 0 | 0 | 0 | 0 | 0 | 0 | 0 | 0 | 0 | 0 | 0
TSO | - | 20 | 2025 | Winter | Voltage, e | 0 | 2 | 7.5214e-16 | 3.3027e-16 | 2.8553e-16 | 2.621e-16 | 2.4864e-16 | 2.0306e-16 | 9.9369e-16 | 6.4327e-16 | 6.6259e-16 | 4.1373e-16 | 8.654e-16 | 8.8019e-16 | 1.0894e-15 | 1.2568e-15 | 1.365e-15 | 1.0554e-15 | 7.3821e-16 | 1.3104e-15 | 1.1833e-15 | 1.1996e-15 | 8.978e-16 | 1.1691e-15 | 1.1874e-15 | 4.1542e-16
TSO | - | 20 | 2025 | Winter | Voltage, f | 0 | 2 | -7.9511e-17 | -3.2897e-17 | -2.68e-17 | -2.4096e-17 | -2.326e-17 | -2.062e-17 | -1.5344e-16 | -9.1761e-17 | -9.1092e-17 | -5.3833e-17 | -1.2212e-16 | -1.4158e-16 | -1.6139e-16 | -1.9837e-16 | -1.9354e-16 | -1.3784e-16 | -9.2018e-17 | -2.0003e-16 | -1.7123e-16 | -1.6802e-16 | -1.2095e-16 | -1.4998e-16 | -1.4965e-16 | -5.024e-17
TSO | - | 21 | 2025 | Winter | Voltage, e | 0 | 2 | 2.3298e-15 | 9.0023e-16 | 6.9659e-16 | 6.4351e-16 | 4.8329e-16 | 5.2575e-16 | 5.2565e-15 | 6.9368e-15 | 1.1014e-14 | 8.937e-15 | 1.2114e-14 | 1.0003e-14 | 1.0269e-14 | 9.8185e-15 | 9.449e-15 | 8.3716e-15 | 6.2639e-15 | 1.2284e-14 | 9.8659e-15 | 1.029e-14 | 7.4838e-15 | 6.6004e-15 | 5.4862e-15 | 1.8034e-15
TSO | - | 21 | 2025 | Winter | Voltage, f | 0 | 2 | -2.8256e-16 | -1.0181e-16 | -7.3332e-17 | -6.6395e-17 | -4.9368e-17 | -5.9902e-17 | -9.5664e-16 | -1.2479e-15 | -1.9849e-15 | -1.5631e-15 | -2.1913e-15 | -2.0136e-15 | -1.9241e-15 | -1.9186e-15 | -1.6455e-15 | -1.3586e-15 | -9.8932e-16 | -2.3798e-15 | -1.7959e-15 | -1.8195e-15 | -1.2755e-15 | -1.0397e-15 | -8.268e-16 | -2.5734e-16
TSO | - | 26 | 2025 | Winter | Voltage, e | 0 | 2 | 5.2405e-20 | 4.1094e-20 | 3.7438e-20 | 3.8231e-20 | 3.6072e-20 | 4.2064e-20 | 8.6827e-20 | 1.0024e-19 | 1.1707e-19 | 9.0695e-20 | 1.0971e-19 | 9.9174e-20 | 9.2565e-20 | 8.9618e-20 | 8.5292e-20 | 7.7194e-20 | 6.2389e-20 | 9.7637e-20 | 8.5037e-20 | 8.3251e-20 | 7.126e-20 | 6.2404e-20 | 5.6273e-20 | 4.8094e-20
TSO | - | 26 | 2025 | Winter | Voltage, f | 0 | 2 | -6.452e-22 | -3.0937e-22 | -2.0514e-22 | -2.1507e-22 | -1.6544e-22 | -3.2756e-22 | -1.8777e-21 | -2.2797e-21 | -2.9199e-21 | -2.2086e-21 | -2.8223e-21 | -2.6503e-21 | -2.2582e-21 | -2.2384e-21 | -1.9571e-21 | -1.5948e-21 | -1.1316e-21 | -2.5494e-21 | -2.0746e-21 | -1.9737e-21 | -1.5501e-21 | -1.1779e-21 | -9.3471e-22 | -6.2204e-22
TSO | - | 29 | 2025 | Winter | Voltage, e | 0 | 2 | 0 | 0 | 0 | 0 | 0 | 0 | 0 | 0 | 0 | 0 | 0 | 0 | 0 | 0 | 0 | 0 | 0 | 0 | 0 | 0 | 0 | 0 | 0 | 0
TSO | - | 29 | 2025 | Winter | Voltage, f | 0 | 2 | 0 | 0 | 0 | 0 | 0 | 0 | 0 | 0 | 0 | 0 | 0 | 0 | 0 | 0 | 0 | 0 | 0 | 0 | 0 | 0 | 0 | 0 | 0 | 0
TSO | - | 30 | 2025 | Winter | Voltage, e | 0 | 2 | 3.5447e-15 | 3.2807e-15 | 3.1395e-15 | 3.1055e-15 | 3.0256e-15 | 3.2999e-15 | 6.049e-15 | 7.5758e-15 | 8.0358e-15 | 7.77e-15 | 7.2169e-15 | 8.1133e-15 | 8.0961e-15 | 8.2548e-15 | 7.3738e-15 | 6.8058e-15 | 6.5283e-15 | 7.959e-15 | 7.183e-15 | 6.3581e-15 | 6.6538e-15 | 5.4584e-15 | 4.5714e-15 | 4.2218e-15
TSO | - | 30 | 2025 | Winter | Voltage, f | 0 | 2 | -3.9048e-16 | -3.3634e-16 | -3.0551e-16 | -2.9766e-16 | -2.8843e-16 | -3.4273e-16 | -9.8379e-16 | -1.1652e-15 | -1.2414e-15 | -1.1887e-15 | -1.1367e-15 | -1.438e-15 | -1.2904e-15 | -1.4046e-15 | -1.1444e-15 | -9.9173e-16 | -9.3034e-16 | -1.3032e-15 | -1.1092e-15 | -9.4669e-16 | -9.8252e-16 | -7.4117e-16 | -5.9165e-16 | -5.3697e-16
TSO | - | 34 | 2025 | Winter | Voltage, e | 0 | 2 | 3.369e-19 | 3.1272e-19 | 3.0658e-19 | 3.0518e-19 | 3.0304e-19 | 3.2777e-19 | 4.4272e-19 | 4.4621e-19 | 4.6473e-19 | 4.4887e-19 | 4.7785e-19 | 4.4303e-19 | 4.5768e-19 | 4.4897e-19 | 4.699e-19 | 4.6012e-19 | 4.1556e-19 | 4.3375e-19 | 4.3474e-19 | 4.401e-19 | 4.2182e-19 | 4.0198e-19 | 3.7315e-19 | 3.3672e-19
TSO | - | 34 | 2025 | Winter | Voltage, f | 0 | 2 | -7.4744e-21 | -6.1625e-21 | -5.3767e-21 | -5.1848e-21 | -5.15e-21 | -6.4288e-21 | -2.0144e-20 | -1.6441e-20 | -1.6827e-20 | -1.6585e-20 | -1.9247e-20 | -2.2537e-20 | -1.7844e-20 | -2.0459e-20 | -1.771e-20 | -1.502e-20 | -1.3051e-20 | -1.8018e-20 | -1.6171e-20 | -1.5702e-20 | -1.461e-20 | -1.235e-20 | -1.1006e-20 | -1.0025e-20
TSO | - | 35 | 2025 | Winter | Voltage, e | 0 | 2 | 2.2299e-19 | 2.1105e-19 | 2.0876e-19 | 2.0827e-19 | 2.0649e-19 | 2.146e-19 | 2.5684e-19 | 2.6006e-19 | 2.6741e-19 | 2.6096e-19 | 2.7447e-19 | 2.5933e-19 | 2.6522e-19 | 2.6397e-19 | 2.7195e-19 | 2.6691e-19 | 2.4585e-19 | 2.5266e-19 | 2.53e-19 | 2.5445e-19 | 2.4541e-19 | 2.4104e-19 | 2.3061e-19 | 2.1892e-19
TSO | - | 35 | 2025 | Winter | Voltage, f | 0 | 2 | -5.509e-21 | -4.6554e-21 | -4.0979e-21 | -3.9622e-21 | -3.9324e-21 | -4.7861e-21 | -1.2462e-20 | -1.0863e-20 | -1.1e-20 | -1.0864e-20 | -1.2155e-20 | -1.41e-20 | -1.1551e-20 | -1.3005e-20 | -1.1278e-20 | -9.7591e-21 | -8.6904e-21 | -1.1638e-20 | -1.0566e-20 | -1.0211e-20 | -9.5225e-21 | -8.3314e-21 | -7.6134e-21 | -7.1055e-21
TSO | - | 36 | 2025 | Winter | Voltage, e | 0 | 2 | 1.809e-19 | 1.7309e-19 | 1.713e-19 | 1.7094e-19 | 1.6908e-19 | 1.735e-19 | 2.0015e-19 | 2.0102e-19 | 2.0596e-19 | 1.9968e-19 | 2.095e-19 | 1.9915e-19 | 2.0175e-19 | 2.0175e-19 | 2.0736e-19 | 2.0464e-19 | 1.896e-19 | 1.9625e-19 | 1.954e-19 | 1.9616e-19 | 1.9033e-19 | 1.8793e-19 | 1.827e-19 | 1.7631e-19
TSO | - | 36 | 2025 | Winter | Voltage, f | 0 | 2 | -4.3444e-21 | -3.7091e-21 | -3.2475e-21 | -3.1383e-21 | -3.1152e-21 | -3.7918e-21 | -9.4332e-21 | -8.3214e-21 | -8.3694e-21 | -8.1295e-21 | -9.094e-21 | -1.05e-20 | -8.6473e-21 | -9.6764e-21 | -8.4356e-21 | -7.3652e-21 | -6.5695e-21 | -8.9154e-21 | -8.0898e-21 | -7.8003e-21 | -7.2808e-21 | -6.4007e-21 | -5.9458e-21 | -5.5587e-21
TSO | - | 42 | 2025 | Winter | Voltage, e | 0 | 2 | 5.3825e-20 | 4.5346e-20 | 4.3306e-20 | 4.3733e-20 | 4.1682e-20 | 4.2529e-20 | 7.3138e-20 | 8.2263e-20 | 9.6011e-20 | 7.8883e-20 | 9.4921e-20 | 8.4889e-20 | 8.0514e-20 | 7.8453e-20 | 7.6759e-20 | 7.258e-20 | 6.0134e-20 | 8.4596e-20 | 7.6562e-20 | 7.4651e-20 | 6.5106e-20 | 5.9026e-20 | 5.4242e-20 | 4.8819e-20
TSO | - | 42 | 2025 | Winter | Voltage, f | 0 | 2 | -1.0158e-21 | -6.27e-22 | -5.1285e-22 | -5.1451e-22 | -4.4337e-22 | -5.8399e-22 | -2.4964e-21 | -2.9315e-21 | -3.5618e-21 | -2.7049e-21 | -3.5188e-21 | -3.3038e-21 | -2.8306e-21 | -2.819e-21 | -2.5212e-21 | -2.1623e-21 | -1.5898e-21 | -3.2359e-21 | -2.7032e-21 | -2.561e-21 | -2.0415e-21 | -1.6113e-21 | -1.3318e-21 | -9.8434e-22
TSO | - | 55 | 2025 | Winter | Voltage, e | 0 | 2 | 8.422e-20 | 7.5758e-20 | 7.3394e-20 | 7.3948e-20 | 7.2216e-20 | 7.5712e-20 | 1.0699e-19 | 1.1404e-19 | 1.2472e-19 | 1.0779e-19 | 1.2045e-19 | 1.1162e-19 | 1.087e-19 | 1.0655e-19 | 1.0611e-19 | 1.0108e-19 | 8.8975e-20 | 1.1111e-19 | 1.035e-19 | 1.0297e-19 | 9.4586e-20 | 8.8814e-20 | 8.4707e-20 | 7.9171e-20
TSO | - | 55 | 2025 | Winter | Voltage, f | 0 | 2 | -2.106e-21 | -1.6511e-21 | -1.4575e-21 | -1.4343e-21 | -1.3764e-21 | -1.6825e-21 | -4.341e-21 | -4.4932e-21 | -5.0259e-21 | -4.2616e-21 | -5.0276e-21 | -5.1583e-21 | -4.442e-21 | -4.614e-21 | -4.1227e-21 | -3.585e-21 | -2.9779e-21 | -4.7844e-21 | -4.1756e-21 | -4.0267e-21 | -3.5304e-21 | -3.006e-21 | -2.7065e-21 | -2.3376e-21
TSO | - | 68 | 2025 | Winter | Voltage, e | 0 | 2 | 8.4553e-20 | 7.9088e-20 | 7.9214e-20 | 7.9257e-20 | 7.7512e-20 | 7.0041e-20 | 8.6773e-20 | 9.056e-20 | 1.0301e-19 | 9.636e-20 | 1.0799e-19 | 9.9376e-20 | 9.7538e-20 | 9.6391e-20 | 9.7953e-20 | 9.677e-20 | 8.697e-20 | 1.0059e-19 | 9.661e-20 | 9.5271e-20 | 8.9206e-20 | 8.5494e-20 | 8.2169e-20 | 7.952e-20
TSO | - | 68 | 2025 | Winter | Voltage, f | 0 | 2 | -2.4832e-21 | -2.058e-21 | -1.886e-21 | -1.8578e-21 | -1.7851e-21 | -2.0911e-21 | -4.4089e-21 | -4.4602e-21 | -4.9647e-21 | -4.3526e-21 | -5.16e-21 | -5.2543e-21 | -4.5594e-21 | -4.7497e-21 | -4.3642e-21 | -3.9192e-21 | -3.3567e-21 | -5.021e-21 | -4.4866e-21 | -4.308e-21 | -3.8596e-21 | -3.3484e-21 | -3.1003e-21 | -2.7843e-21
TSO | - | 72 | 2025 | Winter | Voltage, e | 0 | 2 | 3.9405e-20 | 2.67e-20 | 2.2489e-20 | 2.3012e-20 | 2.0544e-20 | 2.7231e-20 | 7.5384e-20 | 9.2391e-20 | 1.1339e-19 | 8.5195e-20 | 1.05e-19 | 9.2977e-20 | 8.6071e-20 | 8.22e-20 | 7.6913e-20 | 6.7625e-20 | 5.1548e-20 | 9.1635e-20 | 7.8974e-20 | 7.6729e-20 | 6.3236e-20 | 5.291e-20 | 4.5487e-20 | 3.59e-20
TSO | - | 72 | 2025 | Winter | Voltage, f | 0 | 2 | -2.4485e-22 | 4.3013e-23 | 1.2408e-22 | 1.1084e-22 | 1.5551e-22 | 3.1433e-23 | -1.216e-21 | -1.6908e-21 | -2.3244e-21 | -1.6643e-21 | -2.1953e-21 | -1.9621e-21 | -1.6792e-21 | -1.613e-21 | -1.3764e-21 | -1.0687e-21 | -6.5513e-22 | -1.9819e-21 | -1.5783e-21 | -1.4939e-21 | -1.0952e-21 | -7.395e-22 | -4.93e-22 | -1.9687e-22
TSO | - | 103 | 2025 | Winter | Voltage, e | 0 | 2 | 4.9052e-20 | 3.716e-20 | 3.3071e-20 | 3.3888e-20 | 3.139e-20 | 3.7862e-20 | 8.5087e-20 | 9.9262e-20 | 1.1794e-19 | 8.9273e-20 | 1.1011e-19 | 9.9162e-20 | 9.1705e-20 | 8.847e-20 | 8.3616e-20 | 7.513e-20 | 5.9473e-20 | 9.6805e-20 | 8.3244e-20 | 8.1376e-20 | 6.8823e-20 | 5.9263e-20 | 5.3168e-20 | 4.4348e-20
TSO | - | 103 | 2025 | Winter | Voltage, f | 0 | 2 | -4.7811e-22 | -1.8033e-22 | -8.7681e-23 | -9.9262e-23 | -4.9631e-23 | -1.9191e-22 | -1.5104e-21 | -1.9141e-21 | -2.5477e-21 | -1.8876e-21 | -2.4584e-21 | -2.2582e-21 | -1.924e-21 | -1.8777e-21 | -1.6395e-21 | -1.3136e-21 | -8.9997e-22 | -2.1887e-21 | -1.7536e-21 | -1.6676e-21 | -1.2722e-21 | -9.3802e-22 | -7.1965e-22 | -4.3013e-22
TSO | - | 1 | 2025 | Winter | Voltage, e | 1 | 0 | 0 | 0 | 0 | 0 | 0 | 0 | 0 | 0 | 0 | 0 | 0 | 0 | 0 | 0 | 0 | 0 | 0 | 0 | 0 | 0 | 0 | 0 | 0 | 0
TSO | - | 1 | 2025 | Winter | Voltage, f | 1 | 0 | 0 | 0 | 0 | 0 | 0 | 0 | 0 | 0 | 0 | 0 | 0 | 0 | 0 | 0 | 0 | 0 | 0 | 0 | 0 | 0 | 0 | 0 | 0 | 0
TSO | - | 2 | 2025 | Winter | Voltage, e | 1 | 0 | -3.4047e-15 | -3.6308e-15 | -3.2679e-15 | -3.1404e-15 | -3.1154e-15 | -3.4105e-15 | -3.5559e-15 | -2.8249e-15 | -2.2992e-15 | -4.3083e-15 | -2.4076e-15 | -4.0065e-15 | -3.6624e-15 | -4.3281e-15 | -3.6604e-15 | -3.751e-15 | -5.4359e-15 | -3.5112e-15 | -3.9715e-15 | -4.5031e-15 | -5.8253e-15 | -5.1861e-15 | -4.9599e-15 | -4.7478e-15
TSO | - | 2 | 2025 | Winter | Voltage, f | 1 | 0 | 4.836e-16 | 4.8069e-16 | 4.0301e-16 | 3.8026e-16 | 3.7383e-16 | 4.5506e-16 | 6.8557e-16 | 5.4278e-16 | 4.5606e-16 | 8.6022e-16 | 4.8168e-16 | 8.6944e-16 | 7.4088e-16 | 9.105e-16 | 7.0394e-16 | 6.7917e-16 | 9.7851e-16 | 7.4128e-16 | 8.016e-16 | 8.8787e-16 | 1.1303e-15 | 9.274e-16 | 8.5109e-16 | 7.734e-16
TSO | - | 3 | 2025 | Winter | Voltage, e | 1 | 0 | 3.197e-19 | 2.9166e-19 | 2.8445e-19 | 2.8376e-19 | 2.829e-19 | 3.1781e-19 | 4.418e-19 | 4.7344e-19 | 4.6521e-19 | 4.4539e-19 | 4.9299e-19 | 4.5231e-19 | 4.7078e-19 | 4.6015e-19 | 4.8008e-19 | 4.7668e-19 | 4.4913e-19 | 4.7713e-19 | 5.0477e-19 | 4.6692e-19 | 4.3994e-19 | 4.1202e-19 | 3.7254e-19 | 3.2498e-19
TSO | - | 3 | 2025 | Winter | Voltage, f | 1 | 0 | -7.3024e-21 | -5.9673e-21 | -5.3006e-21 | -5.1583e-21 | -5.1401e-21 | -6.3097e-21 | -2.015e-20 | -1.6517e-20 | -1.6097e-20 | -1.6246e-20 | -1.9469e-20 | -2.3063e-20 | -1.8023e-20 | -2.088e-20 | -1.7884e-20 | -1.5108e-20 | -1.3665e-20 | -1.8569e-20 | -1.7531e-20 | -1.5855e-20 | -1.461e-20 | -1.2274e-20 | -1.075e-20 | -9.7508e-21
TSO | - | 4 | 2025 | Winter | Voltage, e | 1 | 0 | 4.811e-20 | 3.5637e-20 | 3.2101e-20 | 3.271e-20 | 3.0447e-20 | 3.701e-20 | 7.9396e-20 | 9.7407e-20 | 1.0423e-19 | 7.7818e-20 | 1.0688e-19 | 9.183e-20 | 8.5309e-20 | 8.2978e-20 | 8.0356e-20 | 7.3161e-20 | 6.0439e-20 | 1.028e-19 | 9.6438e-20 | 8.1884e-20 | 6.5092e-20 | 5.8363e-20 | 5.2567e-20 | 4.5118e-20
TSO | - | 4 | 2025 | Winter | Voltage, f | 1 | 0 | -4.566e-22 | -1.4889e-22 | -6.7829e-23 | -7.6101e-23 | -3.1433e-23 | -1.7371e-22 | -1.3715e-21 | -1.8479e-21 | -2.1771e-21 | -1.5568e-21 | -2.3459e-21 | -2.0349e-21 | -1.7371e-21 | -1.7139e-21 | -1.5402e-21 | -1.2524e-21 | -9.1652e-22 | -2.3244e-21 | -2.0878e-21 | -1.6659e-21 | -1.1581e-21 | -9.0494e-22 | -6.9979e-22 | -4.4833e-22
TSO | - | 5 | 2025 | Winter | Voltage, e | 1 | 0 | 8.5145e-20 | 7.9251e-20 | 7.9714e-20 | 7.9648e-20 | 7.8111e-20 | 7.0732e-20 | 8.3611e-20 | 8.9971e-20 | 9.4849e-20 | 8.7703e-20 | 1.0628e-19 | 9.4481e-20 | 9.3232e-20 | 9.2626e-20 | 9.5774e-20 | 9.593e-20 | 8.879e-20 | 1.059e-19 | 1.0813e-19 | 9.652e-20 | 8.6586e-20 | 8.5274e-20 | 8.2534e-20 | 8.1469e-20
TSO | - | 5 | 2025 | Winter | Voltage, f | 1 | 0 | -2.4716e-21 | -2.0299e-21 | -1.8744e-21 | -1.8396e-21 | -1.7751e-21 | -2.0961e-21 | -4.1971e-21 | -4.4006e-21 | -4.4899e-21 | -3.8877e-21 | -5.0408e-21 | -4.9498e-21 | -4.3179e-21 | -4.5247e-21 | -4.2302e-21 | -3.8447e-21 | -3.4129e-21 | -5.2526e-21 | -5.0342e-21 | -4.3328e-21 | -3.6826e-21 | -3.3038e-21 | -3.0837e-21 | -2.8339e-21
TSO | - | 7 | 2025 | Winter | Voltage, e | 1 | 0 | 7.5642e-19 | 5.9793e-19 | 5.3196e-19 | 5.4291e-19 | 5.3971e-19 | 7.4473e-19 | 4.7276e-13 | 8.8336e-13 | 7.7707e-13 | 6.5364e-13 | 7.811e-13 | 7.8221e-13 | 9.3161e-13 | 8.0687e-13 | 7.7245e-13 | 5.5195e-13 | 1.9743e-17 | 6.8391e-13 | 1.6525e-13 | 2.3428e-17 | 3.7627e-14 | 2.6581e-18 | 1.5554e-18 | 8.4149e-19
TSO | - | 7 | 2025 | Winter | Voltage, f | 1 | 0 | -1.0929e-20 | -7.6531e-21 | -6.4123e-21 | -6.136e-21 | -6.1443e-21 | -8.8442e-21 | -2.8383e-14 | -3.4206e-14 | -2.9481e-14 | -2.7173e-14 | -3.7093e-14 | -5.0417e-14 | -4.1402e-14 | -4.6237e-14 | -3.4823e-14 | -2.0346e-14 | -5.5568e-19 | -3.1217e-14 | -6.5658e-15 | -7.9156e-19 | -1.4947e-15 | -5.5623e-20 | -2.9648e-20 | -1.7657e-20
TSO | - | 8 | 2025 | Winter | Voltage, e | 1 | 0 | -1.541e-16 | -1.5925e-16 | -1.4393e-16 | -1.2772e-16 | -1.1348e-16 | -1.2669e-16 | -2.0706e-16 | -1.9506e-16 | -2.3078e-16 | -2.3187e-16 | -2.8842e-16 | -3.3853e-16 | -2.7868e-16 | -2.8308e-16 | -2.4438e-16 | -2.3086e-16 | -2.8009e-16 | -3.5138e-16 | -4.182e-16 | -3.6983e-16 | -3.5451e-16 | -3.076e-16 | -2.8592e-16 | -2.2831e-16
TSO | - | 8 | 2025 | Winter | Voltage, f | 1 | 0 | 2.0421e-18 | 2.184e-18 | 1.8891e-18 | 1.6002e-18 | 1.3364e-18 | 1.558e-18 | 3.2193e-18 | 2.7496e-18 | 3.5215e-18 | 3.5506e-18 | 4.9969e-18 | 6.6351e-18 | 5.001e-18 | 5.1207e-18 | 4.1116e-18 | 3.7167e-18 | 4.6993e-18 | 6.3517e-18 | 7.5651e-18 | 6.5577e-18 | 6.516e-18 | 5.4164e-18 | 4.9489e-18 | 3.5366e-18
TSO | - | 9 | 2025 | Winter | Voltage, e | 1 | 0 | 4.0272e-19 | 3.5216e-19 | 3.2992e-19 | 3.3247e-19 | 3.3093e-19 | 4.0262e-19 | 8.4753e-19 | 1.0378e-18 | 1.0471e-18 | 9.489e-19 | 1.0408e-18 | 9.6332e-19 | 1.0055e-18 | 9.1164e-19 | 9.4579e-19 | 9.221e-19 | 8.556e-19 | 1.0293e-18 | 1.0718e-18 | 9.5668e-19 | 8.8686e-19 | 6.9357e-19 | 5.6321e-19 | 4.2551e-19
TSO | - | 9 | 2025 | Winter | Voltage, f | 1 | 0 | -7.5704e-21 | -5.9888e-21 | -5.2543e-21 | -5.1136e-21 | -5.1269e-21 | -6.4388e-21 | -3.3223e-20 | -2.6835e-20 | -2.6164e-20 | -2.6053e-20 | -3.2842e-20 | -4.169e-20 | -2.958e-20 | -3.4361e-20 | -2.7998e-20 | -2.2446e-20 | -1.9862e-20 | -3.1173e-20 | -2.807e-20 | -2.4533e-20 | -2.2489e-20 | -1.6128e-20 | -1.296e-20 | -1.0748e-20
TSO | - | 10 | 2025 | Winter | Voltage, e | 1 | 0 | 1.0396e-19 | 9.004e-20 | 8.5287e-20 | 8.8393e-20 | 8.4895e-20 | 9.4075e-20 | 1.5344e-19 | 1.8466e-19 | 1.9005e-19 | 1.5104e-19 | 1.9165e-19 | 1.7049e-19 | 1.6478e-19 | 1.5979e-19 | 1.5526e-19 | 1.4293e-19 | 1.279e-19 | 1.8128e-19 | 1.7231e-19 | 1.517e-19 | 1.3371e-19 | 1.248e-19 | 1.1403e-19 | 9.9419e-20
TSO | - | 10 | 2025 | Winter | Voltage, f | 1 | 0 | -1.9306e-21 | -1.4558e-21 | -1.2557e-21 | -1.2805e-21 | -1.1845e-21 | -1.4343e-21 | -4.4105e-21 | -4.6223e-21 | -5.1434e-21 | -4.3626e-21 | -5.8531e-21 | -5.9656e-21 | -4.8671e-21 | -5.198e-21 | -4.4982e-21 | -3.6859e-21 | -3.1929e-21 | -5.6397e-21 | -4.7232e-21 | -4.0598e-21 | -3.5453e-21 | -3.0688e-21 | -2.6486e-21 | -2.1771e-21
TSO | - | 11 | 2025 | Winter | Voltage, e | 1 | 0 | -1.9926e-16 | -1.8685e-16 | -1.7157e-16 | -1.6448e-16 | -1.3469e-16 | -1.3551e-16 | -1.1806e-16 | -2.2302e-16 | -2.5603e-16 | -2.284e-16 | -2.6492e-16 | -2.4027e-16 | -2.7157e-16 | -2.4471e-16 | -2.2669e-16 | -2.7882e-16 | -3.7635e-16 | -4.7106e-16 | -5.734e-16 | -5.5525e-16 | -6.1291e-16 | -5.1507e-16 | -4.4488e-16 | -3.2448e-16
TSO | - | 11 | 2025 | Winter | Voltage, f | 1 | 0 | -6.2291e-19 | -5.7565e-19 | -5.1019e-19 | -4.8552e-19 | -3.5891e-19 | -3.5785e-19 | -2.869e-19 | -6.9655e-19 | -8.5136e-19 | -7.1805e-19 | -9.0685e-19 | -8.1405e-19 | -9.9142e-19 | -8.4788e-19 | -7.5871e-19 | -1.0198e-18 | -1.51e-18 | -2.0263e-18 | -2.4902e-18 | -2.4788e-18 | -3.0423e-18 | -2.4168e-18 | -1.9801e-18 | -1.2394e-18
TSO | - | 12 | 2025 | Winter | Voltage, e | 1 | 0 | 3.7627e-20 | 2.4177e-20 | 2.0524e-20 | 2.0736e-20 | 1.8679e-20 | 2.5591e-20 | 6.7979e-20 | 8.7603e-20 | 9.5736e-20 | 7.014e-20 | 9.7983e-20 | 8.2045e-20 | 7.6211e-20 | 7.352e-20 | 7.0861e-20 | 6.3615e-20 | 5.0769e-20 | 9.4581e-20 | 8.9435e-20 | 7.4532e-20 | 5.6806e-20 | 4.971e-20 | 4.3202e-20 | 3.5514e-20
TSO | - | 12 | 2025 | Winter | Voltage, f | 1 | 0 | -2.3988e-22 | 1.1415e-22 | 1.9521e-22 | 1.8529e-22 | 2.2665e-22 | 7.6101e-23 | -1.1581e-21 | -1.7718e-21 | -2.1325e-21 | -1.4128e-21 | -2.2747e-21 | -1.881e-21 | -1.6213e-21 | -1.5601e-21 | -1.383e-21 | -1.115e-21 | -7.4115e-22 | -2.3525e-21 | -2.1341e-21 | -1.656e-21 | -1.0704e-21 | -7.6597e-22 | -5.0954e-22 | -2.2003e-22
TSO | - | 13 | 2025 | Winter | Voltage, e | 1 | 0 | -1.9926e-16 | -1.8685e-16 | -1.7157e-16 | -1.6448e-16 | -1.3469e-16 | -1.3551e-16 | -1.1806e-16 | -2.2301e-16 | -2.5602e-16 | -2.284e-16 | -2.6492e-16 | -2.4027e-16 | -2.7158e-16 | -2.4471e-16 | -2.2669e-16 | -2.7883e-16 | -3.7635e-16 | -4.7109e-16 | -5.7343e-16 | -5.5527e-16 | -6.1292e-16 | -5.1508e-16 | -4.4488e-16 | -3.2448e-16
TSO | - | 13 | 2025 | Winter | Voltage, f | 1 | 0 | -3.058e-19 | -2.4701e-19 | -2.1686e-19 | -2.0022e-19 | -1.8639e-19 | -2.0129e-19 | -4.8798e-19 | -5.6112e-19 | -5.653e-19 | -5.3013e-19 | -5.433e-19 | -4.9027e-19 | -5.3756e-19 | -4.9916e-19 | -5.3971e-19 | -5.7199e-19 | -5.0179e-19 | -5.4812e-19 | -5.7587e-19 | -5.0904e-19 | -5.4016e-19 | -3.7185e-19 | -3.4294e-19 | -3.0267e-19
TSO | - | 14 | 2025 | Winter | Voltage, e | 1 | 0 | -1.5586e-16 | -1.6126e-16 | -1.4543e-16 | -1.288e-16 | -1.1423e-16 | -1.2771e-16 | -2.1146e-16 | -1.9826e-16 | -2.3605e-16 | -2.3722e-16 | -2.9913e-16 | -3.576e-16 | -2.894e-16 | -2.9433e-16 | -2.5158e-16 | -2.3673e-16 | -2.8951e-16 | -3.688e-16 | -4.4304e-16 | -3.8838e-16 | -3.7283e-16 | -3.2018e-16 | -2.9638e-16 | -2.3361e-16
TSO | - | 14 | 2025 | Winter | Voltage, f | 1 | 0 | 1.9802e-18 | 2.1203e-18 | 1.8301e-18 | 1.5472e-18 | 1.2898e-18 | 1.5057e-18 | 3.152e-18 | 2.6795e-18 | 3.4534e-18 | 3.4826e-18 | 4.9686e-18 | 6.7198e-18 | 4.9791e-18 | 5.1045e-18 | 4.0582e-18 | 3.654e-18 | 4.657e-18 | 6.3915e-18 | 7.6839e-18 | 6.6026e-18 | 6.5701e-18 | 5.4052e-18 | 4.9184e-18 | 3.4695e-18
TSO | - | 15 | 2025 | Winter | Voltage, e | 1 | 0 | 4.9904e-20 | 3.6661e-20 | 3.2948e-20 | 3.3565e-20 | 3.1344e-20 | 3.8241e-20 | 8.4177e-20 | 1.0531e-19 | 1.1429e-19 | 8.6326e-20 | 1.1781e-19 | 1.0102e-19 | 9.3731e-20 | 9.1225e-20 | 8.7527e-20 | 7.8779e-20 | 6.5339e-20 | 1.1335e-19 | 1.0643e-19 | 9.0058e-20 | 7.1611e-20 | 6.3913e-20 | 5.6654e-20 | 4.817e-20
TSO | - | 15 | 2025 | Winter | Voltage, f | 1 | 0 | -3.805e-22 | -1.2904e-22 | -6.452e-23 | -6.9483e-23 | -3.6396e-23 | -1.5055e-22 | -1.1829e-21 | -1.5931e-21 | -1.9025e-21 | -1.4062e-21 | -2.0729e-21 | -1.8264e-21 | -1.5452e-21 | -1.5402e-21 | -1.3599e-21 | -1.0902e-21 | -8.1395e-22 | -2.0498e-21 | -1.833e-21 | -1.4674e-21 | -1.0422e-21 | -8.1725e-22 | -6.2535e-22 | -4.0697e-22
TSO | - | 16 | 2025 | Winter | Voltage, e | 1 | 0 | 3.3215e-19 | 3.1034e-19 | 3.0045e-19 | 2.9804e-19 | 2.9768e-19 | 3.3422e-19 | 4.6495e-19 | 4.7538e-19 | 4.6061e-19 | 4.525e-19 | 4.9265e-19 | 4.5612e-19 | 4.8417e-19 | 4.6336e-19 | 5.0053e-19 | 4.987e-19 | 4.735e-19 | 4.9801e-19 | 5.2901e-19 | 4.981e-19 | 4.7297e-19 | 4.4649e-19 | 4.0543e-19 | 3.4917e-19
TSO | - | 16 | 2025 | Winter | Voltage, f | 1 | 0 | -7.9211e-21 | -6.7614e-21 | -6.0765e-21 | -5.8498e-21 | -5.8846e-21 | -7.1435e-21 | -2.18e-20 | -1.6807e-20 | -1.5989e-20 | -1.6554e-20 | -1.9705e-20 | -2.3338e-20 | -1.8487e-20 | -2.1252e-20 | -1.8899e-20 | -1.6175e-20 | -1.4841e-20 | -1.9694e-20 | -1.8623e-20 | -1.7166e-20 | -1.6029e-20 | -1.3652e-20 | -1.212e-20 | -1.0869e-20
TSO | - | 17 | 2025 | Winter | Voltage, e | 1 | 0 | 3.3234e-19 | 3.0988e-19 | 3.0199e-19 | 2.9958e-19 | 2.9871e-19 | 3.3079e-19 | 4.45e-19 | 4.5489e-19 | 4.3981e-19 | 4.2862e-19 | 4.7598e-19 | 4.3556e-19 | 4.596e-19 | 4.4438e-19 | 4.7771e-19 | 4.7556e-19 | 4.4765e-19 | 4.7278e-19 | 5.05e-19 | 4.7033e-19 | 4.4225e-19 | 4.2483e-19 | 3.9096e-19 | 3.4332e-19
TSO | - | 17 | 2025 | Winter | Voltage, f | 1 | 0 | -7.9343e-21 | -6.7068e-21 | -5.9987e-21 | -5.7787e-21 | -5.7936e-21 | -7.0625e-21 | -2.1063e-20 | -1.6641e-20 | -1.5819e-20 | -1.6156e-20 | -1.9447e-20 | -2.266e-20 | -1.8061e-20 | -2.0726e-20 | -1.8406e-20 | -1.5779e-20 | -1.4362e-20 | -1.9282e-20 | -1.8383e-20 | -1.674e-20 | -1.5419e-20 | -1.3271e-20 | -1.1877e-20 | -1.0738e-20
TSO | - | 18 | 2025 | Winter | Voltage, e | 1 | 0 | 4.9414e-20 | 3.6603e-20 | 3.296e-20 | 3.3569e-20 | 3.1335e-20 | 3.8054e-20 | 8.1807e-20 | 1.009e-19 | 1.0849e-19 | 8.1366e-20 | 1.1154e-19 | 9.5753e-20 | 8.8942e-20 | 8.6538e-20 | 8.3527e-20 | 7.5851e-20 | 6.2841e-20 | 1.0765e-19 | 1.01e-19 | 8.5674e-20 | 6.814e-20 | 6.1013e-20 | 5.4718e-20 | 4.682e-20
TSO | - | 18 | 2025 | Winter | Voltage, f | 1 | 0 | -4.3013e-22 | -1.4889e-22 | -7.4446e-23 | -8.1064e-23 | -4.3013e-23 | -1.7205e-22 | -1.2937e-21 | -1.7404e-21 | -2.063e-21 | -1.4955e-21 | -2.2334e-21 | -1.9488e-21 | -1.6593e-21 | -1.6428e-21 | -1.4674e-21 | -1.1895e-21 | -8.8012e-22 | -2.2152e-21 | -1.9852e-21 | -1.5882e-21 | -1.115e-21 | -8.7516e-22 | -6.7498e-22 | -4.3841e-22
TSO | - | 19 | 2025 | Winter | Voltage, e | 1 | 0 | 0 | 0 | 0 | 0 | 0 | 0 | 0 | 0 | 0 | 0 | 0 | 0 | 0 | 0 | 0 | 0 | 0 | 0 | 0 | 0 | 0 | 0 | 0 | 0
TSO | - | 19 | 2025 | Winter | Voltage, f | 1 | 0 | 0 | 0 | 0 | 0 | 0 | 0 | 0 | 0 | 0 | 0 | 0 | 0 | 0 | 0 | 0 | 0 | 0 | 0 | 0 | 0 | 0 | 0 | 0 | 0
TSO | - | 20 | 2025 | Winter | Voltage, e | 1 | 0 | 7.4927e-16 | 3.2655e-16 | 2.837e-16 | 2.594e-16 | 2.4672e-16 | 2.0193e-16 | 9.8431e-16 | 6.395e-16 | 6.4862e-16 | 4.0336e-16 | 8.6652e-16 | 8.7029e-16 | 1.0776e-15 | 1.2452e-15 | 1.3584e-15 | 1.0528e-15 | 7.4032e-16 | 1.3205e-15 | 1.204e-15 | 1.1992e-15 | 8.8634e-16 | 1.1628e-15 | 1.1841e-15 | 4.1919e-16
TSO | - | 20 | 2025 | Winter | Voltage, f | 1 | 0 | -7.9209e-17 | -3.2484e-17 | -2.6646e-17 | -2.387e-17 | -2.3103e-17 | -2.0506e-17 | -1.5328e-16 | -9.1606e-17 | -9.0105e-17 | -5.337e-17 | -1.2299e-16 | -1.4151e-16 | -1.6134e-16 | -1.9841e-16 | -1.9392e-16 | -1.3782e-16 | -9.2286e-17 | -2.0028e-16 | -1.7253e-16 | -1.6803e-16 | -1.1966e-16 | -1.4918e-16 | -1.4922e-16 | -5.0543e-17
TSO | - | 21 | 2025 | Winter | Voltage, e | 1 | 0 | 2.3213e-15 | 8.9041e-16 | 6.9225e-16 | 6.3707e-16 | 4.7965e-16 | 5.2289e-16 | 5.2082e-15 | 6.897e-15 | 1.0788e-14 | 8.7178e-15 | 1.2072e-14 | 9.893e-15 | 1.0161e-14 | 9.7301e-15 | 9.4047e-15 | 8.3516e-15 | 6.2811e-15 | 1.2377e-14 | 1.0065e-14 | 1.0287e-14 | 7.3913e-15 | 6.5663e-15 | 5.4718e-15 | 1.8192e-15
TSO | - | 21 | 2025 | Winter | Voltage, f | 1 | 0 | -2.8154e-16 | -1.0058e-16 | -7.2919e-17 | -6.5784e-17 | -4.904e-17 | -5.9576e-17 | -9.5475e-16 | -1.2449e-15 | -1.9598e-15 | -1.5442e-15 | -2.1938e-15 | -2.0091e-15 | -1.9199e-15 | -1.9162e-15 | -1.647e-15 | -1.3579e-15 | -9.9209e-16 | -2.3855e-15 | -1.8177e-15 | -1.8195e-15 | -1.2619e-15 | -1.0343e-15 | -8.2457e-16 | -2.5893e-16
TSO | - | 26 | 2025 | Winter | Voltage, e | 1 | 0 | 5.2018e-20 | 4.0269e-20 | 3.7091e-20 | 3.7683e-20 | 3.5777e-20 | 4.1809e-20 | 8.1115e-20 | 9.7437e-20 | 1.0262e-19 | 7.822e-20 | 1.0521e-19 | 9.092e-20 | 8.5319e-20 | 8.3226e-20 | 8.1254e-20 | 7.4908e-20 | 6.3077e-20 | 1.0262e-19 | 9.702e-20 | 8.3148e-20 | 6.719e-20 | 6.1137e-20 | 5.5692e-20 | 4.8913e-20
TSO | - | 26 | 2025 | Winter | Voltage, f | 1 | 0 | -6.3527e-22 | -2.8951e-22 | -1.9852e-22 | -2.0349e-22 | -1.6047e-22 | -3.2095e-22 | -1.7238e-21 | -2.2069e-21 | -2.513e-21 | -1.8281e-21 | -2.695e-21 | -2.3939e-21 | -2.0464e-21 | -2.0431e-21 | -1.8413e-21 | -1.5286e-21 | -1.1531e-21 | -2.6983e-21 | -2.4402e-21 | -1.9703e-21 | -1.4178e-21 | -1.1382e-21 | -9.1652e-22 | -6.452e-22
TSO | - | 29 | 2025 | Winter | Voltage, e | 1 | 0 | 0 | 0 | 0 | 0 | 0 | 0 | 0 | 0 | 0 | 0 | 0 | 0 | 0 | 0 | 0 | 0 | 0 | 0 | 0 | 0 | 0 | 0 | 0 | 0
TSO | - | 29 | 2025 | Winter | Voltage, f | 1 | 0 | 0 | 0 | 0 | 0 | 0 | 0 | 0 | 0 | 0 | 0 | 0 | 0 | 0 | 0 | 0 | 0 | 0 | 0 | 0 | 0 | 0 | 0 | 0 | 0
TSO | - | 30 | 2025 | Winter | Voltage, e | 1 | 0 | 3.5335e-15 | 3.2681e-15 | 3.1339e-15 | 3.0967e-15 | 3.0213e-15 | 3.2961e-15 | 5.9654e-15 | 7.5187e-15 | 7.721e-15 | 7.4881e-15 | 7.1257e-15 | 7.9521e-15 | 7.9429e-15 | 8.1246e-15 | 7.2959e-15 | 6.7654e-15 | 6.5475e-15 | 8.0736e-15 | 7.4665e-15 | 6.352e-15 | 6.5492e-15 | 5.4242e-15 | 4.5572e-15 | 4.2397e-15
TSO | - | 30 | 2025 | Winter | Voltage, f | 1 | 0 | -3.8893e-16 | -3.3439e-16 | -3.0492e-16 | -2.9673e-16 | -2.8798e-16 | -3.422e-16 | -9.7785e-16 | -1.1606e-15 | -1.2015e-15 | -1.1603e-15 | -1.1278e-15 | -1.423e-15 | -1.2778e-15 | -1.3941e-15 | -1.1392e-15 | -9.8748e-16 | -9.3362e-16 | -1.3141e-15 | -1.1452e-15 | -9.4599e-16 | -9.6792e-16 | -7.3597e-16 | -5.8945e-16 | -5.3789e-16
TSO | - | 34 | 2025 | Winter | Voltage, e | 1 | 0 | 3.3695e-19 | 3.1208e-19 | 3.0648e-19 | 3.0515e-19 | 3.0301e-19 | 3.2751e-19 | 4.203e-19 | 4.3641e-19 | 4.2059e-19 | 4.0292e-19 | 4.6205e-19 | 4.1434e-19 | 4.2996e-19 | 4.2398e-19 | 4.5135e-19 | 4.4928e-19 | 4.1823e-19 | 4.5124e-19 | 4.8488e-19 | 4.4097e-19 | 4.0617e-19 | 3.9748e-19 | 3.7157e-19 | 3.3886e-19
TSO | - | 34 | 2025 | Winter | Voltage, f | 1 | 0 | -7.4694e-21 | -6.1112e-21 | -5.3667e-21 | -5.1715e-21 | -5.1401e-21 | -6.414e-21 | -1.9394e-20 | -1.6206e-20 | -1.5399e-20 | -1.5268e-20 | -1.8795e-20 | -2.1427e-20 | -1.7099e-20 | -1.9632e-20 | -1.7235e-20 | -1.4716e-20 | -1.3172e-20 | -1.8532e-20 | -1.7839e-20 | -1.5741e-20 | -1.4057e-20 | -1.2171e-20 | -1.0952e-20 | -1.0029e-20
TSO | - | 35 | 2025 | Winter | Voltage, e | 1 | 0 | 2.2262e-19 | 2.103e-19 | 2.0842e-19 | 2.078e-19 | 2.0621e-19 | 2.1434e-19 | 2.466e-19 | 2.5557e-19 | 2.4727e-19 | 2.395e-19 | 2.6742e-19 | 2.4596e-19 | 2.5251e-19 | 2.5225e-19 | 2.6357e-19 | 2.62e-19 | 2.4716e-19 | 2.6053e-19 | 2.7518e-19 | 2.546e-19 | 2.3796e-19 | 2.3865e-19 | 2.2962e-19 | 2.2033e-19
TSO | - | 35 | 2025 | Winter | Voltage, f | 1 | 0 | -5.4974e-21 | -4.6157e-21 | -4.0912e-21 | -3.9523e-21 | -3.9258e-21 | -4.7745e-21 | -1.2117e-20 | -1.0745e-20 | -1.0274e-20 | -1.0188e-20 | -1.1944e-20 | -1.3576e-20 | -1.1183e-20 | -1.2606e-20 | -1.1054e-20 | -9.6085e-21 | -8.7549e-21 | -1.1885e-20 | -1.1367e-20 | -1.0221e-20 | -9.2313e-21 | -8.2271e-21 | -7.577e-21 | -7.1138e-21
TSO | - | 36 | 2025 | Winter | Voltage, e | 1 | 0 | 1.8038e-19 | 1.7228e-19 | 1.7087e-19 | 1.703e-19 | 1.6871e-19 | 1.7323e-19 | 1.9233e-19 | 1.9765e-19 | 1.9083e-19 | 1.8368e-19 | 2.0432e-19 | 1.8919e-19 | 1.9242e-19 | 1.9309e-19 | 2.0123e-19 | 2.01e-19 | 1.9062e-19 | 2.022e-19 | 2.1194e-19 | 1.9615e-19 | 1.8456e-19 | 1.86e-19 | 1.8182e-19 | 1.7757e-19
TSO | - | 36 | 2025 | Winter | Voltage, f | 1 | 0 | -4.3311e-21 | -3.6743e-21 | -3.2425e-21 | -3.1301e-21 | -3.1102e-21 | -3.7819e-21 | -9.1685e-21 | -8.2304e-21 | -7.8251e-21 | -7.6266e-21 | -8.9402e-21 | -1.0113e-20 | -8.3727e-21 | -9.3835e-21 | -8.2702e-21 | -7.2544e-21 | -6.6191e-21 | -9.1056e-21 | -8.6854e-21 | -7.802e-21 | -7.0559e-21 | -6.3197e-21 | -5.9143e-21 | -5.5719e-21
TSO | - | 42 | 2025 | Winter | Voltage, e | 1 | 0 | 5.327e-20 | 4.4378e-20 | 4.2863e-20 | 4.3042e-20 | 4.1288e-20 | 4.2233e-20 | 6.8264e-20 | 7.9985e-20 | 8.4662e-20 | 6.8089e-20 | 9.1154e-20 | 7.7902e-20 | 7.4243e-20 | 7.2856e-20 | 7.3114e-20 | 7.0458e-20 | 6.0877e-20 | 8.8809e-20 | 8.7069e-20 | 7.455e-20 | 6.1192e-20 | 5.7645e-20 | 5.3557e-20 | 4.9796e-20
TSO | - | 42 | 2025 | Winter | Voltage, f | 1 | 0 | -9.9593e-22 | -5.9226e-22 | -4.9796e-22 | -4.93e-22 | -4.3179e-22 | -5.7241e-22 | -2.2665e-21 | -2.829e-21 | -3.0523e-21 | -2.2102e-21 | -3.3584e-21 | -2.9646e-21 | -2.5477e-21 | -2.5576e-21 | -2.3641e-21 | -2.0729e-21 | -1.6246e-21 | -3.4311e-21 | -3.1913e-21 | -2.5576e-21 | -1.8479e-21 | -1.5452e-21 | -1.2987e-21 | -1.0257e-21
TSO | - | 55 | 2025 | Winter | Voltage, e | 1 | 0 | 8.3787e-20 | 7.4994e-20 | 7.3057e-20 | 7.3427e-20 | 7.1922e-20 | 7.5474e-20 | 1.015e-19 | 1.1152e-19 | 1.1252e-19 | 9.6252e-20 | 1.1654e-19 | 1.0428e-19 | 1.0206e-19 | 1.006e-19 | 1.0216e-19 | 9.879e-20 | 8.9648e-20 | 1.1556e-19 | 1.1482e-19 | 1.0287e-19 | 9.0631e-20 | 8.7539e-20 | 8.4106e-20 | 8.002e-20
TSO | - | 55 | 2025 | Winter | Voltage, f | 1 | 0 | -2.0928e-21 | -1.6246e-21 | -1.4476e-21 | -1.4194e-21 | -1.3682e-21 | -1.6759e-21 | -4.1111e-21 | -4.3956e-21 | -4.5032e-21 | -3.7719e-21 | -4.8688e-21 | -4.8109e-21 | -4.164e-21 | -4.3477e-21 | -3.9672e-21 | -3.4957e-21 | -3.0093e-21 | -4.978e-21 | -4.6736e-21 | -4.0234e-21 | -3.3501e-21 | -2.9497e-21 | -2.6817e-21 | -2.3641e-21
TSO | - | 68 | 2025 | Winter | Voltage, e | 1 | 0 | 8.402e-20 | 7.8243e-20 | 7.881e-20 | 7.8635e-20 | 7.7149e-20 | 6.9799e-20 | 8.2429e-20 | 8.8631e-20 | 9.3496e-20 | 8.6358e-20 | 1.0463e-19 | 9.3033e-20 | 9.1746e-20 | 9.1144e-20 | 9.4383e-20 | 9.4643e-20 | 8.7653e-20 | 1.0447e-19 | 1.0676e-19 | 9.5177e-20 | 8.5481e-20 | 8.4195e-20 | 8.1525e-20 | 8.0463e-20
TSO | - | 68 | 2025 | Winter | Voltage, f | 1 | 0 | -2.4633e-21 | -2.0249e-21 | -1.8744e-21 | -1.838e-21 | -1.7735e-21 | -2.0795e-21 | -4.1591e-21 | -4.3576e-21 | -4.4519e-21 | -3.8514e-21 | -4.9995e-21 | -4.9002e-21 | -4.2732e-21 | -4.4767e-21 | -4.1988e-21 | -3.8216e-21 | -3.3947e-21 | -5.2212e-21 | -5.0061e-21 | -4.303e-21 | -3.6594e-21 | -3.2806e-21 | -3.0672e-21 | -2.8207e-21
TSO | - | 72 | 2025 | Winter | Voltage, e | 1 | 0 | 3.8786e-20 | 2.554e-20 | 2.196e-20 | 2.2182e-20 | 2.0071e-20 | 2.6872e-20 | 6.9551e-20 | 8.9425e-20 | 9.7639e-20 | 7.1789e-20 | 1.001e-19 | 8.4129e-20 | 7.8299e-20 | 7.5411e-20 | 7.266e-20 | 6.5251e-20 | 5.2409e-20 | 9.7003e-20 | 9.1729e-20 | 7.6605e-20 | 5.8622e-20 | 5.1307e-20 | 4.4698e-20 | 3.7005e-20
TSO | - | 72 | 2025 | Winter | Voltage, f | 1 | 0 | -2.2996e-22 | 6.7829e-23 | 1.3566e-22 | 1.2573e-22 | 1.6378e-22 | 3.9705e-23 | -1.082e-21 | -1.6246e-21 | -1.9488e-21 | -1.3152e-21 | -2.0762e-21 | -1.7305e-21 | -1.4823e-21 | -1.436e-21 | -1.2705e-21 | -1.0108e-21 | -6.7829e-22 | -2.1242e-21 | -1.9174e-21 | -1.4906e-21 | -9.6118e-22 | -6.9318e-22 | -4.7149e-22 | -2.2665e-22
TSO | - | 103 | 2025 | Winter | Voltage, e | 1 | 0 | 4.8632e-20 | 3.6269e-20 | 3.2692e-20 | 3.3291e-20 | 3.1066e-20 | 3.7585e-20 | 7.9196e-20 | 9.6345e-20 | 1.0268e-19 | 7.6374e-20 | 1.0536e-19 | 9.0508e-20 | 8.4161e-20 | 8.184e-20 | 7.9454e-20 | 7.278e-20 | 6.0199e-20 | 1.02e-19 | 9.5596e-20 | 8.1267e-20 | 6.4599e-20 | 5.7932e-20 | 5.2551e-20 | 4.5215e-20
TSO | - | 103 | 2025 | Winter | Voltage, f | 1 | 0 | -4.6984e-22 | -1.6213e-22 | -7.9409e-23 | -8.7681e-23 | -4.4668e-23 | -1.8529e-22 | -1.3764e-21 | -1.8496e-21 | -2.1738e-21 | -1.5402e-21 | -2.3393e-21 | -2.0266e-21 | -1.7288e-21 | -1.7023e-21 | -1.5352e-21 | -1.2557e-21 | -9.1817e-22 | -2.326e-21 | -2.0878e-21 | -1.6643e-21 | -1.1531e-21 | -8.9997e-22 | -7.031e-22 | -4.5164e-22
TSO | - | 1 | 2025 | Winter | Voltage, e | 1 | 1 | 0 | 0 | 0 | 0 | 0 | 0 | 0 | 0 | 0 | 0 | 0 | 0 | 0 | 0 | 0 | 0 | 0 | 0 | 0 | 0 | 0 | 0 | 0 | 0
TSO | - | 1 | 2025 | Winter | Voltage, f | 1 | 1 | 0 | 0 | 0 | 0 | 0 | 0 | 0 | 0 | 0 | 0 | 0 | 0 | 0 | 0 | 0 | 0 | 0 | 0 | 0 | 0 | 0 | 0 | 0 | 0
TSO | - | 2 | 2025 | Winter | Voltage, e | 1 | 1 | -3.4047e-15 | -3.6308e-15 | -3.2679e-15 | -3.1404e-15 | -3.1155e-15 | -3.4105e-15 | -3.5559e-15 | -2.8249e-15 | -2.2992e-15 | -4.3083e-15 | -2.4076e-15 | -4.0065e-15 | -3.6624e-15 | -4.3281e-15 | -3.6604e-15 | -3.751e-15 | -5.4359e-15 | -3.5112e-15 | -3.9715e-15 | -4.5031e-15 | -5.8253e-15 | -5.1861e-15 | -4.9599e-15 | -4.7478e-15
TSO | - | 2 | 2025 | Winter | Voltage, f | 1 | 1 | 4.836e-16 | 4.8069e-16 | 4.0301e-16 | 3.8026e-16 | 3.7384e-16 | 4.5505e-16 | 6.8558e-16 | 5.4278e-16 | 4.5606e-16 | 8.6022e-16 | 4.8168e-16 | 8.6944e-16 | 7.4088e-16 | 9.105e-16 | 7.0394e-16 | 6.7917e-16 | 9.785e-16 | 7.4128e-16 | 8.0159e-16 | 8.8787e-16 | 1.1303e-15 | 9.274e-16 | 8.511e-16 | 7.734e-16
TSO | - | 3 | 2025 | Winter | Voltage, e | 1 | 1 | 3.197e-19 | 2.9167e-19 | 2.8445e-19 | 2.8376e-19 | 2.829e-19 | 3.1781e-19 | 4.418e-19 | 4.7344e-19 | 4.6521e-19 | 4.4539e-19 | 4.9299e-19 | 4.5231e-19 | 4.7078e-19 | 4.6015e-19 | 4.8008e-19 | 4.7668e-19 | 4.4913e-19 | 4.7713e-19 | 5.0477e-19 | 4.6692e-19 | 4.3994e-19 | 4.1202e-19 | 3.7254e-19 | 3.2498e-19
TSO | - | 3 | 2025 | Winter | Voltage, f | 1 | 1 | -7.3024e-21 | -5.9673e-21 | -5.3006e-21 | -5.1583e-21 | -5.1418e-21 | -6.3097e-21 | -2.015e-20 | -1.6517e-20 | -1.6097e-20 | -1.6246e-20 | -1.9469e-20 | -2.3063e-20 | -1.8023e-20 | -2.088e-20 | -1.7884e-20 | -1.5108e-20 | -1.3665e-20 | -1.8569e-20 | -1.7531e-20 | -1.5855e-20 | -1.461e-20 | -1.2274e-20 | -1.075e-20 | -9.7508e-21
TSO | - | 4 | 2025 | Winter | Voltage, e | 1 | 1 | 4.811e-20 | 3.5637e-20 | 3.2101e-20 | 3.271e-20 | 3.0447e-20 | 3.701e-20 | 7.9396e-20 | 9.7407e-20 | 1.0423e-19 | 7.7818e-20 | 1.0688e-19 | 9.183e-20 | 8.5307e-20 | 8.2978e-20 | 8.0356e-20 | 7.3161e-20 | 6.0439e-20 | 1.028e-19 | 9.6438e-20 | 8.1884e-20 | 6.5092e-20 | 5.8363e-20 | 5.2567e-20 | 4.5118e-20
TSO | - | 4 | 2025 | Winter | Voltage, f | 1 | 1 | -4.566e-22 | -1.4889e-22 | -6.7829e-23 | -7.6101e-23 | -3.1433e-23 | -1.7371e-22 | -1.3715e-21 | -1.8479e-21 | -2.1771e-21 | -1.5568e-21 | -2.3459e-21 | -2.0349e-21 | -1.7371e-21 | -1.7139e-21 | -1.5402e-21 | -1.254e-21 | -9.1652e-22 | -2.3244e-21 | -2.0878e-21 | -1.6659e-21 | -1.1581e-21 | -9.0494e-22 | -6.9979e-22 | -4.4833e-22
TSO | - | 5 | 2025 | Winter | Voltage, e | 1 | 1 | 8.5145e-20 | 7.9251e-20 | 7.9714e-20 | 7.9648e-20 | 7.8111e-20 | 7.0732e-20 | 8.3611e-20 | 8.9971e-20 | 9.4849e-20 | 8.7703e-20 | 1.0628e-19 | 9.4481e-20 | 9.3232e-20 | 9.2626e-20 | 9.5774e-20 | 9.593e-20 | 8.879e-20 | 1.059e-19 | 1.0813e-19 | 9.652e-20 | 8.6586e-20 | 8.5274e-20 | 8.2534e-20 | 8.1469e-20
TSO | - | 5 | 2025 | Winter | Voltage, f | 1 | 1 | -2.4716e-21 | -2.0299e-21 | -1.8744e-21 | -1.8396e-21 | -1.7768e-21 | -2.0961e-21 | -4.1971e-21 | -4.4006e-21 | -4.4899e-21 | -3.8877e-21 | -5.0408e-21 | -4.9498e-21 | -4.3179e-21 | -4.5247e-21 | -4.2302e-21 | -3.8447e-21 | -3.4129e-21 | -5.2526e-21 | -5.0342e-21 | -4.3328e-21 | -3.6826e-21 | -3.3038e-21 | -3.0837e-21 | -2.8339e-21
TSO | - | 7 | 2025 | Winter | Voltage, e | 1 | 1 | 7.5642e-19 | 5.9793e-19 | 5.3196e-19 | 5.4291e-19 | 5.3971e-19 | 7.4473e-19 | 4.7276e-13 | 8.8336e-13 | 7.7707e-13 | 6.5364e-13 | 7.8109e-13 | 7.8221e-13 | 9.3161e-13 | 8.0687e-13 | 7.7245e-13 | 5.5195e-13 | 1.9742e-17 | 6.8391e-13 | 1.6525e-13 | 2.343e-17 | 3.7627e-14 | 2.6581e-18 | 1.5554e-18 | 8.415e-19
TSO | - | 7 | 2025 | Winter | Voltage, f | 1 | 1 | -1.0929e-20 | -7.6531e-21 | -6.4123e-21 | -6.136e-21 | -6.1443e-21 | -8.8442e-21 | -2.8383e-14 | -3.4206e-14 | -2.9481e-14 | -2.7173e-14 | -3.7093e-14 | -5.0417e-14 | -4.1402e-14 | -4.6237e-14 | -3.4823e-14 | -2.0346e-14 | -5.5566e-19 | -3.1217e-14 | -6.5658e-15 | -7.9163e-19 | -1.4947e-15 | -5.5623e-20 | -2.9648e-20 | -1.7657e-20
TSO | - | 8 | 2025 | Winter | Voltage, e | 1 | 1 | -1.541e-16 | -1.5925e-16 | -1.4393e-16 | -1.2772e-16 | -1.1348e-16 | -1.2669e-16 | -2.0706e-16 | -1.9506e-16 | -2.3078e-16 | -2.3187e-16 | -2.8842e-16 | -3.3853e-16 | -2.7868e-16 | -2.8308e-16 | -2.4438e-16 | -2.3087e-16 | -2.8009e-16 | -3.5138e-16 | -4.182e-16 | -3.6983e-16 | -3.5451e-16 | -3.076e-16 | -2.8592e-16 | -2.2831e-16
TSO | - | 8 | 2025 | Winter | Voltage, f | 1 | 1 | 2.0422e-18 | 2.184e-18 | 1.8891e-18 | 1.6003e-18 | 1.3364e-18 | 1.558e-18 | 3.2193e-18 | 2.7496e-18 | 3.5215e-18 | 3.5506e-18 | 4.9969e-18 | 6.6351e-18 | 5.001e-18 | 5.1207e-18 | 4.1116e-18 | 3.7167e-18 | 4.6993e-18 | 6.3517e-18 | 7.5652e-18 | 6.5577e-18 | 6.516e-18 | 5.4164e-18 | 4.9489e-18 | 3.5366e-18
TSO | - | 9 | 2025 | Winter | Voltage, e | 1 | 1 | 4.0272e-19 | 3.5216e-19 | 3.2992e-19 | 3.3247e-19 | 3.3093e-19 | 4.0262e-19 | 8.4753e-19 | 1.0378e-18 | 1.0471e-18 | 9.489e-19 | 1.0408e-18 | 9.6332e-19 | 1.0055e-18 | 9.1164e-19 | 9.4579e-19 | 9.221e-19 | 8.556e-19 | 1.0293e-18 | 1.0718e-18 | 9.5668e-19 | 8.8686e-19 | 6.9357e-19 | 5.6321e-19 | 4.2551e-19
TSO | - | 9 | 2025 | Winter | Voltage, f | 1 | 1 | -7.5704e-21 | -5.9888e-21 | -5.2543e-21 | -5.1136e-21 | -5.1269e-21 | -6.4388e-21 | -3.3223e-20 | -2.6835e-20 | -2.6164e-20 | -2.6053e-20 | -3.2842e-20 | -4.169e-20 | -2.958e-20 | -3.4361e-20 | -2.7998e-20 | -2.2446e-20 | -1.9862e-20 | -3.1173e-20 | -2.807e-20 | -2.4533e-20 | -2.2489e-20 | -1.6128e-20 | -1.296e-20 | -1.0748e-20
TSO | - | 10 | 2025 | Winter | Voltage, e | 1 | 1 | 1.0396e-19 | 9.004e-20 | 8.5287e-20 | 8.8393e-20 | 8.4895e-20 | 9.4075e-20 | 1.5344e-19 | 1.8466e-19 | 1.9005e-19 | 1.5104e-19 | 1.9165e-19 | 1.7049e-19 | 1.6478e-19 | 1.5979e-19 | 1.5526e-19 | 1.4293e-19 | 1.279e-19 | 1.8128e-19 | 1.7231e-19 | 1.517e-19 | 1.3371e-19 | 1.248e-19 | 1.1403e-19 | 9.9419e-20
TSO | - | 10 | 2025 | Winter | Voltage, f | 1 | 1 | -1.9306e-21 | -1.4558e-21 | -1.2573e-21 | -1.2805e-21 | -1.1845e-21 | -1.4343e-21 | -4.4105e-21 | -4.6223e-21 | -5.1434e-21 | -4.3642e-21 | -5.8531e-21 | -5.9656e-21 | -4.8671e-21 | -5.198e-21 | -4.4982e-21 | -3.6859e-21 | -3.1929e-21 | -5.6397e-21 | -4.7232e-21 | -4.0598e-21 | -3.5453e-21 | -3.0688e-21 | -2.6486e-21 | -2.1771e-21
TSO | - | 11 | 2025 | Winter | Voltage, e | 1 | 1 | -1.9927e-16 | -1.8685e-16 | -1.7157e-16 | -1.6448e-16 | -1.3469e-16 | -1.3551e-16 | -1.1806e-16 | -2.2302e-16 | -2.5603e-16 | -2.284e-16 | -2.6493e-16 | -2.4028e-16 | -2.7157e-16 | -2.4471e-16 | -2.2669e-16 | -2.7883e-16 | -3.7635e-16 | -4.7106e-16 | -5.7341e-16 | -5.5525e-16 | -6.1291e-16 | -5.1507e-16 | -4.4487e-16 | -3.2448e-16
TSO | - | 11 | 2025 | Winter | Voltage, f | 1 | 1 | -6.2293e-19 | -5.7564e-19 | -5.1019e-19 | -4.8553e-19 | -3.5891e-19 | -3.5785e-19 | -2.8689e-19 | -6.9656e-19 | -8.5136e-19 | -7.1807e-19 | -9.0687e-19 | -8.1407e-19 | -9.9141e-19 | -8.4786e-19 | -7.587e-19 | -1.0198e-18 | -1.51e-18 | -2.0263e-18 | -2.4902e-18 | -2.4788e-18 | -3.0423e-18 | -2.4168e-18 | -1.98e-18 | -1.2394e-18
TSO | - | 12 | 2025 | Winter | Voltage, e | 1 | 1 | 3.7627e-20 | 2.4177e-20 | 2.0524e-20 | 2.0736e-20 | 1.8679e-20 | 2.5591e-20 | 6.7979e-20 | 8.7603e-20 | 9.5736e-20 | 7.014e-20 | 9.7983e-20 | 8.2045e-20 | 7.6211e-20 | 7.352e-20 | 7.0861e-20 | 6.3615e-20 | 5.0769e-20 | 9.4581e-20 | 8.9435e-20 | 7.4532e-20 | 5.6806e-20 | 4.971e-20 | 4.3202e-20 | 3.5514e-20
TSO | - | 12 | 2025 | Winter | Voltage, f | 1 | 1 | -2.3988e-22 | 1.1415e-22 | 1.9521e-22 | 1.8529e-22 | 2.2665e-22 | 7.6101e-23 | -1.1581e-21 | -1.7718e-21 | -2.1325e-21 | -1.4128e-21 | -2.2747e-21 | -1.881e-21 | -1.6213e-21 | -1.5601e-21 | -1.383e-21 | -1.115e-21 | -7.4115e-22 | -2.3542e-21 | -2.1341e-21 | -1.656e-21 | -1.0704e-21 | -7.6597e-22 | -5.0954e-22 | -2.2003e-22
TSO | - | 13 | 2025 | Winter | Voltage, e | 1 | 1 | -1.9927e-16 | -1.8685e-16 | -1.7157e-16 | -1.6448e-16 | -1.3469e-16 | -1.3551e-16 | -1.1806e-16 | -2.2301e-16 | -2.5602e-16 | -2.284e-16 | -2.6493e-16 | -2.4028e-16 | -2.7157e-16 | -2.4471e-16 | -2.2669e-16 | -2.7883e-16 | -3.7636e-16 | -4.7109e-16 | -5.7344e-16 | -5.5527e-16 | -6.1292e-16 | -5.1507e-16 | -4.4488e-16 | -3.2448e-16
TSO | - | 13 | 2025 | Winter | Voltage, f | 1 | 1 | -3.058e-19 | -2.4701e-19 | -2.1686e-19 | -2.0023e-19 | -1.8639e-19 | -2.0129e-19 | -4.8798e-19 | -5.6112e-19 | -5.653e-19 | -5.3013e-19 | -5.433e-19 | -4.9027e-19 | -5.3756e-19 | -4.9916e-19 | -5.3971e-19 | -5.7199e-19 | -5.0179e-19 | -5.4812e-19 | -5.7587e-19 | -5.0904e-19 | -5.4016e-19 | -3.7185e-19 | -3.4294e-19 | -3.0267e-19
TSO | - | 14 | 2025 | Winter | Voltage, e | 1 | 1 | -1.5586e-16 | -1.6126e-16 | -1.4543e-16 | -1.288e-16 | -1.1423e-16 | -1.2771e-16 | -2.1145e-16 | -1.9826e-16 | -2.3605e-16 | -2.3722e-16 | -2.9913e-16 | -3.576e-16 | -2.894e-16 | -2.9433e-16 | -2.5158e-16 | -2.3673e-16 | -2.8951e-16 | -3.688e-16 | -4.4304e-16 | -3.8838e-16 | -3.7283e-16 | -3.2018e-16 | -2.9638e-16 | -2.3361e-16
TSO | - | 14 | 2025 | Winter | Voltage, f | 1 | 1 | 1.9802e-18 | 2.1203e-18 | 1.8301e-18 | 1.5472e-18 | 1.2898e-18 | 1.5057e-18 | 3.152e-18 | 2.6795e-18 | 3.4534e-18 | 3.4827e-18 | 4.9687e-18 | 6.7198e-18 | 4.9791e-18 | 5.1045e-18 | 4.0582e-18 | 3.654e-18 | 4.657e-18 | 6.3915e-18 | 7.6839e-18 | 6.6026e-18 | 6.5701e-18 | 5.4052e-18 | 4.9184e-18 | 3.4694e-18
TSO | - | 15 | 2025 | Winter | Voltage, e | 1 | 1 | 4.9904e-20 | 3.6661e-20 | 3.2948e-20 | 3.3565e-20 | 3.1344e-20 | 3.8241e-20 | 8.4177e-20 | 1.0531e-19 | 1.1429e-19 | 8.6326e-20 | 1.1781e-19 | 1.0102e-19 | 9.3731e-20 | 9.1225e-20 | 8.7527e-20 | 7.8779e-20 | 6.5339e-20 | 1.1335e-19 | 1.0643e-19 | 9.0058e-20 | 7.1611e-20 | 6.3913e-20 | 5.6654e-20 | 4.817e-20
TSO | - | 15 | 2025 | Winter | Voltage, f | 1 | 1 | -3.805e-22 | -1.2904e-22 | -6.452e-23 | -6.9483e-23 | -3.6396e-23 | -1.5055e-22 | -1.1829e-21 | -1.5931e-21 | -1.9025e-21 | -1.4062e-21 | -2.0729e-21 | -1.8264e-21 | -1.5452e-21 | -1.5402e-21 | -1.3599e-21 | -1.0902e-21 | -8.1229e-22 | -2.0498e-21 | -1.833e-21 | -1.4674e-21 | -1.0422e-21 | -8.1725e-22 | -6.2535e-22 | -4.0697e-22
TSO | - | 16 | 2025 | Winter | Voltage, e | 1 | 1 | 3.3215e-19 | 3.1034e-19 | 3.0045e-19 | 2.9804e-19 | 2.9768e-19 | 3.3422e-19 | 4.6495e-19 | 4.7538e-19 | 4.6061e-19 | 4.525e-19 | 4.9265e-19 | 4.5612e-19 | 4.8417e-19 | 4.6336e-19 | 5.0053e-19 | 4.987e-19 | 4.735e-19 | 4.9801e-19 | 5.2901e-19 | 4.981e-19 | 4.7297e-19 | 4.4649e-19 | 4.0543e-19 | 3.4917e-19
TSO | - | 16 | 2025 | Winter | Voltage, f | 1 | 1 | -7.9211e-21 | -6.7614e-21 | -6.0765e-21 | -5.8498e-21 | -5.8862e-21 | -7.1435e-21 | -2.18e-20 | -1.6807e-20 | -1.5989e-20 | -1.6554e-20 | -1.9707e-20 | -2.3338e-20 | -1.8487e-20 | -2.1252e-20 | -1.8899e-20 | -1.6175e-20 | -1.4841e-20 | -1.9694e-20 | -1.8623e-20 | -1.7166e-20 | -1.6029e-20 | -1.3652e-20 | -1.212e-20 | -1.0869e-20
TSO | - | 17 | 2025 | Winter | Voltage, e | 1 | 1 | 3.3234e-19 | 3.0988e-19 | 3.0199e-19 | 2.9958e-19 | 2.9871e-19 | 3.3079e-19 | 4.45e-19 | 4.5489e-19 | 4.3981e-19 | 4.2862e-19 | 4.7598e-19 | 4.3556e-19 | 4.596e-19 | 4.4438e-19 | 4.7771e-19 | 4.7556e-19 | 4.4765e-19 | 4.7278e-19 | 5.05e-19 | 4.7033e-19 | 4.4225e-19 | 4.2483e-19 | 3.9096e-19 | 3.4332e-19
TSO | - | 17 | 2025 | Winter | Voltage, f | 1 | 1 | -7.9343e-21 | -6.7068e-21 | -5.9987e-21 | -5.7787e-21 | -5.7936e-21 | -7.0625e-21 | -2.1063e-20 | -1.6641e-20 | -1.5819e-20 | -1.6156e-20 | -1.9447e-20 | -2.266e-20 | -1.8061e-20 | -2.0726e-20 | -1.8406e-20 | -1.5779e-20 | -1.4362e-20 | -1.9282e-20 | -1.8383e-20 | -1.674e-20 | -1.5419e-20 | -1.3271e-20 | -1.1877e-20 | -1.0738e-20
TSO | - | 18 | 2025 | Winter | Voltage, e | 1 | 1 | 4.9414e-20 | 3.6603e-20 | 3.296e-20 | 3.3569e-20 | 3.1335e-20 | 3.8054e-20 | 8.1807e-20 | 1.009e-19 | 1.0849e-19 | 8.1366e-20 | 1.1154e-19 | 9.5753e-20 | 8.8942e-20 | 8.6538e-20 | 8.3527e-20 | 7.5851e-20 | 6.2841e-20 | 1.0765e-19 | 1.01e-19 | 8.5674e-20 | 6.814e-20 | 6.1013e-20 | 5.4718e-20 | 4.682e-20
TSO | - | 18 | 2025 | Winter | Voltage, f | 1 | 1 | -4.3013e-22 | -1.4889e-22 | -7.4446e-23 | -8.1064e-23 | -4.3013e-23 | -1.7205e-22 | -1.2937e-21 | -1.7404e-21 | -2.063e-21 | -1.4955e-21 | -2.2334e-21 | -1.9505e-21 | -1.6593e-21 | -1.6428e-21 | -1.4674e-21 | -1.1895e-21 | -8.8012e-22 | -2.2152e-21 | -1.9852e-21 | -1.5882e-21 | -1.115e-21 | -8.7516e-22 | -6.7498e-22 | -4.3841e-22
TSO | - | 19 | 2025 | Winter | Voltage, e | 1 | 1 | 0 | 0 | 0 | 0 | 0 | 0 | 0 | 0 | 0 | 0 | 0 | 0 | 0 | 0 | 0 | 0 | 0 | 0 | 0 | 0 | 0 | 0 | 0 | 0
TSO | - | 19 | 2025 | Winter | Voltage, f | 1 | 1 | 0 | 0 | 0 | 0 | 0 | 0 | 0 | 0 | 0 | 0 | 0 | 0 | 0 | 0 | 0 | 0 | 0 | 0 | 0 | 0 | 0 | 0 | 0 | 0
TSO | - | 20 | 2025 | Winter | Voltage, e | 1 | 1 | 7.4927e-16 | 3.2655e-16 | 2.837e-16 | 2.594e-16 | 2.4672e-16 | 2.0193e-16 | 9.8431e-16 | 6.395e-16 | 6.4862e-16 | 4.0336e-16 | 8.6653e-16 | 8.703e-16 | 1.0776e-15 | 1.2452e-15 | 1.3584e-15 | 1.0528e-15 | 7.4032e-16 | 1.3205e-15 | 1.204e-15 | 1.1992e-15 | 8.8634e-16 | 1.1628e-15 | 1.1841e-15 | 4.1918e-16
TSO | - | 20 | 2025 | Winter | Voltage, f | 1 | 1 | -7.9209e-17 | -3.2484e-17 | -2.6646e-17 | -2.387e-17 | -2.3103e-17 | -2.0506e-17 | -1.5328e-16 | -9.1606e-17 | -9.0105e-17 | -5.337e-17 | -1.2299e-16 | -1.4151e-16 | -1.6134e-16 | -1.9841e-16 | -1.9392e-16 | -1.3782e-16 | -9.2287e-17 | -2.0028e-16 | -1.7253e-16 | -1.6803e-16 | -1.1966e-16 | -1.4918e-16 | -1.4922e-16 | -5.0543e-17
TSO | - | 21 | 2025 | Winter | Voltage, e | 1 | 1 | 2.3213e-15 | 8.9041e-16 | 6.9225e-16 | 6.3707e-16 | 4.7965e-16 | 5.2289e-16 | 5.2082e-15 | 6.897e-15 | 1.0788e-14 | 8.7178e-15 | 1.2072e-14 | 9.8929e-15 | 1.0161e-14 | 9.7302e-15 | 9.4047e-15 | 8.3515e-15 | 6.2811e-15 | 1.2377e-14 | 1.0065e-14 | 1.0287e-14 | 7.3913e-15 | 6.5663e-15 | 5.4719e-15 | 1.8192e-15
TSO | - | 21 | 2025 | Winter | Voltage, f | 1 | 1 | -2.8154e-16 | -1.0058e-16 | -7.2919e-17 | -6.5783e-17 | -4.904e-17 | -5.9576e-17 | -9.5476e-16 | -1.2449e-15 | -1.9598e-15 | -1.5442e-15 | -2.1938e-15 | -2.0091e-15 | -1.9199e-15 | -1.9162e-15 | -1.647e-15 | -1.3579e-15 | -9.9209e-16 | -2.3855e-15 | -1.8176e-15 | -1.8195e-15 | -1.2619e-15 | -1.0343e-15 | -8.2458e-16 | -2.5893e-16
TSO | - | 26 | 2025 | Winter | Voltage, e | 1 | 1 | 5.2018e-20 | 4.0269e-20 | 3.7091e-20 | 3.7683e-20 | 3.5777e-20 | 4.1809e-20 | 8.1115e-20 | 9.7437e-20 | 1.0262e-19 | 7.822e-20 | 1.0521e-19 | 9.092e-20 | 8.5319e-20 | 8.3226e-20 | 8.1256e-20 | 7.4908e-20 | 6.3077e-20 | 1.0262e-19 | 9.702e-20 | 8.3148e-20 | 6.719e-20 | 6.1137e-20 | 5.5692e-20 | 4.8913e-20
TSO | - | 26 | 2025 | Winter | Voltage, f | 1 | 1 | -6.3527e-22 | -2.8951e-22 | -1.9852e-22 | -2.0349e-22 | -1.5882e-22 | -3.226e-22 | -1.7238e-21 | -2.2069e-21 | -2.513e-21 | -1.8281e-21 | -2.695e-21 | -2.3939e-21 | -2.0464e-21 | -2.0431e-21 | -1.8413e-21 | -1.5286e-21 | -1.1531e-21 | -2.6983e-21 | -2.4402e-21 | -1.9703e-21 | -1.4178e-21 | -1.1382e-21 | -9.1652e-22 | -6.452e-22
TSO | - | 29 | 2025 | Winter | Voltage, e | 1 | 1 | 0 | 0 | 0 | 0 | 0 | 0 | 0 | 0 | 0 | 0 | 0 | 0 | 0 | 0 | 0 | 0 | 0 | 0 | 0 | 0 | 0 | 0 | 0 | 0
TSO | - | 29 | 2025 | Winter | Voltage, f | 1 | 1 | 0 | 0 | 0 | 0 | 0 | 0 | 0 | 0 | 0 | 0 | 0 | 0 | 0 | 0 | 0 | 0 | 0 | 0 | 0 | 0 | 0 | 0 | 0 | 0
TSO | - | 30 | 2025 | Winter | Voltage, e | 1 | 1 | 3.5335e-15 | 3.2681e-15 | 3.1339e-15 | 3.0967e-15 | 3.0213e-15 | 3.2961e-15 | 5.9655e-15 | 7.5187e-15 | 7.721e-15 | 7.4881e-15 | 7.1257e-15 | 7.9521e-15 | 7.9429e-15 | 8.1246e-15 | 7.2959e-15 | 6.7654e-15 | 6.5474e-15 | 8.0736e-15 | 7.4665e-15 | 6.352e-15 | 6.5492e-15 | 5.4242e-15 | 4.5572e-15 | 4.2397e-15
TSO | - | 30 | 2025 | Winter | Voltage, f | 1 | 1 | -3.8893e-16 | -3.3439e-16 | -3.0492e-16 | -2.9673e-16 | -2.8799e-16 | -3.422e-16 | -9.7785e-16 | -1.1606e-15 | -1.2015e-15 | -1.1603e-15 | -1.1277e-15 | -1.423e-15 | -1.2778e-15 | -1.3941e-15 | -1.1392e-15 | -9.8747e-16 | -9.3362e-16 | -1.3141e-15 | -1.1452e-15 | -9.4599e-16 | -9.6792e-16 | -7.3597e-16 | -5.8945e-16 | -5.3789e-16
TSO | - | 34 | 2025 | Winter | Voltage, e | 1 | 1 | 3.3695e-19 | 3.1208e-19 | 3.0648e-19 | 3.0515e-19 | 3.0301e-19 | 3.2751e-19 | 4.203e-19 | 4.3641e-19 | 4.2059e-19 | 4.0292e-19 | 4.6205e-19 | 4.1434e-19 | 4.2996e-19 | 4.2398e-19 | 4.5135e-19 | 4.4928e-19 | 4.1823e-19 | 4.5124e-19 | 4.8488e-19 | 4.4097e-19 | 4.0617e-19 | 3.9748e-19 | 3.7158e-19 | 3.3886e-19
TSO | - | 34 | 2025 | Winter | Voltage, f | 1 | 1 | -7.4694e-21 | -6.1112e-21 | -5.3667e-21 | -5.1715e-21 | -5.1401e-21 | -6.414e-21 | -1.9392e-20 | -1.6206e-20 | -1.5399e-20 | -1.5268e-20 | -1.8795e-20 | -2.1427e-20 | -1.7099e-20 | -1.9634e-20 | -1.7235e-20 | -1.4716e-20 | -1.3172e-20 | -1.8532e-20 | -1.7839e-20 | -1.5741e-20 | -1.4057e-20 | -1.2171e-20 | -1.0952e-20 | -1.0027e-20
TSO | - | 35 | 2025 | Winter | Voltage, e | 1 | 1 | 2.2262e-19 | 2.103e-19 | 2.0842e-19 | 2.078e-19 | 2.0621e-19 | 2.1434e-19 | 2.466e-19 | 2.5557e-19 | 2.4727e-19 | 2.395e-19 | 2.6742e-19 | 2.4596e-19 | 2.5251e-19 | 2.5225e-19 | 2.6357e-19 | 2.62e-19 | 2.4716e-19 | 2.6053e-19 | 2.7518e-19 | 2.5459e-19 | 2.3797e-19 | 2.3865e-19 | 2.2962e-19 | 2.2033e-19
TSO | - | 35 | 2025 | Winter | Voltage, f | 1 | 1 | -5.4974e-21 | -4.6157e-21 | -4.0912e-21 | -3.9523e-21 | -3.9258e-21 | -4.7745e-21 | -1.2117e-20 | -1.0745e-20 | -1.0274e-20 | -1.0188e-20 | -1.1944e-20 | -1.3576e-20 | -1.1183e-20 | -1.2606e-20 | -1.1054e-20 | -9.6085e-21 | -8.7549e-21 | -1.1885e-20 | -1.1367e-20 | -1.0221e-20 | -9.2313e-21 | -8.2271e-21 | -7.577e-21 | -7.1138e-21
TSO | - | 36 | 2025 | Winter | Voltage, e | 1 | 1 | 1.8038e-19 | 1.7228e-19 | 1.7087e-19 | 1.703e-19 | 1.6871e-19 | 1.7323e-19 | 1.9233e-19 | 1.9765e-19 | 1.9083e-19 | 1.8368e-19 | 2.0432e-19 | 1.8919e-19 | 1.9242e-19 | 1.9309e-19 | 2.0123e-19 | 2.01e-19 | 1.9062e-19 | 2.022e-19 | 2.1194e-19 | 1.9615e-19 | 1.8456e-19 | 1.86e-19 | 1.8182e-19 | 1.7757e-19
TSO | - | 36 | 2025 | Winter | Voltage, f | 1 | 1 | -4.3311e-21 | -3.6743e-21 | -3.2425e-21 | -3.1301e-21 | -3.1102e-21 | -3.7819e-21 | -9.1685e-21 | -8.2304e-21 | -7.8251e-21 | -7.6266e-21 | -8.9402e-21 | -1.0113e-20 | -8.3727e-21 | -9.3835e-21 | -8.2702e-21 | -7.2544e-21 | -6.6191e-21 | -9.1056e-21 | -8.6854e-21 | -7.802e-21 | -7.0559e-21 | -6.3197e-21 | -5.9143e-21 | -5.5719e-21
TSO | - | 42 | 2025 | Winter | Voltage, e | 1 | 1 | 5.327e-20 | 4.4378e-20 | 4.2863e-20 | 4.3042e-20 | 4.1288e-20 | 4.2233e-20 | 6.8264e-20 | 7.9985e-20 | 8.4662e-20 | 6.8089e-20 | 9.1154e-20 | 7.7902e-20 | 7.4243e-20 | 7.2856e-20 | 7.3114e-20 | 7.0458e-20 | 6.0877e-20 | 8.8809e-20 | 8.7069e-20 | 7.4549e-20 | 6.1192e-20 | 5.7645e-20 | 5.3557e-20 | 4.9796e-20
TSO | - | 42 | 2025 | Winter | Voltage, f | 1 | 1 | -9.9593e-22 | -5.9226e-22 | -4.9796e-22 | -4.93e-22 | -4.3179e-22 | -5.7241e-22 | -2.2681e-21 | -2.829e-21 | -3.0523e-21 | -2.2102e-21 | -3.3584e-21 | -2.9646e-21 | -2.5477e-21 | -2.5576e-21 | -2.3641e-21 | -2.0729e-21 | -1.6246e-21 | -3.4311e-21 | -3.1913e-21 | -2.5576e-21 | -1.8479e-21 | -1.5452e-21 | -1.2987e-21 | -1.0257e-21
TSO | - | 55 | 2025 | Winter | Voltage, e | 1 | 1 | 8.3787e-20 | 7.4992e-20 | 7.3057e-20 | 7.3427e-20 | 7.1922e-20 | 7.5474e-20 | 1.015e-19 | 1.1152e-19 | 1.1252e-19 | 9.6252e-20 | 1.1654e-19 | 1.0428e-19 | 1.0206e-19 | 1.006e-19 | 1.0216e-19 | 9.879e-20 | 8.9648e-20 | 1.1556e-19 | 1.1482e-19 | 1.0287e-19 | 9.0631e-20 | 8.7539e-20 | 8.4106e-20 | 8.002e-20
TSO | - | 55 | 2025 | Winter | Voltage, f | 1 | 1 | -2.0928e-21 | -1.6246e-21 | -1.4476e-21 | -1.4194e-21 | -1.3682e-21 | -1.6759e-21 | -4.1111e-21 | -4.3956e-21 | -4.5032e-21 | -3.7719e-21 | -4.8688e-21 | -4.8109e-21 | -4.164e-21 | -4.3477e-21 | -3.9672e-21 | -3.4957e-21 | -3.0093e-21 | -4.978e-21 | -4.6736e-21 | -4.0234e-21 | -3.3501e-21 | -2.9497e-21 | -2.6817e-21 | -2.3641e-21
TSO | - | 68 | 2025 | Winter | Voltage, e | 1 | 1 | 8.402e-20 | 7.8243e-20 | 7.881e-20 | 7.8635e-20 | 7.7149e-20 | 6.9799e-20 | 8.2429e-20 | 8.8631e-20 | 9.3496e-20 | 8.6358e-20 | 1.0463e-19 | 9.3035e-20 | 9.1746e-20 | 9.1144e-20 | 9.4383e-20 | 9.4643e-20 | 8.7653e-20 | 1.0447e-19 | 1.0676e-19 | 9.5177e-20 | 8.5481e-20 | 8.4195e-20 | 8.1525e-20 | 8.0463e-20
TSO | - | 68 | 2025 | Winter | Voltage, f | 1 | 1 | -2.4633e-21 | -2.0249e-21 | -1.8744e-21 | -1.838e-21 | -1.7735e-21 | -2.0795e-21 | -4.1591e-21 | -4.3576e-21 | -4.4519e-21 | -3.8514e-21 | -4.9995e-21 | -4.9002e-21 | -4.2732e-21 | -4.4767e-21 | -4.1988e-21 | -3.8216e-21 | -3.3947e-21 | -5.2195e-21 | -5.0061e-21 | -4.303e-21 | -3.6594e-21 | -3.2806e-21 | -3.0672e-21 | -2.8207e-21
TSO | - | 72 | 2025 | Winter | Voltage, e | 1 | 1 | 3.8786e-20 | 2.554e-20 | 2.196e-20 | 2.2182e-20 | 2.0071e-20 | 2.6872e-20 | 6.9549e-20 | 8.9425e-20 | 9.7639e-20 | 7.1789e-20 | 1.001e-19 | 8.4129e-20 | 7.8299e-20 | 7.5411e-20 | 7.266e-20 | 6.5251e-20 | 5.2409e-20 | 9.7003e-20 | 9.1729e-20 | 7.6605e-20 | 5.8621e-20 | 5.1307e-20 | 4.4698e-20 | 3.7005e-20
TSO | - | 72 | 2025 | Winter | Voltage, f | 1 | 1 | -2.2996e-22 | 6.7829e-23 | 1.3566e-22 | 1.2573e-22 | 1.6378e-22 | 3.9705e-23 | -1.082e-21 | -1.6246e-21 | -1.9488e-21 | -1.3152e-21 | -2.0762e-21 | -1.7305e-21 | -1.4823e-21 | -1.436e-21 | -1.2705e-21 | -1.0108e-21 | -6.7829e-22 | -2.1242e-21 | -1.9174e-21 | -1.4906e-21 | -9.6118e-22 | -6.9318e-22 | -4.7149e-22 | -2.2665e-22
TSO | - | 103 | 2025 | Winter | Voltage, e | 1 | 1 | 4.8632e-20 | 3.6269e-20 | 3.2692e-20 | 3.3291e-20 | 3.1066e-20 | 3.7585e-20 | 7.9196e-20 | 9.6345e-20 | 1.0268e-19 | 7.6374e-20 | 1.0536e-19 | 9.0508e-20 | 8.4162e-20 | 8.1838e-20 | 7.9454e-20 | 7.278e-20 | 6.0199e-20 | 1.02e-19 | 9.5596e-20 | 8.1267e-20 | 6.4599e-20 | 5.7932e-20 | 5.2552e-20 | 4.5215e-20
TSO | - | 103 | 2025 | Winter | Voltage, f | 1 | 1 | -4.6984e-22 | -1.6213e-22 | -7.9409e-23 | -8.7681e-23 | -4.4668e-23 | -1.8529e-22 | -1.3764e-21 | -1.8496e-21 | -2.1738e-21 | -1.5402e-21 | -2.3393e-21 | -2.0266e-21 | -1.7288e-21 | -1.7023e-21 | -1.5352e-21 | -1.2557e-21 | -9.1817e-22 | -2.326e-21 | -2.0878e-21 | -1.6643e-21 | -1.1531e-21 | -8.9997e-22 | -7.031e-22 | -4.5164e-22
TSO | - | 1 | 2025 | Winter | Voltage, e | 1 | 2 | 0 | 0 | 0 | 0 | 0 | 0 | 0 | 0 | 0 | 0 | 0 | 0 | 0 | 0 | 0 | 0 | 0 | 0 | 0 | 0 | 0 | 0 | 0 | 0
TSO | - | 1 | 2025 | Winter | Voltage, f | 1 | 2 | 0 | 0 | 0 | 0 | 0 | 0 | 0 | 0 | 0 | 0 | 0 | 0 | 0 | 0 | 0 | 0 | 0 | 0 | 0 | 0 | 0 | 0 | 0 | 0
TSO | - | 2 | 2025 | Winter | Voltage, e | 1 | 2 | -3.4047e-15 | -3.6308e-15 | -3.2679e-15 | -3.1404e-15 | -3.1155e-15 | -3.4105e-15 | -3.5559e-15 | -2.8249e-15 | -2.2992e-15 | -4.3083e-15 | -2.4076e-15 | -4.0065e-15 | -3.6624e-15 | -4.3281e-15 | -3.6604e-15 | -3.751e-15 | -5.4359e-15 | -3.5112e-15 | -3.9715e-15 | -4.5031e-15 | -5.8253e-15 | -5.1861e-15 | -4.9599e-15 | -4.7478e-15
TSO | - | 2 | 2025 | Winter | Voltage, f | 1 | 2 | 4.836e-16 | 4.8069e-16 | 4.0301e-16 | 3.8026e-16 | 3.7384e-16 | 4.5505e-16 | 6.8558e-16 | 5.4278e-16 | 4.5606e-16 | 8.6022e-16 | 4.8168e-16 | 8.6944e-16 | 7.4088e-16 | 9.105e-16 | 7.0394e-16 | 6.7917e-16 | 9.785e-16 | 7.4128e-16 | 8.0159e-16 | 8.8787e-16 | 1.1303e-15 | 9.274e-16 | 8.5109e-16 | 7.734e-16
TSO | - | 3 | 2025 | Winter | Voltage, e | 1 | 2 | 3.197e-19 | 2.9167e-19 | 2.8445e-19 | 2.8376e-19 | 2.829e-19 | 3.1781e-19 | 4.418e-19 | 4.7344e-19 | 4.6521e-19 | 4.4539e-19 | 4.9299e-19 | 4.5231e-19 | 4.7078e-19 | 4.6015e-19 | 4.8008e-19 | 4.7668e-19 | 4.4913e-19 | 4.7713e-19 | 5.0477e-19 | 4.6692e-19 | 4.3994e-19 | 4.1202e-19 | 3.7254e-19 | 3.2498e-19
TSO | - | 3 | 2025 | Winter | Voltage, f | 1 | 2 | -7.3024e-21 | -5.9673e-21 | -5.3006e-21 | -5.1583e-21 | -5.1418e-21 | -6.3097e-21 | -2.015e-20 | -1.6517e-20 | -1.6097e-20 | -1.6246e-20 | -1.9469e-20 | -2.3063e-20 | -1.8023e-20 | -2.088e-20 | -1.7884e-20 | -1.5108e-20 | -1.3665e-20 | -1.8569e-20 | -1.7531e-20 | -1.5855e-20 | -1.461e-20 | -1.2274e-20 | -1.075e-20 | -9.7508e-21
TSO | - | 4 | 2025 | Winter | Voltage, e | 1 | 2 | 4.811e-20 | 3.5637e-20 | 3.2101e-20 | 3.271e-20 | 3.0447e-20 | 3.701e-20 | 7.9396e-20 | 9.7407e-20 | 1.0423e-19 | 7.7818e-20 | 1.0688e-19 | 9.183e-20 | 8.5307e-20 | 8.2978e-20 | 8.0356e-20 | 7.3161e-20 | 6.0439e-20 | 1.028e-19 | 9.6438e-20 | 8.1884e-20 | 6.5092e-20 | 5.8363e-20 | 5.2567e-20 | 4.5118e-20
TSO | - | 4 | 2025 | Winter | Voltage, f | 1 | 2 | -4.566e-22 | -1.4889e-22 | -6.7829e-23 | -7.6101e-23 | -3.1433e-23 | -1.7371e-22 | -1.3715e-21 | -1.8479e-21 | -2.1771e-21 | -1.5568e-21 | -2.3459e-21 | -2.0349e-21 | -1.7371e-21 | -1.7139e-21 | -1.5402e-21 | -1.254e-21 | -9.1652e-22 | -2.3244e-21 | -2.0878e-21 | -1.6659e-21 | -1.1564e-21 | -9.0494e-22 | -6.9979e-22 | -4.4833e-22
TSO | - | 5 | 2025 | Winter | Voltage, e | 1 | 2 | 8.5145e-20 | 7.9251e-20 | 7.9714e-20 | 7.9648e-20 | 7.8111e-20 | 7.0732e-20 | 8.3611e-20 | 8.9971e-20 | 9.4849e-20 | 8.7703e-20 | 1.0628e-19 | 9.4481e-20 | 9.3232e-20 | 9.2626e-20 | 9.5774e-20 | 9.593e-20 | 8.879e-20 | 1.059e-19 | 1.0813e-19 | 9.652e-20 | 8.6586e-20 | 8.5274e-20 | 8.2534e-20 | 8.1469e-20
TSO | - | 5 | 2025 | Winter | Voltage, f | 1 | 2 | -2.4716e-21 | -2.0299e-21 | -1.8744e-21 | -1.8396e-21 | -1.7768e-21 | -2.0961e-21 | -4.1971e-21 | -4.4006e-21 | -4.4899e-21 | -3.8877e-21 | -5.0408e-21 | -4.9498e-21 | -4.3179e-21 | -4.5247e-21 | -4.2302e-21 | -3.8447e-21 | -3.4129e-21 | -5.2526e-21 | -5.0342e-21 | -4.3328e-21 | -3.6826e-21 | -3.3038e-21 | -3.0837e-21 | -2.8339e-21
TSO | - | 7 | 2025 | Winter | Voltage, e | 1 | 2 | 7.5641e-19 | 5.9793e-19 | 5.3196e-19 | 5.4291e-19 | 5.3971e-19 | 7.4473e-19 | 4.7276e-13 | 8.8336e-13 | 7.7707e-13 | 6.5364e-13 | 7.811e-13 | 7.8221e-13 | 9.3161e-13 | 8.0687e-13 | 7.7245e-13 | 5.5195e-13 | 1.9742e-17 | 6.8391e-13 | 1.6525e-13 | 2.3431e-17 | 3.7627e-14 | 2.6581e-18 | 1.5554e-18 | 8.4149e-19
TSO | - | 7 | 2025 | Winter | Voltage, f | 1 | 2 | -1.0929e-20 | -7.6531e-21 | -6.4123e-21 | -6.136e-21 | -6.1443e-21 | -8.8442e-21 | -2.8383e-14 | -3.4206e-14 | -2.9481e-14 | -2.7172e-14 | -3.7093e-14 | -5.0417e-14 | -4.1402e-14 | -4.6237e-14 | -3.4823e-14 | -2.0346e-14 | -5.5565e-19 | -3.1218e-14 | -6.5657e-15 | -7.9165e-19 | -1.4947e-15 | -5.5625e-20 | -2.9648e-20 | -1.7657e-20
TSO | - | 8 | 2025 | Winter | Voltage, e | 1 | 2 | -1.541e-16 | -1.5925e-16 | -1.4393e-16 | -1.2772e-16 | -1.1349e-16 | -1.2669e-16 | -2.0707e-16 | -1.9506e-16 | -2.3078e-16 | -2.3187e-16 | -2.8842e-16 | -3.3852e-16 | -2.7868e-16 | -2.8309e-16 | -2.4438e-16 | -2.3086e-16 | -2.8009e-16 | -3.5138e-16 | -4.1819e-16 | -3.6983e-16 | -3.5451e-16 | -3.0761e-16 | -2.8592e-16 | -2.2831e-16
TSO | - | 8 | 2025 | Winter | Voltage, f | 1 | 2 | 2.0421e-18 | 2.184e-18 | 1.8891e-18 | 1.6002e-18 | 1.3365e-18 | 1.558e-18 | 3.2194e-18 | 2.7496e-18 | 3.5215e-18 | 3.5505e-18 | 4.9968e-18 | 6.635e-18 | 5.0011e-18 | 5.1208e-18 | 4.1116e-18 | 3.7167e-18 | 4.6992e-18 | 6.3518e-18 | 7.565e-18 | 6.5577e-18 | 6.5161e-18 | 5.4164e-18 | 4.9489e-18 | 3.5367e-18
TSO | - | 9 | 2025 | Winter | Voltage, e | 1 | 2 | 4.0272e-19 | 3.5216e-19 | 3.2992e-19 | 3.3247e-19 | 3.3093e-19 | 4.0262e-19 | 8.4753e-19 | 1.0378e-18 | 1.0471e-18 | 9.489e-19 | 1.0408e-18 | 9.6332e-19 | 1.0055e-18 | 9.1164e-19 | 9.4579e-19 | 9.221e-19 | 8.556e-19 | 1.0293e-18 | 1.0718e-18 | 9.5668e-19 | 8.8686e-19 | 6.9357e-19 | 5.6321e-19 | 4.2551e-19
TSO | - | 9 | 2025 | Winter | Voltage, f | 1 | 2 | -7.5704e-21 | -5.9888e-21 | -5.2543e-21 | -5.1136e-21 | -5.1269e-21 | -6.4404e-21 | -3.3223e-20 | -2.6835e-20 | -2.6164e-20 | -2.6051e-20 | -3.2842e-20 | -4.169e-20 | -2.958e-20 | -3.4361e-20 | -2.7998e-20 | -2.2446e-20 | -1.9862e-20 | -3.1173e-20 | -2.807e-20 | -2.4533e-20 | -2.2489e-20 | -1.6128e-20 | -1.296e-20 | -1.0748e-20
TSO | - | 10 | 2025 | Winter | Voltage, e | 1 | 2 | 1.0396e-19 | 9.004e-20 | 8.5287e-20 | 8.8393e-20 | 8.4895e-20 | 9.4075e-20 | 1.5345e-19 | 1.8466e-19 | 1.9005e-19 | 1.5104e-19 | 1.9165e-19 | 1.7048e-19 | 1.6478e-19 | 1.5979e-19 | 1.5526e-19 | 1.4293e-19 | 1.279e-19 | 1.8128e-19 | 1.7231e-19 | 1.517e-19 | 1.3371e-19 | 1.248e-19 | 1.1403e-19 | 9.9419e-20
TSO | - | 10 | 2025 | Winter | Voltage, f | 1 | 2 | -1.9306e-21 | -1.4558e-21 | -1.2557e-21 | -1.2805e-21 | -1.1845e-21 | -1.4343e-21 | -4.4105e-21 | -4.6223e-21 | -5.1434e-21 | -4.3626e-21 | -5.8531e-21 | -5.9673e-21 | -4.8671e-21 | -5.198e-21 | -4.4982e-21 | -3.6859e-21 | -3.1929e-21 | -5.6397e-21 | -4.7232e-21 | -4.0598e-21 | -3.5453e-21 | -3.0688e-21 | -2.6486e-21 | -2.1771e-21
TSO | - | 11 | 2025 | Winter | Voltage, e | 1 | 2 | -1.9926e-16 | -1.8686e-16 | -1.7157e-16 | -1.6448e-16 | -1.3469e-16 | -1.3551e-16 | -1.1807e-16 | -2.2302e-16 | -2.5603e-16 | -2.2839e-16 | -2.6492e-16 | -2.4027e-16 | -2.7157e-16 | -2.4471e-16 | -2.2669e-16 | -2.7882e-16 | -3.7635e-16 | -4.7106e-16 | -5.7339e-16 | -5.5525e-16 | -6.1291e-16 | -5.1507e-16 | -4.4488e-16 | -3.2448e-16
TSO | - | 11 | 2025 | Winter | Voltage, f | 1 | 2 | -6.2291e-19 | -5.7565e-19 | -5.1019e-19 | -4.8552e-19 | -3.5892e-19 | -3.5785e-19 | -2.869e-19 | -6.9655e-19 | -8.5136e-19 | -7.1805e-19 | -9.0684e-19 | -8.1404e-19 | -9.9142e-19 | -8.4788e-19 | -7.5871e-19 | -1.0198e-18 | -1.51e-18 | -2.0263e-18 | -2.4901e-18 | -2.4788e-18 | -3.0423e-18 | -2.4168e-18 | -1.9801e-18 | -1.2394e-18
TSO | - | 12 | 2025 | Winter | Voltage, e | 1 | 2 | 3.7627e-20 | 2.4177e-20 | 2.0524e-20 | 2.0736e-20 | 1.8679e-20 | 2.5591e-20 | 6.7979e-20 | 8.7603e-20 | 9.5736e-20 | 7.014e-20 | 9.7983e-20 | 8.2045e-20 | 7.6211e-20 | 7.352e-20 | 7.0861e-20 | 6.3615e-20 | 5.0769e-20 | 9.4581e-20 | 8.9435e-20 | 7.4532e-20 | 5.6806e-20 | 4.971e-20 | 4.3202e-20 | 3.5514e-20
TSO | - | 12 | 2025 | Winter | Voltage, f | 1 | 2 | -2.3988e-22 | 1.1415e-22 | 1.9521e-22 | 1.8529e-22 | 2.2665e-22 | 7.6101e-23 | -1.1581e-21 | -1.7718e-21 | -2.1325e-21 | -1.4128e-21 | -2.2747e-21 | -1.881e-21 | -1.6213e-21 | -1.5601e-21 | -1.383e-21 | -1.115e-21 | -7.4115e-22 | -2.3542e-21 | -2.1341e-21 | -1.656e-21 | -1.0704e-21 | -7.6597e-22 | -5.0954e-22 | -2.2003e-22
TSO | - | 13 | 2025 | Winter | Voltage, e | 1 | 2 | -1.9926e-16 | -1.8686e-16 | -1.7157e-16 | -1.6448e-16 | -1.3469e-16 | -1.3551e-16 | -1.1807e-16 | -2.2301e-16 | -2.5602e-16 | -2.2839e-16 | -2.6492e-16 | -2.4027e-16 | -2.7158e-16 | -2.4471e-16 | -2.2669e-16 | -2.7882e-16 | -3.7635e-16 | -4.7109e-16 | -5.7342e-16 | -5.5527e-16 | -6.1292e-16 | -5.1508e-16 | -4.4488e-16 | -3.2449e-16
TSO | - | 13 | 2025 | Winter | Voltage, f | 1 | 2 | -3.058e-19 | -2.4701e-19 | -2.1686e-19 | -2.0022e-19 | -1.8639e-19 | -2.0129e-19 | -4.8798e-19 | -5.6112e-19 | -5.653e-19 | -5.3013e-19 | -5.433e-19 | -4.9027e-19 | -5.3756e-19 | -4.9916e-19 | -5.3971e-19 | -5.7199e-19 | -5.0179e-19 | -5.4812e-19 | -5.7587e-19 | -5.0904e-19 | -5.4016e-19 | -3.7185e-19 | -3.4294e-19 | -3.0267e-19
TSO | - | 14 | 2025 | Winter | Voltage, e | 1 | 2 | -1.5586e-16 | -1.6126e-16 | -1.4543e-16 | -1.288e-16 | -1.1424e-16 | -1.2771e-16 | -2.1146e-16 | -1.9826e-16 | -2.3605e-16 | -2.3722e-16 | -2.9912e-16 | -3.576e-16 | -2.894e-16 | -2.9433e-16 | -2.5158e-16 | -2.3673e-16 | -2.8951e-16 | -3.688e-16 | -4.4303e-16 | -3.8838e-16 | -3.7283e-16 | -3.2018e-16 | -2.9639e-16 | -2.3362e-16
TSO | - | 14 | 2025 | Winter | Voltage, f | 1 | 2 | 1.9802e-18 | 2.1203e-18 | 1.8301e-18 | 1.5471e-18 | 1.2898e-18 | 1.5057e-18 | 3.1521e-18 | 2.6794e-18 | 3.4534e-18 | 3.4826e-18 | 4.9685e-18 | 6.7196e-18 | 4.9791e-18 | 5.1045e-18 | 4.0582e-18 | 3.654e-18 | 4.6569e-18 | 6.3916e-18 | 7.6838e-18 | 6.6026e-18 | 6.5701e-18 | 5.4053e-18 | 4.9185e-18 | 3.4695e-18
TSO | - | 15 | 2025 | Winter | Voltage, e | 1 | 2 | 4.9902e-20 | 3.6661e-20 | 3.2948e-20 | 3.3565e-20 | 3.1345e-20 | 3.8241e-20 | 8.4177e-20 | 1.0531e-19 | 1.1429e-19 | 8.6325e-20 | 1.1781e-19 | 1.0102e-19 | 9.3731e-20 | 9.1225e-20 | 8.7527e-20 | 7.8779e-20 | 6.5339e-20 | 1.1335e-19 | 1.0643e-19 | 9.0058e-20 | 7.1611e-20 | 6.3913e-20 | 5.6654e-20 | 4.817e-20
TSO | - | 15 | 2025 | Winter | Voltage, f | 1 | 2 | -3.805e-22 | -1.2904e-22 | -6.452e-23 | -6.9483e-23 | -3.6396e-23 | -1.5055e-22 | -1.1829e-21 | -1.5931e-21 | -1.9025e-21 | -1.4062e-21 | -2.0729e-21 | -1.8264e-21 | -1.5452e-21 | -1.5402e-21 | -1.3599e-21 | -1.0902e-21 | -8.1229e-22 | -2.0498e-21 | -1.833e-21 | -1.4674e-21 | -1.0422e-21 | -8.1725e-22 | -6.2535e-22 | -4.0697e-22
TSO | - | 16 | 2025 | Winter | Voltage, e | 1 | 2 | 3.3215e-19 | 3.1034e-19 | 3.0045e-19 | 2.9804e-19 | 2.9768e-19 | 3.3422e-19 | 4.6495e-19 | 4.7538e-19 | 4.6061e-19 | 4.525e-19 | 4.9265e-19 | 4.5612e-19 | 4.8417e-19 | 4.6336e-19 | 5.0053e-19 | 4.987e-19 | 4.735e-19 | 4.98e-19 | 5.2902e-19 | 4.981e-19 | 4.7297e-19 | 4.4649e-19 | 4.0543e-19 | 3.4917e-19
TSO | - | 16 | 2025 | Winter | Voltage, f | 1 | 2 | -7.9211e-21 | -6.7614e-21 | -6.0765e-21 | -5.8498e-21 | -5.8862e-21 | -7.1435e-21 | -2.18e-20 | -1.6807e-20 | -1.5989e-20 | -1.6554e-20 | -1.9705e-20 | -2.3336e-20 | -1.8487e-20 | -2.1252e-20 | -1.8899e-20 | -1.6175e-20 | -1.4841e-20 | -1.9694e-20 | -1.8623e-20 | -1.7166e-20 | -1.6029e-20 | -1.3652e-20 | -1.212e-20 | -1.0869e-20
TSO | - | 17 | 2025 | Winter | Voltage, e | 1 | 2 | 3.3234e-19 | 3.0988e-19 | 3.0199e-19 | 2.9958e-19 | 2.9871e-19 | 3.3079e-19 | 4.45e-19 | 4.5489e-19 | 4.3981e-19 | 4.2862e-19 | 4.7598e-19 | 4.3556e-19 | 4.596e-19 | 4.4438e-19 | 4.7771e-19 | 4.7556e-19 | 4.4765e-19 | 4.7278e-19 | 5.05e-19 | 4.7033e-19 | 4.4225e-19 | 4.2483e-19 | 3.9096e-19 | 3.4332e-19
TSO | - | 17 | 2025 | Winter | Voltage, f | 1 | 2 | -7.9343e-21 | -6.7068e-21 | -5.9987e-21 | -5.7787e-21 | -5.7936e-21 | -7.0625e-21 | -2.1063e-20 | -1.6641e-20 | -1.5819e-20 | -1.6156e-20 | -1.9445e-20 | -2.266e-20 | -1.8062e-20 | -2.0726e-20 | -1.8406e-20 | -1.5779e-20 | -1.4362e-20 | -1.9282e-20 | -1.8383e-20 | -1.674e-20 | -1.5419e-20 | -1.3271e-20 | -1.1877e-20 | -1.0738e-20
TSO | - | 18 | 2025 | Winter | Voltage, e | 1 | 2 | 4.9414e-20 | 3.6603e-20 | 3.296e-20 | 3.3569e-20 | 3.1335e-20 | 3.8054e-20 | 8.1807e-20 | 1.009e-19 | 1.0849e-19 | 8.1366e-20 | 1.1154e-19 | 9.5753e-20 | 8.8942e-20 | 8.6538e-20 | 8.3527e-20 | 7.5851e-20 | 6.2841e-20 | 1.0765e-19 | 1.01e-19 | 8.5674e-20 | 6.814e-20 | 6.1013e-20 | 5.4718e-20 | 4.682e-20
TSO | - | 18 | 2025 | Winter | Voltage, f | 1 | 2 | -4.3013e-22 | -1.4889e-22 | -7.4446e-23 | -8.1064e-23 | -4.3013e-23 | -1.7205e-22 | -1.2937e-21 | -1.7404e-21 | -2.063e-21 | -1.4955e-21 | -2.2334e-21 | -1.9505e-21 | -1.6593e-21 | -1.6428e-21 | -1.4674e-21 | -1.1895e-21 | -8.8012e-22 | -2.2152e-21 | -1.9869e-21 | -1.5882e-21 | -1.115e-21 | -8.7516e-22 | -6.7498e-22 | -4.3841e-22
TSO | - | 19 | 2025 | Winter | Voltage, e | 1 | 2 | 0 | 0 | 0 | 0 | 0 | 0 | 0 | 0 | 0 | 0 | 0 | 0 | 0 | 0 | 0 | 0 | 0 | 0 | 0 | 0 | 0 | 0 | 0 | 0
TSO | - | 19 | 2025 | Winter | Voltage, f | 1 | 2 | 0 | 0 | 0 | 0 | 0 | 0 | 0 | 0 | 0 | 0 | 0 | 0 | 0 | 0 | 0 | 0 | 0 | 0 | 0 | 0 | 0 | 0 | 0 | 0
TSO | - | 20 | 2025 | Winter | Voltage, e | 1 | 2 | 7.4927e-16 | 3.2655e-16 | 2.837e-16 | 2.594e-16 | 2.4672e-16 | 2.0193e-16 | 9.8431e-16 | 6.395e-16 | 6.4862e-16 | 4.0336e-16 | 8.6653e-16 | 8.703e-16 | 1.0776e-15 | 1.2452e-15 | 1.3584e-15 | 1.0528e-15 | 7.4032e-16 | 1.3205e-15 | 1.204e-15 | 1.1992e-15 | 8.8634e-16 | 1.1628e-15 | 1.1841e-15 | 4.1918e-16
TSO | - | 20 | 2025 | Winter | Voltage, f | 1 | 2 | -7.9209e-17 | -3.2484e-17 | -2.6646e-17 | -2.387e-17 | -2.3103e-17 | -2.0506e-17 | -1.5328e-16 | -9.1606e-17 | -9.0105e-17 | -5.337e-17 | -1.2299e-16 | -1.4151e-16 | -1.6134e-16 | -1.9841e-16 | -1.9392e-16 | -1.3782e-16 | -9.2287e-17 | -2.0028e-16 | -1.7253e-16 | -1.6803e-16 | -1.1966e-16 | -1.4918e-16 | -1.4922e-16 | -5.0543e-17
TSO | - | 21 | 2025 | Winter | Voltage, e | 1 | 2 | 2.3213e-15 | 8.9041e-16 | 6.9225e-16 | 6.3707e-16 | 4.7965e-16 | 5.2289e-16 | 5.2082e-15 | 6.897e-15 | 1.0788e-14 | 8.7179e-15 | 1.2072e-14 | 9.893e-15 | 1.0161e-14 | 9.7301e-15 | 9.4047e-15 | 8.3516e-15 | 6.2811e-15 | 1.2377e-14 | 1.0065e-14 | 1.0287e-14 | 7.3913e-15 | 6.5663e-15 | 5.4718e-15 | 1.8192e-15
TSO | - | 21 | 2025 | Winter | Voltage, f | 1 | 2 | -2.8154e-16 | -1.0058e-16 | -7.2919e-17 | -6.5784e-17 | -4.904e-17 | -5.9576e-17 | -9.5475e-16 | -1.2449e-15 | -1.9598e-15 | -1.5442e-15 | -2.1938e-15 | -2.0091e-15 | -1.9199e-15 | -1.9162e-15 | -1.647e-15 | -1.3579e-15 | -9.9209e-16 | -2.3855e-15 | -1.8177e-15 | -1.8195e-15 | -1.2619e-15 | -1.0343e-15 | -8.2457e-16 | -2.5893e-16
TSO | - | 26 | 2025 | Winter | Voltage, e | 1 | 2 | 5.2018e-20 | 4.0269e-20 | 3.7091e-20 | 3.7683e-20 | 3.5777e-20 | 4.1809e-20 | 8.1115e-20 | 9.7437e-20 | 1.0262e-19 | 7.822e-20 | 1.0521e-19 | 9.092e-20 | 8.5319e-20 | 8.3226e-20 | 8.1256e-20 | 7.4908e-20 | 6.3077e-20 | 1.0262e-19 | 9.702e-20 | 8.3148e-20 | 6.719e-20 | 6.1137e-20 | 5.5692e-20 | 4.8913e-20
TSO | - | 26 | 2025 | Winter | Voltage, f | 1 | 2 | -6.3527e-22 | -2.8951e-22 | -1.9852e-22 | -2.0349e-22 | -1.6047e-22 | -3.2095e-22 | -1.7238e-21 | -2.2069e-21 | -2.513e-21 | -1.8281e-21 | -2.695e-21 | -2.3939e-21 | -2.0464e-21 | -2.0431e-21 | -1.8413e-21 | -1.5286e-21 | -1.1531e-21 | -2.6983e-21 | -2.4402e-21 | -1.9703e-21 | -1.4178e-21 | -1.1382e-21 | -9.1652e-22 | -6.452e-22
TSO | - | 29 | 2025 | Winter | Voltage, e | 1 | 2 | 0 | 0 | 0 | 0 | 0 | 0 | 0 | 0 | 0 | 0 | 0 | 0 | 0 | 0 | 0 | 0 | 0 | 0 | 0 | 0 | 0 | 0 | 0 | 0
TSO | - | 29 | 2025 | Winter | Voltage, f | 1 | 2 | 0 | 0 | 0 | 0 | 0 | 0 | 0 | 0 | 0 | 0 | 0 | 0 | 0 | 0 | 0 | 0 | 0 | 0 | 0 | 0 | 0 | 0 | 0 | 0
TSO | - | 30 | 2025 | Winter | Voltage, e | 1 | 2 | 3.5335e-15 | 3.2681e-15 | 3.1339e-15 | 3.0967e-15 | 3.0213e-15 | 3.2961e-15 | 5.9655e-15 | 7.5187e-15 | 7.721e-15 | 7.4881e-15 | 7.1257e-15 | 7.9521e-15 | 7.9429e-15 | 8.1246e-15 | 7.2959e-15 | 6.7654e-15 | 6.5475e-15 | 8.0736e-15 | 7.4665e-15 | 6.352e-15 | 6.5492e-15 | 5.4242e-15 | 4.5572e-15 | 4.2397e-15
TSO | - | 30 | 2025 | Winter | Voltage, f | 1 | 2 | -3.8893e-16 | -3.3439e-16 | -3.0492e-16 | -2.9673e-16 | -2.8798e-16 | -3.422e-16 | -9.7785e-16 | -1.1606e-15 | -1.2015e-15 | -1.1603e-15 | -1.1277e-15 | -1.423e-15 | -1.2778e-15 | -1.3941e-15 | -1.1392e-15 | -9.8748e-16 | -9.3362e-16 | -1.3141e-15 | -1.1452e-15 | -9.4599e-16 | -9.6792e-16 | -7.3597e-16 | -5.8945e-16 | -5.3789e-16
TSO | - | 34 | 2025 | Winter | Voltage, e | 1 | 2 | 3.3695e-19 | 3.1208e-19 | 3.0648e-19 | 3.0515e-19 | 3.0301e-19 | 3.2751e-19 | 4.203e-19 | 4.3641e-19 | 4.2059e-19 | 4.0292e-19 | 4.6205e-19 | 4.1434e-19 | 4.2996e-19 | 4.2398e-19 | 4.5135e-19 | 4.4928e-19 | 4.1823e-19 | 4.5124e-19 | 4.8488e-19 | 4.4097e-19 | 4.0617e-19 | 3.9748e-19 | 3.7157e-19 | 3.3886e-19
TSO | - | 34 | 2025 | Winter | Voltage, f | 1 | 2 | -7.4694e-21 | -6.1112e-21 | -5.3667e-21 | -5.1715e-21 | -5.1401e-21 | -6.414e-21 | -1.9394e-20 | -1.6206e-20 | -1.5399e-20 | -1.5268e-20 | -1.8795e-20 | -2.1427e-20 | -1.7099e-20 | -1.9634e-20 | -1.7235e-20 | -1.4716e-20 | -1.3172e-20 | -1.8532e-20 | -1.7839e-20 | -1.5741e-20 | -1.4057e-20 | -1.2171e-20 | -1.0952e-20 | -1.0027e-20
TSO | - | 35 | 2025 | Winter | Voltage, e | 1 | 2 | 2.2262e-19 | 2.103e-19 | 2.0842e-19 | 2.078e-19 | 2.0621e-19 | 2.1434e-19 | 2.466e-19 | 2.5557e-19 | 2.4727e-19 | 2.395e-19 | 2.6742e-19 | 2.4596e-19 | 2.5251e-19 | 2.5225e-19 | 2.6357e-19 | 2.62e-19 | 2.4716e-19 | 2.6053e-19 | 2.7518e-19 | 2.5459e-19 | 2.3796e-19 | 2.3865e-19 | 2.2962e-19 | 2.2033e-19
TSO | - | 35 | 2025 | Winter | Voltage, f | 1 | 2 | -5.4974e-21 | -4.6157e-21 | -4.0912e-21 | -3.9523e-21 | -3.9258e-21 | -4.7745e-21 | -1.2117e-20 | -1.0745e-20 | -1.0274e-20 | -1.0188e-20 | -1.1944e-20 | -1.3576e-20 | -1.1183e-20 | -1.2606e-20 | -1.1054e-20 | -9.6085e-21 | -8.7549e-21 | -1.1885e-20 | -1.1367e-20 | -1.0221e-20 | -9.2313e-21 | -8.2271e-21 | -7.577e-21 | -7.1138e-21
TSO | - | 36 | 2025 | Winter | Voltage, e | 1 | 2 | 1.8038e-19 | 1.7228e-19 | 1.7087e-19 | 1.703e-19 | 1.6871e-19 | 1.7323e-19 | 1.9233e-19 | 1.9765e-19 | 1.9083e-19 | 1.8368e-19 | 2.0432e-19 | 1.8919e-19 | 1.9242e-19 | 1.9309e-19 | 2.0123e-19 | 2.01e-19 | 1.9062e-19 | 2.022e-19 | 2.1194e-19 | 1.9615e-19 | 1.8456e-19 | 1.86e-19 | 1.8182e-19 | 1.7757e-19
TSO | - | 36 | 2025 | Winter | Voltage, f | 1 | 2 | -4.3311e-21 | -3.6743e-21 | -3.2425e-21 | -3.1301e-21 | -3.1102e-21 | -3.7819e-21 | -9.1685e-21 | -8.2304e-21 | -7.8251e-21 | -7.6266e-21 | -8.9402e-21 | -1.0113e-20 | -8.3727e-21 | -9.3835e-21 | -8.2702e-21 | -7.2544e-21 | -6.6191e-21 | -9.1056e-21 | -8.6854e-21 | -7.802e-21 | -7.0559e-21 | -6.3197e-21 | -5.9143e-21 | -5.5719e-21
TSO | - | 42 | 2025 | Winter | Voltage, e | 1 | 2 | 5.327e-20 | 4.4378e-20 | 4.2863e-20 | 4.3042e-20 | 4.1288e-20 | 4.2233e-20 | 6.8264e-20 | 7.9985e-20 | 8.4662e-20 | 6.8089e-20 | 9.1154e-20 | 7.7902e-20 | 7.4243e-20 | 7.2856e-20 | 7.3114e-20 | 7.0458e-20 | 6.0877e-20 | 8.8809e-20 | 8.7069e-20 | 7.455e-20 | 6.1192e-20 | 5.7645e-20 | 5.3557e-20 | 4.9796e-20
TSO | - | 42 | 2025 | Winter | Voltage, f | 1 | 2 | -9.9593e-22 | -5.9226e-22 | -4.9796e-22 | -4.93e-22 | -4.3179e-22 | -5.7241e-22 | -2.2681e-21 | -2.8306e-21 | -3.0523e-21 | -2.2102e-21 | -3.3584e-21 | -2.9646e-21 | -2.5477e-21 | -2.5576e-21 | -2.3641e-21 | -2.0729e-21 | -1.6246e-21 | -3.4311e-21 | -3.1913e-21 | -2.556e-21 | -1.8479e-21 | -1.5452e-21 | -1.2987e-21 | -1.0257e-21
TSO | - | 55 | 2025 | Winter | Voltage, e | 1 | 2 | 8.3787e-20 | 7.4994e-20 | 7.3057e-20 | 7.3427e-20 | 7.1922e-20 | 7.5474e-20 | 1.015e-19 | 1.1152e-19 | 1.1252e-19 | 9.6252e-20 | 1.1654e-19 | 1.0428e-19 | 1.0206e-19 | 1.006e-19 | 1.0216e-19 | 9.879e-20 | 8.9648e-20 | 1.1556e-19 | 1.1482e-19 | 1.0287e-19 | 9.0631e-20 | 8.7539e-20 | 8.4106e-20 | 8.002e-20
TSO | - | 55 | 2025 | Winter | Voltage, f | 1 | 2 | -2.0911e-21 | -1.6246e-21 | -1.4476e-21 | -1.4194e-21 | -1.3682e-21 | -1.6759e-21 | -4.1111e-21 | -4.3956e-21 | -4.5032e-21 | -3.7719e-21 | -4.8688e-21 | -4.8125e-21 | -4.164e-21 | -4.3477e-21 | -3.9672e-21 | -3.4957e-21 | -3.0093e-21 | -4.9763e-21 | -4.6736e-21 | -4.0234e-21 | -3.3501e-21 | -2.9497e-21 | -2.6817e-21 | -2.3641e-21
TSO | - | 68 | 2025 | Winter | Voltage, e | 1 | 2 | 8.402e-20 | 7.8243e-20 | 7.881e-20 | 7.8635e-20 | 7.7149e-20 | 6.9799e-20 | 8.2429e-20 | 8.8631e-20 | 9.3496e-20 | 8.6358e-20 | 1.0463e-19 | 9.3033e-20 | 9.1746e-20 | 9.1144e-20 | 9.4383e-20 | 9.4643e-20 | 8.7653e-20 | 1.0447e-19 | 1.0676e-19 | 9.5177e-20 | 8.5481e-20 | 8.4195e-20 | 8.1525e-20 | 8.0463e-20
TSO | - | 68 | 2025 | Winter | Voltage, f | 1 | 2 | -2.4633e-21 | -2.0249e-21 | -1.8744e-21 | -1.838e-21 | -1.7735e-21 | -2.0795e-21 | -4.1591e-21 | -4.3576e-21 | -4.4519e-21 | -3.8514e-21 | -4.9995e-21 | -4.9002e-21 | -4.2732e-21 | -4.4767e-21 | -4.1988e-21 | -3.8216e-21 | -3.3947e-21 | -5.2195e-21 | -5.0061e-21 | -4.303e-21 | -3.6578e-21 | -3.2806e-21 | -3.0688e-21 | -2.8207e-21
TSO | - | 72 | 2025 | Winter | Voltage, e | 1 | 2 | 3.8786e-20 | 2.554e-20 | 2.196e-20 | 2.2182e-20 | 2.0071e-20 | 2.6872e-20 | 6.9551e-20 | 8.9425e-20 | 9.7639e-20 | 7.1789e-20 | 1.001e-19 | 8.4129e-20 | 7.8299e-20 | 7.5411e-20 | 7.266e-20 | 6.5251e-20 | 5.2409e-20 | 9.7003e-20 | 9.1729e-20 | 7.6605e-20 | 5.8621e-20 | 5.1307e-20 | 4.4699e-20 | 3.7005e-20
TSO | - | 72 | 2025 | Winter | Voltage, f | 1 | 2 | -2.2996e-22 | 6.7829e-23 | 1.3566e-22 | 1.2739e-22 | 1.6378e-22 | 3.9705e-23 | -1.082e-21 | -1.6246e-21 | -1.9488e-21 | -1.3152e-21 | -2.0762e-21 | -1.7305e-21 | -1.4823e-21 | -1.436e-21 | -1.2705e-21 | -1.0108e-21 | -6.7829e-22 | -2.1242e-21 | -1.9174e-21 | -1.4906e-21 | -9.6118e-22 | -6.9318e-22 | -4.7149e-22 | -2.2665e-22
TSO | - | 103 | 2025 | Winter | Voltage, e | 1 | 2 | 4.8632e-20 | 3.6269e-20 | 3.2692e-20 | 3.3291e-20 | 3.1066e-20 | 3.7585e-20 | 7.9196e-20 | 9.6345e-20 | 1.0268e-19 | 7.6374e-20 | 1.0536e-19 | 9.0508e-20 | 8.4162e-20 | 8.184e-20 | 7.9454e-20 | 7.278e-20 | 6.0199e-20 | 1.02e-19 | 9.5596e-20 | 8.1267e-20 | 6.4599e-20 | 5.7932e-20 | 5.2552e-20 | 4.5215e-20
TSO | - | 103 | 2025 | Winter | Voltage, f | 1 | 2 | -4.6984e-22 | -1.6213e-22 | -7.9409e-23 | -8.7681e-23 | -4.4668e-23 | -1.8529e-22 | -1.3764e-21 | -1.8496e-21 | -2.1738e-21 | -1.5402e-21 | -2.3393e-21 | -2.0266e-21 | -1.7288e-21 | -1.7023e-21 | -1.5352e-21 | -1.2557e-21 | -9.1817e-22 | -2.326e-21 | -2.0878e-21 | -1.6643e-21 | -1.1531e-21 | -8.9997e-22 | -7.031e-22 | -4.5164e-22
TSO | - | 1 | 2025 | Winter | Voltage, e | 2 | 0 | 0 | 0 | 0 | 0 | 0 | 0 | 0 | 0 | 0 | 0 | 0 | 0 | 0 | 0 | 0 | 0 | 0 | 0 | 0 | 0 | 0 | 0 | 0 | 0
TSO | - | 1 | 2025 | Winter | Voltage, f | 2 | 0 | 0 | 0 | 0 | 0 | 0 | 0 | 0 | 0 | 0 | 0 | 0 | 0 | 0 | 0 | 0 | 0 | 0 | 0 | 0 | 0 | 0 | 0 | 0 | 0
TSO | - | 2 | 2025 | Winter | Voltage, e | 2 | 0 | -3.3807e-15 | -3.6193e-15 | -3.2704e-15 | -3.1392e-15 | -3.1191e-15 | -3.4196e-15 | -3.45e-15 | -2.7112e-15 | -1.3088e-15 | -3.4409e-15 | -2.2626e-15 | -3.8046e-15 | -3.4707e-15 | -4.2262e-15 | -3.6269e-15 | -3.7968e-15 | -5.5274e-15 | -3.7109e-15 | -4.9135e-15 | -4.3104e-15 | -5.4284e-15 | -5.0838e-15 | -4.9315e-15 | -4.7998e-15
TSO | - | 2 | 2025 | Winter | Voltage, f | 2 | 0 | 4.8049e-16 | 4.7956e-16 | 4.0336e-16 | 3.801e-16 | 3.7432e-16 | 4.5597e-16 | 6.6186e-16 | 5.1949e-16 | 2.5736e-16 | 6.7852e-16 | 4.5143e-16 | 8.2155e-16 | 6.9886e-16 | 8.8662e-16 | 6.9676e-16 | 6.8807e-16 | 9.9452e-16 | 7.8587e-16 | 1.0004e-15 | 8.4876e-16 | 1.0499e-15 | 9.094e-16 | 8.4641e-16 | 7.8481e-16
TSO | - | 3 | 2025 | Winter | Voltage, e | 2 | 0 | 3.197e-19 | 2.9136e-19 | 2.8466e-19 | 2.8363e-19 | 2.8328e-19 | 3.1803e-19 | 4.5508e-19 | 4.8178e-19 | 5.1753e-19 | 4.9681e-19 | 5.0217e-19 | 4.6742e-19 | 4.8533e-19 | 4.685e-19 | 4.8338e-19 | 4.7178e-19 | 4.4436e-19 | 4.6732e-19 | 4.5353e-19 | 4.6954e-19 | 4.6224e-19 | 4.1697e-19 | 3.7384e-19 | 3.2228e-19
TSO | - | 3 | 2025 | Winter | Voltage, f | 2 | 0 | -7.3189e-21 | -5.9904e-21 | -5.2973e-21 | -5.16e-21 | -5.1384e-21 | -6.2849e-21 | -2.0502e-20 | -1.6661e-20 | -1.7612e-20 | -1.7546e-20 | -1.9674e-20 | -2.3547e-20 | -1.832e-20 | -2.1101e-20 | -1.7948e-20 | -1.4985e-20 | -1.3438e-20 | -1.8362e-20 | -1.5993e-20 | -1.5892e-20 | -1.5318e-20 | -1.2495e-20 | -1.0796e-20 | -9.7872e-21
TSO | - | 4 | 2025 | Winter | Voltage, e | 2 | 0 | 4.8908e-20 | 3.6312e-20 | 3.1926e-20 | 3.2793e-20 | 3.0159e-20 | 3.6404e-20 | 8.3922e-20 | 1.0049e-19 | 1.2654e-19 | 9.5093e-20 | 1.1035e-19 | 9.7419e-20 | 9.0082e-20 | 8.5724e-20 | 8.1328e-20 | 7.1713e-20 | 5.8495e-20 | 9.9053e-20 | 7.9567e-20 | 8.4824e-20 | 7.2537e-20 | 6.0427e-20 | 5.329e-20 | 4.3295e-20
TSO | - | 4 | 2025 | Winter | Voltage, f | 2 | 0 | -4.7315e-22 | -1.6213e-22 | -6.452e-23 | -7.7755e-23 | -2.647e-23 | -1.6047e-22 | -1.474e-21 | -1.9158e-21 | -2.7082e-21 | -2.0117e-21 | -2.4303e-21 | -2.1821e-21 | -1.8595e-21 | -1.7851e-21 | -1.565e-21 | -1.2176e-21 | -8.6523e-22 | -2.2268e-21 | -1.6329e-21 | -1.7454e-21 | -1.3648e-21 | -9.6118e-22 | -7.1965e-22 | -4.0201e-22
TSO | - | 5 | 2025 | Winter | Voltage, e | 2 | 0 | 8.5977e-20 | 7.9914e-20 | 7.953e-20 | 7.9737e-20 | 7.7816e-20 | 7.0186e-20 | 8.7013e-20 | 9.2027e-20 | 1.0854e-19 | 1.0112e-19 | 1.0876e-19 | 9.8613e-20 | 9.6967e-20 | 9.4825e-20 | 9.6611e-20 | 9.4638e-20 | 8.6842e-20 | 1.0309e-19 | 9.4365e-20 | 9.8741e-20 | 9.3193e-20 | 8.7324e-20 | 8.3276e-20 | 7.9446e-20
TSO | - | 5 | 2025 | Winter | Voltage, f | 2 | 0 | -2.5047e-21 | -2.0564e-21 | -1.8678e-21 | -1.843e-21 | -1.7669e-21 | -2.0696e-21 | -4.3923e-21 | -4.5098e-21 | -5.2179e-21 | -4.5561e-21 | -5.1583e-21 | -5.1798e-21 | -4.5015e-21 | -4.6388e-21 | -4.2683e-21 | -3.7868e-21 | -3.3137e-21 | -5.1103e-21 | -4.3245e-21 | -4.4453e-21 | -4.0267e-21 | -3.4096e-21 | -3.1201e-21 | -2.7545e-21
TSO | - | 7 | 2025 | Winter | Voltage, e | 2 | 0 | 7.4931e-19 | 5.9274e-19 | 5.3388e-19 | 5.4179e-19 | 5.4308e-19 | 7.5139e-19 | 4.6103e-13 | 8.7869e-13 | 7.5199e-13 | 6.186e-13 | 7.7615e-13 | 7.7194e-13 | 9.2192e-13 | 8.0062e-13 | 7.6986e-13 | 5.5639e-13 | 1.927e-17 | 6.8879e-13 | 1.9594e-13 | 1.0063e-17 | 2.4493e-14 | 2.6728e-18 | 1.5538e-18 | 8.4057e-19
TSO | - | 7 | 2025 | Winter | Voltage, f | 2 | 0 | -1.0886e-20 | -7.6663e-21 | -6.414e-21 | -6.136e-21 | -6.1476e-21 | -8.8343e-21 | -2.7155e-14 | -3.3483e-14 | -2.7595e-14 | -2.4295e-14 | -3.6366e-14 | -4.8793e-14 | -3.9969e-14 | -4.5339e-14 | -3.4519e-14 | -2.0577e-14 | -5.3122e-19 | -3.1961e-14 | -8.01e-15 | -2.8568e-19 | -9.6978e-16 | -5.6726e-20 | -2.9686e-20 | -1.7975e-20
TSO | - | 8 | 2025 | Winter | Voltage, e | 2 | 0 | -1.5786e-16 | -1.6233e-16 | -1.4311e-16 | -1.2809e-16 | -1.1243e-16 | -1.2465e-16 | -2.1263e-16 | -1.9878e-16 | -2.6324e-16 | -2.6003e-16 | -2.9457e-16 | -3.4987e-16 | -2.8776e-16 | -2.8809e-16 | -2.4602e-16 | -2.2853e-16 | -2.6857e-16 | -3.4347e-16 | -3.7687e-16 | -3.7789e-16 | -3.8143e-16 | -3.216e-16 | -2.91e-16 | -2.1781e-16
TSO | - | 8 | 2025 | Winter | Voltage, f | 2 | 0 | 2.0892e-18 | 2.2234e-18 | 1.879e-18 | 1.6047e-18 | 1.3247e-18 | 1.5348e-18 | 3.2871e-18 | 2.793e-18 | 3.9634e-18 | 3.9181e-18 | 5.0883e-18 | 6.8208e-18 | 5.1379e-18 | 5.1958e-18 | 4.1344e-18 | 3.6844e-18 | 4.5165e-18 | 6.2308e-18 | 6.9158e-18 | 6.684e-18 | 6.9553e-18 | 5.6488e-18 | 5.0318e-18 | 3.3922e-18
TSO | - | 9 | 2025 | Winter | Voltage, e | 2 | 0 | 4.0088e-19 | 3.5046e-19 | 3.3062e-19 | 3.3207e-19 | 3.3214e-19 | 4.0442e-19 | 8.7189e-19 | 1.0572e-18 | 1.1726e-18 | 1.0613e-18 | 1.0609e-18 | 9.9736e-19 | 1.0377e-18 | 9.2785e-19 | 9.5203e-19 | 9.1331e-19 | 8.5327e-19 | 1.007e-18 | 9.6171e-19 | 9.4612e-19 | 9.2325e-19 | 6.9675e-19 | 5.6341e-19 | 4.2495e-19
TSO | - | 9 | 2025 | Winter | Voltage, f | 2 | 0 | -7.5604e-21 | -6.0004e-21 | -5.2543e-21 | -5.1136e-21 | -5.1285e-21 | -6.4272e-21 | -3.3622e-20 | -2.6986e-20 | -2.8591e-20 | -2.7803e-20 | -3.3105e-20 | -4.2464e-20 | -2.9916e-20 | -3.4621e-20 | -2.8055e-20 | -2.2301e-20 | -1.9639e-20 | -3.0912e-20 | -2.572e-20 | -2.4124e-20 | -2.3345e-20 | -1.6338e-20 | -1.298e-20 | -1.0899e-20
TSO | - | 10 | 2025 | Winter | Voltage, e | 2 | 0 | 1.0311e-19 | 8.938e-20 | 8.5511e-20 | 8.826e-20 | 8.5272e-20 | 9.4682e-20 | 1.5905e-19 | 1.8876e-19 | 2.1946e-19 | 1.7273e-19 | 1.9608e-19 | 1.7749e-19 | 1.7076e-19 | 1.632e-19 | 1.5644e-19 | 1.4121e-19 | 1.2927e-19 | 1.7661e-19 | 1.5075e-19 | 1.5498e-19 | 1.3965e-19 | 1.2375e-19 | 1.1351e-19 | 1.0098e-19
TSO | - | 10 | 2025 | Winter | Voltage, f | 2 | 0 | -1.9042e-21 | -1.4376e-21 | -1.2623e-21 | -1.2772e-21 | -1.1928e-21 | -1.4492e-21 | -4.5346e-21 | -4.6967e-21 | -5.8647e-21 | -4.9068e-21 | -5.959e-21 | -6.1625e-21 | -5.0011e-21 | -5.2857e-21 | -4.5247e-21 | -3.6446e-21 | -3.2475e-21 | -5.5239e-21 | -4.1591e-21 | -4.1442e-21 | -3.6826e-21 | -3.0242e-21 | -2.6271e-21 | -2.2582e-21
TSO | - | 11 | 2025 | Winter | Voltage, e | 2 | 0 | -2.0245e-16 | -1.8908e-16 | -1.7089e-16 | -1.6481e-16 | -1.3388e-16 | -1.3432e-16 | -1.2225e-16 | -2.284e-16 | -2.8704e-16 | -2.5548e-16 | -2.7173e-16 | -2.5001e-16 | -2.8228e-16 | -2.5e-16 | -2.286e-16 | -2.7644e-16 | -3.6506e-16 | -4.5792e-16 | -5.1985e-16 | -5.6589e-16 | -6.5429e-16 | -5.338e-16 | -4.5104e-16 | -3.0725e-16
TSO | - | 11 | 2025 | Winter | Voltage, f | 2 | 0 | -6.2946e-19 | -5.796e-19 | -5.0878e-19 | -4.8622e-19 | -3.5754e-19 | -3.5646e-19 | -2.9659e-19 | -7.128e-19 | -9.3199e-19 | -7.89e-19 | -9.292e-19 | -8.4511e-19 | -1.0285e-18 | -8.6521e-19 | -7.6483e-19 | -1.0134e-18 | -1.477e-18 | -1.9716e-18 | -2.2994e-18 | -2.5163e-18 | -3.2069e-18 | -2.4865e-18 | -2.0013e-18 | -1.1758e-18
TSO | - | 12 | 2025 | Winter | Voltage, e | 2 | 0 | 3.8684e-20 | 2.5103e-20 | 2.0271e-20 | 2.0858e-20 | 1.8259e-20 | 2.4766e-20 | 7.2453e-20 | 9.069e-20 | 1.1818e-19 | 8.7732e-20 | 1.0148e-19 | 8.763e-20 | 8.1036e-20 | 7.6284e-20 | 7.1842e-20 | 6.2159e-20 | 4.838e-20 | 9.0793e-20 | 7.2347e-20 | 7.7548e-20 | 6.47e-20 | 5.223e-20 | 4.4114e-20 | 3.3094e-20
TSO | - | 12 | 2025 | Winter | Voltage, f | 2 | 0 | -2.6801e-22 | 9.099e-23 | 2.0183e-22 | 1.8198e-22 | 2.3492e-22 | 9.5953e-23 | -1.2722e-21 | -1.8512e-21 | -2.7231e-21 | -1.9191e-21 | -2.3707e-21 | -2.0464e-21 | -1.7619e-21 | -1.6428e-21 | -1.4112e-21 | -1.0737e-21 | -6.6671e-22 | -2.2384e-21 | -1.6064e-21 | -1.7503e-21 | -1.3351e-21 | -8.5034e-22 | -5.3932e-22 | -1.4558e-22
TSO | - | 13 | 2025 | Winter | Voltage, e | 2 | 0 | -2.0245e-16 | -1.8908e-16 | -1.7089e-16 | -1.6481e-16 | -1.3388e-16 | -1.3432e-16 | -1.2225e-16 | -2.284e-16 | -2.8694e-16 | -2.5548e-16 | -2.7173e-16 | -2.5001e-16 | -2.8229e-16 | -2.5001e-16 | -2.286e-16 | -2.7644e-16 | -3.6506e-16 | -4.5794e-16 | -5.1986e-16 | -5.6591e-16 | -6.5431e-16 | -5.338e-16 | -4.5104e-16 | -3.0726e-16
TSO | - | 13 | 2025 | Winter | Voltage, f | 2 | 0 | -3.0633e-19 | -2.4818e-19 | -2.1651e-19 | -2.0041e-19 | -1.8554e-19 | -1.9938e-19 | -4.9591e-19 | -5.6749e-19 | -5.9221e-19 | -5.6059e-19 | -5.4902e-19 | -4.9906e-19 | -5.4732e-19 | -5.0403e-19 | -5.4183e-19 | -5.6945e-19 | -4.9918e-19 | -5.4136e-19 | -5.506e-19 | -4.7819e-19 | -5.4464e-19 | -3.7483e-19 | -3.4364e-19 | -3.0143e-19
TSO | - | 14 | 2025 | Winter | Voltage, e | 2 | 0 | -1.597e-16 | -1.6442e-16 | -1.4459e-16 | -1.2917e-16 | -1.1316e-16 | -1.2564e-16 | -2.1721e-16 | -2.0208e-16 | -2.6995e-16 | -2.6656e-16 | -3.0569e-16 | -3.7005e-16 | -2.9908e-16 | -2.9967e-16 | -2.533e-16 | -2.3429e-16 | -2.7727e-16 | -3.6022e-16 | -3.9756e-16 | -3.9717e-16 | -4.0235e-16 | -3.3529e-16 | -3.0183e-16 | -2.2269e-16
TSO | - | 14 | 2025 | Winter | Voltage, f | 2 | 0 | 2.0263e-18 | 2.159e-18 | 1.8201e-18 | 1.5515e-18 | 1.2784e-18 | 1.4831e-18 | 3.2194e-18 | 2.7223e-18 | 3.8967e-18 | 3.8508e-18 | 5.0624e-18 | 6.9166e-18 | 5.1197e-18 | 5.1816e-18 | 4.0812e-18 | 3.6215e-18 | 4.4704e-18 | 6.2651e-18 | 6.9945e-18 | 6.7352e-18 | 7.0341e-18 | 5.6463e-18 | 5.0037e-18 | 3.3251e-18
TSO | - | 15 | 2025 | Winter | Voltage, e | 2 | 0 | 5.0663e-20 | 3.7303e-20 | 3.2784e-20 | 3.3641e-20 | 3.1074e-20 | 3.7666e-20 | 8.8886e-20 | 1.0863e-19 | 1.391e-19 | 1.0517e-19 | 1.2166e-19 | 1.0713e-19 | 9.8899e-20 | 9.4188e-20 | 8.8563e-20 | 7.7265e-20 | 6.3402e-20 | 1.0922e-19 | 8.8002e-20 | 9.3235e-20 | 7.9424e-20 | 6.5988e-20 | 5.7363e-20 | 4.6416e-20
TSO | - | 15 | 2025 | Winter | Voltage, f | 2 | 0 | -3.9374e-22 | -1.3897e-22 | -6.1211e-23 | -7.1138e-23 | -3.3087e-23 | -1.4062e-22 | -1.2656e-21 | -1.6494e-21 | -2.3591e-21 | -1.7851e-21 | -2.1457e-21 | -1.9521e-21 | -1.6461e-21 | -1.5998e-21 | -1.3797e-21 | -1.0621e-21 | -7.7424e-22 | -1.9687e-21 | -1.4558e-21 | -1.5319e-21 | -1.2077e-21 | -8.6192e-22 | -6.3858e-22 | -3.7389e-22
TSO | - | 16 | 2025 | Winter | Voltage, e | 2 | 0 | 3.3169e-19 | 3.0963e-19 | 3.0082e-19 | 2.9782e-19 | 2.9832e-19 | 3.3484e-19 | 4.7726e-19 | 4.8241e-19 | 5.0213e-19 | 4.9583e-19 | 5.0032e-19 | 4.69e-19 | 4.9698e-19 | 4.7047e-19 | 5.0352e-19 | 4.9427e-19 | 4.6988e-19 | 4.8904e-19 | 4.8206e-19 | 4.9897e-19 | 4.9325e-19 | 4.5065e-19 | 4.0645e-19 | 3.4696e-19
TSO | - | 16 | 2025 | Winter | Voltage, f | 2 | 0 | -7.9277e-21 | -6.7796e-21 | -6.0765e-21 | -5.8498e-21 | -5.8862e-21 | -7.1237e-21 | -2.2091e-20 | -1.6901e-20 | -1.7113e-20 | -1.7526e-20 | -1.9846e-20 | -2.3684e-20 | -1.8696e-20 | -2.1409e-20 | -1.8947e-20 | -1.6067e-20 | -1.4639e-20 | -1.9531e-20 | -1.7247e-20 | -1.7133e-20 | -1.6674e-20 | -1.3862e-20 | -1.2161e-20 | -1.0932e-20
TSO | - | 17 | 2025 | Winter | Voltage, e | 2 | 0 | 3.3234e-19 | 3.0953e-19 | 3.0224e-19 | 2.9942e-19 | 2.9915e-19 | 3.3104e-19 | 4.5869e-19 | 4.6274e-19 | 4.8691e-19 | 4.7678e-19 | 4.8469e-19 | 4.4984e-19 | 4.7371e-19 | 4.5232e-19 | 4.8102e-19 | 4.7064e-19 | 4.4296e-19 | 4.6298e-19 | 4.5344e-19 | 4.7304e-19 | 4.6488e-19 | 4.3003e-19 | 3.9238e-19 | 3.4024e-19
TSO | - | 17 | 2025 | Winter | Voltage, f | 2 | 0 | -7.9509e-21 | -6.7316e-21 | -5.9987e-21 | -5.7787e-21 | -5.7919e-21 | -7.0377e-21 | -2.1452e-20 | -1.6785e-20 | -1.722e-20 | -1.7406e-20 | -1.9647e-20 | -2.3121e-20 | -1.8358e-20 | -2.0941e-20 | -1.8476e-20 | -1.5649e-20 | -1.4132e-20 | -1.9058e-20 | -1.6754e-20 | -1.678e-20 | -1.617e-20 | -1.351e-20 | -1.1928e-20 | -1.0768e-20
TSO | - | 18 | 2025 | Winter | Voltage, e | 2 | 0 | 5.0207e-20 | 3.7273e-20 | 3.2786e-20 | 3.365e-20 | 3.1051e-20 | 3.7453e-20 | 8.6439e-20 | 1.041e-19 | 1.3189e-19 | 9.9318e-20 | 1.1518e-19 | 1.0157e-19 | 9.3895e-20 | 8.9383e-20 | 8.4531e-20 | 7.4369e-20 | 6.0877e-20 | 1.0372e-19 | 8.3398e-20 | 8.873e-20 | 7.5785e-20 | 6.3106e-20 | 5.5444e-20 | 4.5e-20
TSO | - | 18 | 2025 | Winter | Voltage, f | 2 | 0 | -4.4668e-22 | -1.6213e-22 | -7.1138e-23 | -8.2718e-23 | -3.805e-23 | -1.6047e-22 | -1.3864e-21 | -1.8033e-21 | -2.5626e-21 | -1.9174e-21 | -2.3128e-21 | -2.0878e-21 | -1.7718e-21 | -1.7106e-21 | -1.4889e-21 | -1.1564e-21 | -8.338e-22 | -2.1242e-21 | -1.565e-21 | -1.661e-21 | -1.3036e-21 | -9.2644e-22 | -6.9318e-22 | -3.9705e-22
TSO | - | 19 | 2025 | Winter | Voltage, e | 2 | 0 | 0 | 0 | 0 | 0 | 0 | 0 | 0 | 0 | 0 | 0 | 0 | 0 | 0 | 0 | 0 | 0 | 0 | 0 | 0 | 0 | 0 | 0 | 0 | 0
TSO | - | 19 | 2025 | Winter | Voltage, f | 2 | 0 | 0 | 0 | 0 | 0 | 0 | 0 | 0 | 0 | 0 | 0 | 0 | 0 | 0 | 0 | 0 | 0 | 0 | 0 | 0 | 0 | 0 | 0 | 0 | 0
TSO | - | 20 | 2025 | Winter | Voltage, e | 2 | 0 | 7.5329e-16 | 3.2947e-16 | 2.8291e-16 | 2.5978e-16 | 2.4531e-16 | 1.9961e-16 | 9.9151e-16 | 6.4339e-16 | 6.6909e-16 | 4.1381e-16 | 8.6989e-16 | 8.7652e-16 | 1.0848e-15 | 1.2499e-15 | 1.3599e-15 | 1.0512e-15 | 7.3443e-16 | 1.3133e-15 | 1.1746e-15 | 1.2066e-15 | 9.0409e-16 | 1.1726e-15 | 1.1876e-15 | 4.1113e-16
TSO | - | 20 | 2025 | Winter | Voltage, f | 2 | 0 | -7.9683e-17 | -3.2804e-17 | -2.6576e-17 | -2.3902e-17 | -2.2976e-17 | -2.0256e-17 | -1.5339e-16 | -9.1796e-17 | -9.1648e-17 | -5.3644e-17 | -1.2297e-16 | -1.4153e-16 | -1.6134e-16 | -1.9838e-16 | -1.9384e-16 | -1.3779e-16 | -9.1525e-17 | -2.0009e-16 | -1.7068e-16 | -1.687e-16 | -1.214e-16 | -1.5044e-16 | -1.4968e-16 | -4.9842e-17
TSO | - | 21 | 2025 | Winter | Voltage, e | 2 | 0 | 2.3333e-15 | 8.9812e-16 | 6.904e-16 | 6.3797e-16 | 4.7697e-16 | 5.17e-16 | 5.2452e-15 | 6.938e-15 | 1.112e-14 | 8.9917e-15 | 1.2118e-14 | 9.9621e-15 | 1.0227e-14 | 9.7655e-15 | 9.4149e-15 | 8.339e-15 | 6.233e-15 | 1.231e-14 | 9.7956e-15 | 1.0349e-14 | 7.5349e-15 | 6.6194e-15 | 5.4873e-15 | 1.7854e-15
TSO | - | 21 | 2025 | Winter | Voltage, f | 2 | 0 | -2.8314e-16 | -1.0153e-16 | -7.2732e-17 | -6.587e-17 | -4.8775e-17 | -5.8864e-17 | -9.5615e-16 | -1.2483e-15 | -1.9983e-15 | -1.5683e-15 | -2.1952e-15 | -2.0116e-15 | -1.9221e-15 | -1.917e-15 | -1.6467e-15 | -1.3574e-15 | -9.8426e-16 | -2.3813e-15 | -1.7891e-15 | -1.8273e-15 | -1.2808e-15 | -1.0427e-15 | -8.2699e-16 | -2.553e-16
TSO | - | 26 | 2025 | Winter | Voltage, e | 2 | 0 | 5.2789e-20 | 4.0914e-20 | 3.6924e-20 | 3.7761e-20 | 3.5504e-20 | 4.123e-20 | 8.5524e-20 | 1.0039e-19 | 1.2343e-19 | 9.4749e-20 | 1.0847e-19 | 9.6211e-20 | 8.9883e-20 | 8.586e-20 | 8.2195e-20 | 7.3502e-20 | 6.1193e-20 | 9.9045e-20 | 8.0733e-20 | 8.5971e-20 | 7.4428e-20 | 6.3144e-20 | 5.6394e-20 | 4.7143e-20
TSO | - | 26 | 2025 | Winter | Voltage, f | 2 | 0 | -6.5513e-22 | -3.0606e-22 | -1.9356e-22 | -2.0514e-22 | -1.5386e-22 | -3.0771e-22 | -1.843e-21 | -2.283e-21 | -3.0953e-21 | -2.3293e-21 | -2.7876e-21 | -2.5593e-21 | -2.1804e-21 | -2.1259e-21 | -1.8678e-21 | -1.4889e-21 | -1.0952e-21 | -2.5924e-21 | -1.9373e-21 | -2.058e-21 | -1.6494e-21 | -1.2011e-21 | -9.3802e-22 | -5.9392e-22
TSO | - | 29 | 2025 | Winter | Voltage, e | 2 | 0 | 0 | 0 | 0 | 0 | 0 | 0 | 0 | 0 | 0 | 0 | 0 | 0 | 0 | 0 | 0 | 0 | 0 | 0 | 0 | 0 | 0 | 0 | 0 | 0
TSO | - | 29 | 2025 | Winter | Voltage, f | 2 | 0 | 0 | 0 | 0 | 0 | 0 | 0 | 0 | 0 | 0 | 0 | 0 | 0 | 0 | 0 | 0 | 0 | 0 | 0 | 0 | 0 | 0 | 0 | 0 | 0
TSO | - | 30 | 2025 | Winter | Voltage, e | 2 | 0 | 3.5498e-15 | 3.278e-15 | 3.1313e-15 | 3.0979e-15 | 3.0172e-15 | 3.2878e-15 | 6.0297e-15 | 7.5783e-15 | 8.1787e-15 | 7.8484e-15 | 7.1909e-15 | 8.0542e-15 | 8.0375e-15 | 8.1772e-15 | 7.3138e-15 | 6.7404e-15 | 6.4921e-15 | 7.9901e-15 | 7.0948e-15 | 6.428e-15 | 6.7233e-15 | 5.4765e-15 | 4.5726e-15 | 4.2029e-15
TSO | - | 30 | 2025 | Winter | Voltage, f | 2 | 0 | -3.9122e-16 | -3.3589e-16 | -3.0463e-16 | -2.9686e-16 | -2.8755e-16 | -3.4092e-16 | -9.8237e-16 | -1.1657e-15 | -1.2602e-15 | -1.1973e-15 | -1.1341e-15 | -1.4323e-15 | -1.2853e-15 | -1.3983e-15 | -1.1404e-15 | -9.8479e-16 | -9.2458e-16 | -1.3059e-15 | -1.0992e-15 | -9.5582e-16 | -9.9055e-16 | -7.4394e-16 | -5.9179e-16 | -5.3591e-16
TSO | - | 34 | 2025 | Winter | Voltage, e | 2 | 0 | 3.3804e-19 | 3.1257e-19 | 3.0645e-19 | 3.0515e-19 | 3.0299e-19 | 3.2695e-19 | 4.3752e-19 | 4.4663e-19 | 4.8414e-19 | 4.6523e-19 | 4.7362e-19 | 4.3259e-19 | 4.4751e-19 | 4.3415e-19 | 4.5552e-19 | 4.4307e-19 | 4.1122e-19 | 4.3882e-19 | 4.1992e-19 | 4.4733e-19 | 4.3497e-19 | 4.0497e-19 | 3.7385e-19 | 3.3379e-19
TSO | - | 34 | 2025 | Winter | Voltage, f | 2 | 0 | -7.5075e-21 | -6.1493e-21 | -5.3618e-21 | -5.1732e-21 | -5.1351e-21 | -6.3759e-21 | -1.997e-20 | -1.6461e-20 | -1.7468e-20 | -1.7129e-20 | -1.9133e-20 | -2.2137e-20 | -1.7579e-20 | -1.9975e-20 | -1.7343e-20 | -1.454e-20 | -1.2884e-20 | -1.817e-20 | -1.5654e-20 | -1.592e-20 | -1.5018e-20 | -1.2462e-20 | -1.1026e-20 | -9.994e-21
TSO | - | 35 | 2025 | Winter | Voltage, e | 2 | 0 | 2.2354e-19 | 2.1087e-19 | 2.0827e-19 | 2.0787e-19 | 2.0599e-19 | 2.1378e-19 | 2.5449e-19 | 2.6027e-19 | 2.7592e-19 | 2.6826e-19 | 2.7258e-19 | 2.5451e-19 | 2.606e-19 | 2.5706e-19 | 2.6547e-19 | 2.5915e-19 | 2.436e-19 | 2.5494e-19 | 2.4615e-19 | 2.5805e-19 | 2.5141e-19 | 2.425e-19 | 2.3089e-19 | 2.1717e-19
TSO | - | 35 | 2025 | Winter | Voltage, f | 2 | 0 | -5.5272e-21 | -4.6471e-21 | -4.0879e-21 | -3.9539e-21 | -3.9208e-21 | -4.7464e-21 | -1.2385e-20 | -1.0874e-20 | -1.1314e-20 | -1.1134e-20 | -1.2102e-20 | -1.3913e-20 | -1.1422e-20 | -1.2773e-20 | -1.1107e-20 | -9.5208e-21 | -8.5944e-21 | -1.1711e-20 | -1.0297e-20 | -1.0331e-20 | -9.7293e-21 | -8.3909e-21 | -7.6216e-21 | -7.0807e-21
TSO | - | 36 | 2025 | Winter | Voltage, e | 2 | 0 | 1.8129e-19 | 1.7291e-19 | 1.7068e-19 | 1.7039e-19 | 1.6841e-19 | 1.7264e-19 | 1.9836e-19 | 2.0118e-19 | 2.1229e-19 | 2.0506e-19 | 2.0811e-19 | 1.9556e-19 | 1.9836e-19 | 1.9665e-19 | 2.0262e-19 | 1.9888e-19 | 1.8782e-19 | 1.9797e-19 | 1.902e-19 | 1.9903e-19 | 1.9491e-19 | 1.8905e-19 | 1.8288e-19 | 1.7485e-19
TSO | - | 36 | 2025 | Winter | Voltage, f | 2 | 0 | -4.3592e-21 | -3.7008e-21 | -3.2392e-21 | -3.1317e-21 | -3.1069e-21 | -3.7571e-21 | -9.372e-21 | -8.3297e-21 | -8.6027e-21 | -8.3264e-21 | -9.0543e-21 | -1.0363e-20 | -8.5514e-21 | -9.5076e-21 | -8.3099e-21 | -7.1882e-21 | -6.4983e-21 | -8.9716e-21 | -7.883e-21 | -7.8979e-21 | -7.438e-21 | -6.4454e-21 | -5.9507e-21 | -5.5371e-21
TSO | - | 42 | 2025 | Winter | Voltage, e | 2 | 0 | 5.4177e-20 | 4.5134e-20 | 4.2659e-20 | 4.3139e-20 | 4.0954e-20 | 4.1569e-20 | 7.2031e-20 | 8.2379e-20 | 1.0086e-19 | 8.2334e-20 | 9.3885e-20 | 8.2387e-20 | 7.8208e-20 | 7.5168e-20 | 7.3962e-20 | 6.9159e-20 | 5.8809e-20 | 8.5789e-20 | 7.2832e-20 | 7.6992e-20 | 6.7964e-20 | 5.9804e-20 | 5.4339e-20 | 4.7699e-20
TSO | - | 42 | 2025 | Winter | Voltage, f | 2 | 0 | -1.029e-21 | -6.2039e-22 | -4.9135e-22 | -4.9631e-22 | -4.2021e-22 | -5.4594e-22 | -2.4451e-21 | -2.9365e-21 | -3.7753e-21 | -2.862e-21 | -3.4758e-21 | -3.1846e-21 | -2.728e-21 | -2.6668e-21 | -2.4005e-21 | -2.0167e-21 | -1.5303e-21 | -3.2922e-21 | -2.5212e-21 | -2.6718e-21 | -2.1771e-21 | -1.6494e-21 | -1.3351e-21 | -9.3637e-22
TSO | - | 55 | 2025 | Winter | Voltage, e | 2 | 0 | 8.4544e-20 | 7.5588e-20 | 7.2901e-20 | 7.3502e-20 | 7.1672e-20 | 7.4938e-20 | 1.0574e-19 | 1.1417e-19 | 1.2993e-19 | 1.1155e-19 | 1.1938e-19 | 1.0899e-19 | 1.0627e-19 | 1.0305e-19 | 1.0307e-19 | 9.741e-20 | 8.7782e-20 | 1.1237e-19 | 9.9609e-20 | 1.0537e-19 | 9.7673e-20 | 8.9546e-20 | 8.4814e-20 | 7.8207e-20
TSO | - | 55 | 2025 | Winter | Voltage, f | 2 | 0 | -2.1176e-21 | -1.6444e-21 | -1.4426e-21 | -1.4211e-21 | -1.3615e-21 | -1.656e-21 | -4.2898e-21 | -4.4999e-21 | -5.2476e-21 | -4.4254e-21 | -4.9846e-21 | -5.0359e-21 | -4.3427e-21 | -4.4585e-21 | -4.0036e-21 | -3.4394e-21 | -2.9266e-21 | -4.839e-21 | -3.992e-21 | -4.1326e-21 | -3.6644e-21 | -3.0391e-21 | -2.7115e-21 | -2.3045e-21
TSO | - | 68 | 2025 | Winter | Voltage, e | 2 | 0 | 8.4844e-20 | 7.8901e-20 | 7.8628e-20 | 7.8723e-20 | 7.6857e-20 | 6.9258e-20 | 8.5785e-20 | 9.0657e-20 | 1.0698e-19 | 9.9574e-20 | 1.0707e-19 | 9.7103e-20 | 9.5422e-20 | 9.3308e-20 | 9.5207e-20 | 9.3367e-20 | 8.5729e-20 | 1.017e-19 | 9.3187e-20 | 9.7366e-20 | 9.2009e-20 | 8.6222e-20 | 8.226e-20 | 7.8461e-20
TSO | - | 68 | 2025 | Winter | Voltage, f | 2 | 0 | -2.4964e-21 | -2.0514e-21 | -1.8678e-21 | -1.8413e-21 | -1.7652e-21 | -2.0531e-21 | -4.3526e-21 | -4.4668e-21 | -5.1782e-21 | -4.5181e-21 | -5.1169e-21 | -5.1302e-21 | -4.4568e-21 | -4.5909e-21 | -4.2368e-21 | -3.762e-21 | -3.2955e-21 | -5.0789e-21 | -4.298e-21 | -4.4155e-21 | -4.0019e-21 | -3.3865e-21 | -3.1052e-21 | -2.7413e-21
TSO | - | 72 | 2025 | Winter | Voltage, e | 2 | 0 | 3.9827e-20 | 2.6447e-20 | 2.1713e-20 | 2.2301e-20 | 1.9662e-20 | 2.6064e-20 | 7.4054e-20 | 9.2547e-20 | 1.204e-19 | 8.9556e-20 | 1.0365e-19 | 8.9795e-20 | 8.319e-20 | 7.8208e-20 | 7.3651e-20 | 6.3787e-20 | 5.0033e-20 | 9.3146e-20 | 7.4375e-20 | 7.9659e-20 | 6.6573e-20 | 5.3815e-20 | 4.5601e-20 | 3.4618e-20
TSO | - | 72 | 2025 | Winter | Voltage, f | 2 | 0 | -2.5312e-22 | 4.9631e-23 | 1.4062e-22 | 1.2408e-22 | 1.7205e-22 | 5.6248e-23 | -1.1862e-21 | -1.6957e-21 | -2.4865e-21 | -1.7751e-21 | -2.1623e-21 | -1.881e-21 | -1.6064e-21 | -1.5088e-21 | -1.2954e-21 | -9.7442e-22 | -6.1377e-22 | -2.0233e-21 | -1.4492e-21 | -1.5733e-21 | -1.1895e-21 | -7.6431e-22 | -4.9631e-22 | -1.6213e-22
TSO | - | 103 | 2025 | Winter | Voltage, e | 2 | 0 | 4.9455e-20 | 3.6965e-20 | 3.251e-20 | 3.3375e-20 | 3.0768e-20 | 3.6962e-20 | 8.3742e-20 | 9.9417e-20 | 1.2471e-19 | 9.347e-20 | 1.088e-19 | 9.6052e-20 | 8.8909e-20 | 8.4571e-20 | 8.0425e-20 | 7.1329e-20 | 5.821e-20 | 9.8267e-20 | 7.8787e-20 | 8.4205e-20 | 7.2077e-20 | 6.0038e-20 | 5.3294e-20 | 4.3336e-20
TSO | - | 103 | 2025 | Winter | Voltage, f | 2 | 0 | -4.8804e-22 | -1.7702e-22 | -7.6101e-23 | -8.9336e-23 | -3.805e-23 | -1.7371e-22 | -1.4807e-21 | -1.9174e-21 | -2.7098e-21 | -2.0001e-21 | -2.4253e-21 | -2.1755e-21 | -1.8529e-21 | -1.7751e-21 | -1.5601e-21 | -1.2193e-21 | -8.6523e-22 | -2.2284e-21 | -1.6295e-21 | -1.7437e-21 | -1.3632e-21 | -9.5953e-22 | -7.2296e-22 | -4.0366e-22
TSO | - | 1 | 2025 | Winter | Voltage, e | 2 | 1 | 0 | 0 | 0 | 0 | 0 | 0 | 0 | 0 | 0 | 0 | 0 | 0 | 0 | 0 | 0 | 0 | 0 | 0 | 0 | 0 | 0 | 0 | 0 | 0
TSO | - | 1 | 2025 | Winter | Voltage, f | 2 | 1 | 0 | 0 | 0 | 0 | 0 | 0 | 0 | 0 | 0 | 0 | 0 | 0 | 0 | 0 | 0 | 0 | 0 | 0 | 0 | 0 | 0 | 0 | 0 | 0
TSO | - | 2 | 2025 | Winter | Voltage, e | 2 | 1 | -3.3807e-15 | -3.6194e-15 | -3.2704e-15 | -3.1392e-15 | -3.1191e-15 | -3.4196e-15 | -3.4501e-15 | -2.7112e-15 | -1.3088e-15 | -3.4409e-15 | -2.2626e-15 | -3.8046e-15 | -3.4707e-15 | -4.2263e-15 | -3.627e-15 | -3.7968e-15 | -5.5274e-15 | -3.7109e-15 | -4.9135e-15 | -4.3104e-15 | -5.4284e-15 | -5.0839e-15 | -4.9315e-15 | -4.7998e-15
TSO | - | 2 | 2025 | Winter | Voltage, f | 2 | 1 | 4.8049e-16 | 4.7956e-16 | 4.0336e-16 | 3.801e-16 | 3.7433e-16 | 4.5597e-16 | 6.6187e-16 | 5.1949e-16 | 2.5736e-16 | 6.7852e-16 | 4.5143e-16 | 8.2154e-16 | 6.9886e-16 | 8.8663e-16 | 6.9676e-16 | 6.8806e-16 | 9.9451e-16 | 7.8587e-16 | 1.0004e-15 | 8.4876e-16 | 1.0499e-15 | 9.0941e-16 | 8.4641e-16 | 7.8482e-16
TSO | - | 3 | 2025 | Winter | Voltage, e | 2 | 1 | 3.197e-19 | 2.9136e-19 | 2.8466e-19 | 2.8363e-19 | 2.8328e-19 | 3.1803e-19 | 4.5508e-19 | 4.8178e-19 | 5.1753e-19 | 4.9681e-19 | 5.0217e-19 | 4.6742e-19 | 4.8533e-19 | 4.685e-19 | 4.8338e-19 | 4.7178e-19 | 4.4436e-19 | 4.6732e-19 | 4.5353e-19 | 4.6954e-19 | 4.6224e-19 | 4.1697e-19 | 3.7384e-19 | 3.2228e-19
TSO | - | 3 | 2025 | Winter | Voltage, f | 2 | 1 | -7.3189e-21 | -5.9904e-21 | -5.2973e-21 | -5.16e-21 | -5.1384e-21 | -6.2849e-21 | -2.0502e-20 | -1.6661e-20 | -1.7612e-20 | -1.7546e-20 | -1.9674e-20 | -2.3547e-20 | -1.832e-20 | -2.1101e-20 | -1.7948e-20 | -1.4985e-20 | -1.3438e-20 | -1.8362e-20 | -1.5993e-20 | -1.5892e-20 | -1.5318e-20 | -1.2495e-20 | -1.0796e-20 | -9.7872e-21
TSO | - | 4 | 2025 | Winter | Voltage, e | 2 | 1 | 4.8908e-20 | 3.6312e-20 | 3.1926e-20 | 3.2793e-20 | 3.0159e-20 | 3.6406e-20 | 8.3922e-20 | 1.0049e-19 | 1.2654e-19 | 9.5093e-20 | 1.1035e-19 | 9.7419e-20 | 9.0082e-20 | 8.5724e-20 | 8.1328e-20 | 7.1713e-20 | 5.8495e-20 | 9.9053e-20 | 7.9567e-20 | 8.4824e-20 | 7.2537e-20 | 6.0427e-20 | 5.329e-20 | 4.3295e-20
TSO | - | 4 | 2025 | Winter | Voltage, f | 2 | 1 | -4.7315e-22 | -1.6213e-22 | -6.452e-23 | -7.7755e-23 | -2.647e-23 | -1.6047e-22 | -1.474e-21 | -1.9158e-21 | -2.7098e-21 | -2.0117e-21 | -2.4303e-21 | -2.1821e-21 | -1.8595e-21 | -1.7851e-21 | -1.565e-21 | -1.2176e-21 | -8.6523e-22 | -2.2268e-21 | -1.6329e-21 | -1.7437e-21 | -1.3648e-21 | -9.6118e-22 | -7.1965e-22 | -4.0201e-22
TSO | - | 5 | 2025 | Winter | Voltage, e | 2 | 1 | 8.5977e-20 | 7.9914e-20 | 7.953e-20 | 7.9737e-20 | 7.7816e-20 | 7.0186e-20 | 8.7013e-20 | 9.2027e-20 | 1.0854e-19 | 1.0112e-19 | 1.0876e-19 | 9.8615e-20 | 9.6967e-20 | 9.4825e-20 | 9.6611e-20 | 9.4638e-20 | 8.6842e-20 | 1.0309e-19 | 9.4365e-20 | 9.8741e-20 | 9.3193e-20 | 8.7324e-20 | 8.3276e-20 | 7.9446e-20
TSO | - | 5 | 2025 | Winter | Voltage, f | 2 | 1 | -2.5047e-21 | -2.0564e-21 | -1.8678e-21 | -1.843e-21 | -1.7669e-21 | -2.0696e-21 | -4.3923e-21 | -4.5098e-21 | -5.2179e-21 | -4.5561e-21 | -5.1583e-21 | -5.1798e-21 | -4.5015e-21 | -4.6388e-21 | -4.2683e-21 | -3.7868e-21 | -3.3137e-21 | -5.1103e-21 | -4.3245e-21 | -4.4453e-21 | -4.0251e-21 | -3.4096e-21 | -3.1201e-21 | -2.7545e-21
TSO | - | 7 | 2025 | Winter | Voltage, e | 2 | 1 | 7.4931e-19 | 5.9274e-19 | 5.3388e-19 | 5.4179e-19 | 5.4308e-19 | 7.5139e-19 | 4.6103e-13 | 8.7869e-13 | 7.5199e-13 | 6.186e-13 | 7.7615e-13 | 7.7194e-13 | 9.2192e-13 | 8.0062e-13 | 7.6986e-13 | 5.5639e-13 | 1.927e-17 | 6.8879e-13 | 1.9593e-13 | 1.0063e-17 | 2.4493e-14 | 2.6728e-18 | 1.5538e-18 | 8.4057e-19
TSO | - | 7 | 2025 | Winter | Voltage, f | 2 | 1 | -1.0886e-20 | -7.6663e-21 | -6.414e-21 | -6.136e-21 | -6.1476e-21 | -8.8343e-21 | -2.7155e-14 | -3.3483e-14 | -2.7595e-14 | -2.4295e-14 | -3.6366e-14 | -4.8794e-14 | -3.9969e-14 | -4.5339e-14 | -3.4519e-14 | -2.0577e-14 | -5.3121e-19 | -3.1961e-14 | -8.01e-15 | -2.8568e-19 | -9.6978e-16 | -5.6726e-20 | -2.9686e-20 | -1.7975e-20
TSO | - | 8 | 2025 | Winter | Voltage, e | 2 | 1 | -1.5786e-16 | -1.6233e-16 | -1.4311e-16 | -1.2809e-16 | -1.1243e-16 | -1.2465e-16 | -2.1263e-16 | -1.9878e-16 | -2.6324e-16 | -2.6003e-16 | -2.9457e-16 | -3.4987e-16 | -2.8776e-16 | -2.8809e-16 | -2.4602e-16 | -2.2853e-16 | -2.6857e-16 | -3.4347e-16 | -3.7687e-16 | -3.7789e-16 | -3.8143e-16 | -3.216e-16 | -2.91e-16 | -2.1781e-16
TSO | - | 8 | 2025 | Winter | Voltage, f | 2 | 1 | 2.0892e-18 | 2.2234e-18 | 1.879e-18 | 1.6047e-18 | 1.3247e-18 | 1.5348e-18 | 3.2871e-18 | 2.793e-18 | 3.9634e-18 | 3.9182e-18 | 5.0883e-18 | 6.8208e-18 | 5.1379e-18 | 5.1958e-18 | 4.1344e-18 | 3.6844e-18 | 4.5165e-18 | 6.2308e-18 | 6.9158e-18 | 6.684e-18 | 6.9553e-18 | 5.6488e-18 | 5.0318e-18 | 3.3922e-18
TSO | - | 9 | 2025 | Winter | Voltage, e | 2 | 1 | 4.0088e-19 | 3.5046e-19 | 3.3062e-19 | 3.3207e-19 | 3.3214e-19 | 4.0442e-19 | 8.7189e-19 | 1.0572e-18 | 1.1726e-18 | 1.0613e-18 | 1.0609e-18 | 9.9736e-19 | 1.0377e-18 | 9.2785e-19 | 9.5203e-19 | 9.1331e-19 | 8.5327e-19 | 1.007e-18 | 9.6171e-19 | 9.4612e-19 | 9.2325e-19 | 6.9675e-19 | 5.6341e-19 | 4.2495e-19
TSO | - | 9 | 2025 | Winter | Voltage, f | 2 | 1 | -7.5604e-21 | -6.0004e-21 | -5.2543e-21 | -5.1136e-21 | -5.1285e-21 | -6.4272e-21 | -3.3622e-20 | -2.6986e-20 | -2.8591e-20 | -2.7803e-20 | -3.3105e-20 | -4.2464e-20 | -2.9916e-20 | -3.4621e-20 | -2.8055e-20 | -2.2301e-20 | -1.9639e-20 | -3.0912e-20 | -2.572e-20 | -2.4124e-20 | -2.3345e-20 | -1.6338e-20 | -1.298e-20 | -1.0899e-20
TSO | - | 10 | 2025 | Winter | Voltage, e | 2 | 1 | 1.0311e-19 | 8.938e-20 | 8.5511e-20 | 8.826e-20 | 8.5272e-20 | 9.4682e-20 | 1.5905e-19 | 1.8876e-19 | 2.1946e-19 | 1.7273e-19 | 1.9608e-19 | 1.7749e-19 | 1.7076e-19 | 1.632e-19 | 1.5644e-19 | 1.4121e-19 | 1.2927e-19 | 1.7661e-19 | 1.5075e-19 | 1.5498e-19 | 1.3965e-19 | 1.2375e-19 | 1.1351e-19 | 1.0098e-19
TSO | - | 10 | 2025 | Winter | Voltage, f | 2 | 1 | -1.9042e-21 | -1.4376e-21 | -1.2623e-21 | -1.2772e-21 | -1.1928e-21 | -1.4492e-21 | -4.5346e-21 | -4.6967e-21 | -5.8647e-21 | -4.9068e-21 | -5.9574e-21 | -6.1625e-21 | -5.0011e-21 | -5.2857e-21 | -4.5247e-21 | -3.6446e-21 | -3.2475e-21 | -5.5239e-21 | -4.1591e-21 | -4.1442e-21 | -3.6826e-21 | -3.0242e-21 | -2.6271e-21 | -2.2582e-21
TSO | - | 11 | 2025 | Winter | Voltage, e | 2 | 1 | -2.0246e-16 | -1.8908e-16 | -1.7089e-16 | -1.6481e-16 | -1.3388e-16 | -1.3432e-16 | -1.2224e-16 | -2.284e-16 | -2.8704e-16 | -2.5549e-16 | -2.7174e-16 | -2.5001e-16 | -2.8228e-16 | -2.5e-16 | -2.286e-16 | -2.7644e-16 | -3.6506e-16 | -4.5791e-16 | -5.1985e-16 | -5.6589e-16 | -6.5429e-16 | -5.3379e-16 | -4.5103e-16 | -3.0725e-16
TSO | - | 11 | 2025 | Winter | Voltage, f | 2 | 1 | -6.2947e-19 | -5.7959e-19 | -5.0878e-19 | -4.8622e-19 | -3.5754e-19 | -3.5647e-19 | -2.9658e-19 | -7.128e-19 | -9.3199e-19 | -7.8902e-19 | -9.2922e-19 | -8.4513e-19 | -1.0285e-18 | -8.6519e-19 | -7.6482e-19 | -1.0134e-18 | -1.4771e-18 | -1.9716e-18 | -2.2994e-18 | -2.5163e-18 | -3.2069e-18 | -2.4864e-18 | -2.0013e-18 | -1.1757e-18
TSO | - | 12 | 2025 | Winter | Voltage, e | 2 | 1 | 3.8684e-20 | 2.5103e-20 | 2.0271e-20 | 2.0858e-20 | 1.8259e-20 | 2.4766e-20 | 7.2453e-20 | 9.069e-20 | 1.1818e-19 | 8.7732e-20 | 1.0148e-19 | 8.763e-20 | 8.1036e-20 | 7.6284e-20 | 7.1842e-20 | 6.2159e-20 | 4.838e-20 | 9.0793e-20 | 7.2347e-20 | 7.7548e-20 | 6.47e-20 | 5.223e-20 | 4.4114e-20 | 3.3094e-20
TSO | - | 12 | 2025 | Winter | Voltage, f | 2 | 1 | -2.6801e-22 | 9.099e-23 | 2.0183e-22 | 1.8198e-22 | 2.3657e-22 | 9.5953e-23 | -1.2722e-21 | -1.8512e-21 | -2.7231e-21 | -1.9191e-21 | -2.3707e-21 | -2.0464e-21 | -1.7619e-21 | -1.6428e-21 | -1.4112e-21 | -1.0737e-21 | -6.6671e-22 | -2.2384e-21 | -1.6064e-21 | -1.7503e-21 | -1.3351e-21 | -8.5034e-22 | -5.3932e-22 | -1.4558e-22
TSO | - | 13 | 2025 | Winter | Voltage, e | 2 | 1 | -2.0246e-16 | -1.8908e-16 | -1.7089e-16 | -1.6481e-16 | -1.3388e-16 | -1.3432e-16 | -1.2224e-16 | -2.284e-16 | -2.8694e-16 | -2.5548e-16 | -2.7173e-16 | -2.5001e-16 | -2.8229e-16 | -2.5e-16 | -2.286e-16 | -2.7644e-16 | -3.6506e-16 | -4.5793e-16 | -5.1987e-16 | -5.6591e-16 | -6.5431e-16 | -5.338e-16 | -4.5104e-16 | -3.0725e-16
TSO | - | 13 | 2025 | Winter | Voltage, f | 2 | 1 | -3.0633e-19 | -2.4818e-19 | -2.1651e-19 | -2.0041e-19 | -1.8554e-19 | -1.9938e-19 | -4.9591e-19 | -5.6749e-19 | -5.9221e-19 | -5.6059e-19 | -5.4902e-19 | -4.9906e-19 | -5.4732e-19 | -5.0403e-19 | -5.4182e-19 | -5.6945e-19 | -4.9918e-19 | -5.4136e-19 | -5.506e-19 | -4.7819e-19 | -5.4464e-19 | -3.7483e-19 | -3.4364e-19 | -3.0143e-19
TSO | - | 14 | 2025 | Winter | Voltage, e | 2 | 1 | -1.597e-16 | -1.6442e-16 | -1.4459e-16 | -1.2917e-16 | -1.1316e-16 | -1.2564e-16 | -2.1721e-16 | -2.0208e-16 | -2.6995e-16 | -2.6656e-16 | -3.0569e-16 | -3.7005e-16 | -2.9908e-16 | -2.9967e-16 | -2.533e-16 | -2.3429e-16 | -2.7727e-16 | -3.6022e-16 | -3.9756e-16 | -3.9717e-16 | -4.0235e-16 | -3.3529e-16 | -3.0183e-16 | -2.2269e-16
TSO | - | 14 | 2025 | Winter | Voltage, f | 2 | 1 | 2.0263e-18 | 2.159e-18 | 1.8201e-18 | 1.5515e-18 | 1.2784e-18 | 1.4831e-18 | 3.2194e-18 | 2.7223e-18 | 3.8967e-18 | 3.8508e-18 | 5.0624e-18 | 6.9166e-18 | 5.1197e-18 | 5.1816e-18 | 4.0812e-18 | 3.6215e-18 | 4.4704e-18 | 6.2651e-18 | 6.9945e-18 | 6.7352e-18 | 7.0341e-18 | 5.6463e-18 | 5.0037e-18 | 3.3251e-18
TSO | - | 15 | 2025 | Winter | Voltage, e | 2 | 1 | 5.0663e-20 | 3.7303e-20 | 3.2784e-20 | 3.3641e-20 | 3.1074e-20 | 3.7666e-20 | 8.8886e-20 | 1.0863e-19 | 1.391e-19 | 1.0517e-19 | 1.2166e-19 | 1.0713e-19 | 9.8899e-20 | 9.4188e-20 | 8.8563e-20 | 7.7265e-20 | 6.3402e-20 | 1.0922e-19 | 8.8002e-20 | 9.3235e-20 | 7.9424e-20 | 6.5988e-20 | 5.7363e-20 | 4.6416e-20
TSO | - | 15 | 2025 | Winter | Voltage, f | 2 | 1 | -3.9374e-22 | -1.3897e-22 | -6.1211e-23 | -7.1138e-23 | -3.3087e-23 | -1.4228e-22 | -1.2656e-21 | -1.6494e-21 | -2.3591e-21 | -1.7851e-21 | -2.1457e-21 | -1.9521e-21 | -1.6461e-21 | -1.5998e-21 | -1.3797e-21 | -1.0621e-21 | -7.7424e-22 | -1.9687e-21 | -1.4558e-21 | -1.5319e-21 | -1.2077e-21 | -8.6192e-22 | -6.3858e-22 | -3.7389e-22
TSO | - | 16 | 2025 | Winter | Voltage, e | 2 | 1 | 3.3169e-19 | 3.0963e-19 | 3.0082e-19 | 2.9782e-19 | 2.9832e-19 | 3.3484e-19 | 4.7726e-19 | 4.8241e-19 | 5.0213e-19 | 4.9583e-19 | 5.0032e-19 | 4.69e-19 | 4.9698e-19 | 4.7047e-19 | 5.0352e-19 | 4.9427e-19 | 4.6988e-19 | 4.8904e-19 | 4.8206e-19 | 4.9897e-19 | 4.9325e-19 | 4.5065e-19 | 4.0645e-19 | 3.4696e-19
TSO | - | 16 | 2025 | Winter | Voltage, f | 2 | 1 | -7.9277e-21 | -6.7796e-21 | -6.0765e-21 | -5.8498e-21 | -5.8862e-21 | -7.1237e-21 | -2.2091e-20 | -1.6901e-20 | -1.7113e-20 | -1.7526e-20 | -1.9846e-20 | -2.3684e-20 | -1.8696e-20 | -2.1409e-20 | -1.8947e-20 | -1.6067e-20 | -1.4639e-20 | -1.9531e-20 | -1.7247e-20 | -1.7133e-20 | -1.6674e-20 | -1.3862e-20 | -1.2161e-20 | -1.0932e-20
TSO | - | 17 | 2025 | Winter | Voltage, e | 2 | 1 | 3.3234e-19 | 3.0953e-19 | 3.0224e-19 | 2.9942e-19 | 2.9915e-19 | 3.3104e-19 | 4.5869e-19 | 4.6274e-19 | 4.8691e-19 | 4.7678e-19 | 4.8469e-19 | 4.4984e-19 | 4.7371e-19 | 4.5232e-19 | 4.8102e-19 | 4.7064e-19 | 4.4296e-19 | 4.6298e-19 | 4.5344e-19 | 4.7304e-19 | 4.6488e-19 | 4.3003e-19 | 3.9238e-19 | 3.4024e-19
TSO | - | 17 | 2025 | Winter | Voltage, f | 2 | 1 | -7.9509e-21 | -6.7316e-21 | -5.9987e-21 | -5.7787e-21 | -5.7919e-21 | -7.0377e-21 | -2.1452e-20 | -1.6785e-20 | -1.722e-20 | -1.7406e-20 | -1.9647e-20 | -2.3121e-20 | -1.8358e-20 | -2.0941e-20 | -1.8476e-20 | -1.5649e-20 | -1.4132e-20 | -1.9058e-20 | -1.6754e-20 | -1.678e-20 | -1.617e-20 | -1.351e-20 | -1.1928e-20 | -1.0768e-20
TSO | - | 18 | 2025 | Winter | Voltage, e | 2 | 1 | 5.0207e-20 | 3.7273e-20 | 3.2786e-20 | 3.365e-20 | 3.1051e-20 | 3.7453e-20 | 8.6439e-20 | 1.041e-19 | 1.3189e-19 | 9.9318e-20 | 1.1518e-19 | 1.0157e-19 | 9.3895e-20 | 8.9383e-20 | 8.4531e-20 | 7.4369e-20 | 6.0877e-20 | 1.0372e-19 | 8.3398e-20 | 8.873e-20 | 7.5785e-20 | 6.3106e-20 | 5.5444e-20 | 4.5e-20
TSO | - | 18 | 2025 | Winter | Voltage, f | 2 | 1 | -4.4668e-22 | -1.6213e-22 | -7.1138e-23 | -8.2718e-23 | -3.805e-23 | -1.6047e-22 | -1.3864e-21 | -1.8033e-21 | -2.5626e-21 | -1.9174e-21 | -2.3128e-21 | -2.0878e-21 | -1.7718e-21 | -1.7106e-21 | -1.4889e-21 | -1.1564e-21 | -8.338e-22 | -2.1242e-21 | -1.565e-21 | -1.661e-21 | -1.3036e-21 | -9.2644e-22 | -6.9318e-22 | -3.9705e-22
TSO | - | 19 | 2025 | Winter | Voltage, e | 2 | 1 | 0 | 0 | 0 | 0 | 0 | 0 | 0 | 0 | 0 | 0 | 0 | 0 | 0 | 0 | 0 | 0 | 0 | 0 | 0 | 0 | 0 | 0 | 0 | 0
TSO | - | 19 | 2025 | Winter | Voltage, f | 2 | 1 | 0 | 0 | 0 | 0 | 0 | 0 | 0 | 0 | 0 | 0 | 0 | 0 | 0 | 0 | 0 | 0 | 0 | 0 | 0 | 0 | 0 | 0 | 0 | 0
TSO | - | 20 | 2025 | Winter | Voltage, e | 2 | 1 | 7.5329e-16 | 3.2947e-16 | 2.8291e-16 | 2.5978e-16 | 2.4531e-16 | 1.9961e-16 | 9.9151e-16 | 6.4339e-16 | 6.6909e-16 | 4.1381e-16 | 8.699e-16 | 8.7653e-16 | 1.0848e-15 | 1.2499e-15 | 1.3599e-15 | 1.0512e-15 | 7.3443e-16 | 1.3133e-15 | 1.1746e-15 | 1.2066e-15 | 9.0409e-16 | 1.1726e-15 | 1.1876e-15 | 4.1113e-16
TSO | - | 20 | 2025 | Winter | Voltage, f | 2 | 1 | -7.9683e-17 | -3.2803e-17 | -2.6576e-17 | -2.3902e-17 | -2.2976e-17 | -2.0256e-17 | -1.5339e-16 | -9.1796e-17 | -9.1648e-17 | -5.3645e-17 | -1.2297e-16 | -1.4153e-16 | -1.6134e-16 | -1.9838e-16 | -1.9384e-16 | -1.378e-16 | -9.1525e-17 | -2.0009e-16 | -1.7069e-16 | -1.687e-16 | -1.214e-16 | -1.5044e-16 | -1.4968e-16 | -4.9842e-17
TSO | - | 21 | 2025 | Winter | Voltage, e | 2 | 1 | 2.3332e-15 | 8.9812e-16 | 6.904e-16 | 6.3797e-16 | 4.7698e-16 | 5.17e-16 | 5.2453e-15 | 6.938e-15 | 1.112e-14 | 8.9917e-15 | 1.2118e-14 | 9.962e-15 | 1.0227e-14 | 9.7656e-15 | 9.4149e-15 | 8.3389e-15 | 6.233e-15 | 1.231e-14 | 9.7955e-15 | 1.0349e-14 | 7.5349e-15 | 6.6194e-15 | 5.4873e-15 | 1.7854e-15
TSO | - | 21 | 2025 | Winter | Voltage, f | 2 | 1 | -2.8314e-16 | -1.0154e-16 | -7.2732e-17 | -6.587e-17 | -4.8775e-17 | -5.8864e-17 | -9.5616e-16 | -1.2483e-15 | -1.9983e-15 | -1.5683e-15 | -2.1952e-15 | -2.0116e-15 | -1.9221e-15 | -1.917e-15 | -1.6467e-15 | -1.3574e-15 | -9.8426e-16 | -2.3813e-15 | -1.7891e-15 | -1.8273e-15 | -1.2808e-15 | -1.0427e-15 | -8.2699e-16 | -2.553e-16
TSO | - | 26 | 2025 | Winter | Voltage, e | 2 | 1 | 5.2789e-20 | 4.0914e-20 | 3.6924e-20 | 3.7761e-20 | 3.5504e-20 | 4.123e-20 | 8.5524e-20 | 1.0039e-19 | 1.2343e-19 | 9.4749e-20 | 1.0847e-19 | 9.6211e-20 | 8.9883e-20 | 8.586e-20 | 8.2195e-20 | 7.3502e-20 | 6.1193e-20 | 9.9043e-20 | 8.0733e-20 | 8.5971e-20 | 7.4428e-20 | 6.3144e-20 | 5.6394e-20 | 4.7141e-20
TSO | - | 26 | 2025 | Winter | Voltage, f | 2 | 1 | -6.5513e-22 | -3.0606e-22 | -1.9356e-22 | -2.0514e-22 | -1.5386e-22 | -3.0771e-22 | -1.843e-21 | -2.283e-21 | -3.0953e-21 | -2.3293e-21 | -2.7876e-21 | -2.5593e-21 | -2.1804e-21 | -2.1259e-21 | -1.8678e-21 | -1.4889e-21 | -1.0952e-21 | -2.5924e-21 | -1.9373e-21 | -2.058e-21 | -1.6494e-21 | -1.2011e-21 | -9.3802e-22 | -5.9392e-22
TSO | - | 29 | 2025 | Winter | Voltage, e | 2 | 1 | 0 | 0 | 0 | 0 | 0 | 0 | 0 | 0 | 0 | 0 | 0 | 0 | 0 | 0 | 0 | 0 | 0 | 0 | 0 | 0 | 0 | 0 | 0 | 0
TSO | - | 29 | 2025 | Winter | Voltage, f | 2 | 1 | 0 | 0 | 0 | 0 | 0 | 0 | 0 | 0 | 0 | 0 | 0 | 0 | 0 | 0 | 0 | 0 | 0 | 0 | 0 | 0 | 0 | 0 | 0 | 0
TSO | - | 30 | 2025 | Winter | Voltage, e | 2 | 1 | 3.5498e-15 | 3.278e-15 | 3.1313e-15 | 3.0979e-15 | 3.0172e-15 | 3.2878e-15 | 6.0297e-15 | 7.5783e-15 | 8.1787e-15 | 7.8484e-15 | 7.1909e-15 | 8.0542e-15 | 8.0375e-15 | 8.1772e-15 | 7.3138e-15 | 6.7404e-15 | 6.492e-15 | 7.9902e-15 | 7.0948e-15 | 6.428e-15 | 6.7233e-15 | 5.4766e-15 | 4.5726e-15 | 4.203e-15
TSO | - | 30 | 2025 | Winter | Voltage, f | 2 | 1 | -3.9122e-16 | -3.3589e-16 | -3.0463e-16 | -2.9686e-16 | -2.8755e-16 | -3.4092e-16 | -9.8237e-16 | -1.1657e-15 | -1.2602e-15 | -1.1973e-15 | -1.134e-15 | -1.4323e-15 | -1.2853e-15 | -1.3983e-15 | -1.1404e-15 | -9.8479e-16 | -9.2458e-16 | -1.3059e-15 | -1.0992e-15 | -9.5582e-16 | -9.9055e-16 | -7.4394e-16 | -5.9179e-16 | -5.3591e-16
TSO | - | 34 | 2025 | Winter | Voltage, e | 2 | 1 | 3.3804e-19 | 3.1257e-19 | 3.0645e-19 | 3.0515e-19 | 3.0299e-19 | 3.2695e-19 | 4.3751e-19 | 4.4663e-19 | 4.8414e-19 | 4.6523e-19 | 4.7362e-19 | 4.3259e-19 | 4.4751e-19 | 4.3415e-19 | 4.5552e-19 | 4.4307e-19 | 4.1122e-19 | 4.3882e-19 | 4.1992e-19 | 4.4733e-19 | 4.3497e-19 | 4.0497e-19 | 3.7385e-19 | 3.3379e-19
TSO | - | 34 | 2025 | Winter | Voltage, f | 2 | 1 | -7.5075e-21 | -6.1493e-21 | -5.3618e-21 | -5.1732e-21 | -5.1351e-21 | -6.3759e-21 | -1.997e-20 | -1.6461e-20 | -1.7468e-20 | -1.7129e-20 | -1.9133e-20 | -2.2137e-20 | -1.7579e-20 | -1.9975e-20 | -1.7343e-20 | -1.454e-20 | -1.2884e-20 | -1.817e-20 | -1.5654e-20 | -1.592e-20 | -1.5018e-20 | -1.2462e-20 | -1.1026e-20 | -9.994e-21
TSO | - | 35 | 2025 | Winter | Voltage, e | 2 | 1 | 2.2354e-19 | 2.1087e-19 | 2.0827e-19 | 2.0787e-19 | 2.0599e-19 | 2.1378e-19 | 2.5449e-19 | 2.6027e-19 | 2.7592e-19 | 2.6826e-19 | 2.7258e-19 | 2.5451e-19 | 2.606e-19 | 2.5706e-19 | 2.6547e-19 | 2.5915e-19 | 2.436e-19 | 2.5494e-19 | 2.4615e-19 | 2.5805e-19 | 2.5141e-19 | 2.425e-19 | 2.3089e-19 | 2.1717e-19
TSO | - | 35 | 2025 | Winter | Voltage, f | 2 | 1 | -5.5289e-21 | -4.6471e-21 | -4.0879e-21 | -3.9539e-21 | -3.9208e-21 | -4.7464e-21 | -1.2383e-20 | -1.0874e-20 | -1.1314e-20 | -1.1132e-20 | -1.2102e-20 | -1.3913e-20 | -1.1422e-20 | -1.2773e-20 | -1.1107e-20 | -9.5208e-21 | -8.5944e-21 | -1.1711e-20 | -1.0297e-20 | -1.0331e-20 | -9.7293e-21 | -8.3909e-21 | -7.6216e-21 | -7.0807e-21
TSO | - | 36 | 2025 | Winter | Voltage, e | 2 | 1 | 1.8128e-19 | 1.7291e-19 | 1.7068e-19 | 1.7039e-19 | 1.6841e-19 | 1.7264e-19 | 1.9836e-19 | 2.0118e-19 | 2.1229e-19 | 2.0506e-19 | 2.0811e-19 | 1.9556e-19 | 1.9836e-19 | 1.9665e-19 | 2.0262e-19 | 1.9888e-19 | 1.8782e-19 | 1.9797e-19 | 1.902e-19 | 1.9903e-19 | 1.9491e-19 | 1.8906e-19 | 1.8288e-19 | 1.7485e-19
TSO | - | 36 | 2025 | Winter | Voltage, f | 2 | 1 | -4.3592e-21 | -3.7008e-21 | -3.2392e-21 | -3.1317e-21 | -3.1069e-21 | -3.7571e-21 | -9.372e-21 | -8.3297e-21 | -8.6027e-21 | -8.3264e-21 | -9.0543e-21 | -1.0363e-20 | -8.5514e-21 | -9.5076e-21 | -8.3099e-21 | -7.1882e-21 | -6.4983e-21 | -8.9716e-21 | -7.883e-21 | -7.8979e-21 | -7.438e-21 | -6.4454e-21 | -5.9507e-21 | -5.5355e-21
TSO | - | 42 | 2025 | Winter | Voltage, e | 2 | 1 | 5.4177e-20 | 4.5134e-20 | 4.2659e-20 | 4.3141e-20 | 4.0954e-20 | 4.1569e-20 | 7.2031e-20 | 8.2379e-20 | 1.0086e-19 | 8.2334e-20 | 9.3885e-20 | 8.2387e-20 | 7.8207e-20 | 7.5168e-20 | 7.3962e-20 | 6.9159e-20 | 5.8809e-20 | 8.5789e-20 | 7.2832e-20 | 7.6992e-20 | 6.7964e-20 | 5.9804e-20 | 5.4341e-20 | 4.7699e-20
TSO | - | 42 | 2025 | Winter | Voltage, f | 2 | 1 | -1.029e-21 | -6.2039e-22 | -4.9135e-22 | -4.9631e-22 | -4.2021e-22 | -5.4594e-22 | -2.4451e-21 | -2.9365e-21 | -3.7753e-21 | -2.862e-21 | -3.4758e-21 | -3.1846e-21 | -2.728e-21 | -2.6668e-21 | -2.4005e-21 | -2.0167e-21 | -1.5303e-21 | -3.2905e-21 | -2.5212e-21 | -2.6718e-21 | -2.1771e-21 | -1.6494e-21 | -1.3351e-21 | -9.3637e-22
TSO | - | 55 | 2025 | Winter | Voltage, e | 2 | 1 | 8.4544e-20 | 7.5588e-20 | 7.2901e-20 | 7.3502e-20 | 7.1672e-20 | 7.4938e-20 | 1.0574e-19 | 1.1417e-19 | 1.2993e-19 | 1.1155e-19 | 1.1938e-19 | 1.0899e-19 | 1.0627e-19 | 1.0305e-19 | 1.0307e-19 | 9.741e-20 | 8.7782e-20 | 1.1237e-19 | 9.9609e-20 | 1.0537e-19 | 9.7673e-20 | 8.9546e-20 | 8.4814e-20 | 7.8207e-20
TSO | - | 55 | 2025 | Winter | Voltage, f | 2 | 1 | -2.1176e-21 | -1.6444e-21 | -1.4426e-21 | -1.4211e-21 | -1.3615e-21 | -1.656e-21 | -4.2898e-21 | -4.4999e-21 | -5.2476e-21 | -4.4254e-21 | -4.9862e-21 | -5.0359e-21 | -4.3427e-21 | -4.4585e-21 | -4.0036e-21 | -3.4394e-21 | -2.9266e-21 | -4.839e-21 | -3.992e-21 | -4.1326e-21 | -3.6644e-21 | -3.0391e-21 | -2.7115e-21 | -2.3045e-21
TSO | - | 68 | 2025 | Winter | Voltage, e | 2 | 1 | 8.4844e-20 | 7.89e-20 | 7.8628e-20 | 7.8723e-20 | 7.6857e-20 | 6.9258e-20 | 8.5785e-20 | 9.0657e-20 | 1.0698e-19 | 9.9574e-20 | 1.0707e-19 | 9.7103e-20 | 9.5422e-20 | 9.3308e-20 | 9.5207e-20 | 9.3367e-20 | 8.5729e-20 | 1.017e-19 | 9.3189e-20 | 9.7366e-20 | 9.2009e-20 | 8.6222e-20 | 8.226e-20 | 7.8461e-20
TSO | - | 68 | 2025 | Winter | Voltage, f | 2 | 1 | -2.4964e-21 | -2.0498e-21 | -1.8678e-21 | -1.8413e-21 | -1.7652e-21 | -2.0531e-21 | -4.3526e-21 | -4.4668e-21 | -5.1782e-21 | -4.5181e-21 | -5.1169e-21 | -5.1302e-21 | -4.4568e-21 | -4.5909e-21 | -4.2368e-21 | -3.762e-21 | -3.2955e-21 | -5.0789e-21 | -4.298e-21 | -4.4155e-21 | -4.0019e-21 | -3.3865e-21 | -3.1036e-21 | -2.7413e-21
TSO | - | 72 | 2025 | Winter | Voltage, e | 2 | 1 | 3.9827e-20 | 2.6447e-20 | 2.1713e-20 | 2.2301e-20 | 1.9662e-20 | 2.6064e-20 | 7.4054e-20 | 9.2547e-20 | 1.204e-19 | 8.9556e-20 | 1.0365e-19 | 8.9795e-20 | 8.319e-20 | 7.8208e-20 | 7.3651e-20 | 6.3787e-20 | 5.0033e-20 | 9.3146e-20 | 7.4375e-20 | 7.9659e-20 | 6.6573e-20 | 5.3815e-20 | 4.5601e-20 | 3.4618e-20
TSO | - | 72 | 2025 | Winter | Voltage, f | 2 | 1 | -2.5312e-22 | 4.9631e-23 | 1.4062e-22 | 1.2408e-22 | 1.7205e-22 | 5.6248e-23 | -1.1862e-21 | -1.6957e-21 | -2.4865e-21 | -1.7751e-21 | -2.1623e-21 | -1.881e-21 | -1.6064e-21 | -1.5088e-21 | -1.2954e-21 | -9.7442e-22 | -6.1377e-22 | -2.0233e-21 | -1.4492e-21 | -1.5733e-21 | -1.1895e-21 | -7.6431e-22 | -4.9631e-22 | -1.6213e-22
TSO | - | 103 | 2025 | Winter | Voltage, e | 2 | 1 | 4.9455e-20 | 3.6965e-20 | 3.251e-20 | 3.3375e-20 | 3.0768e-20 | 3.6962e-20 | 8.3742e-20 | 9.9417e-20 | 1.2471e-19 | 9.347e-20 | 1.088e-19 | 9.6052e-20 | 8.8909e-20 | 8.4571e-20 | 8.0425e-20 | 7.1331e-20 | 5.821e-20 | 9.8267e-20 | 7.8787e-20 | 8.4205e-20 | 7.2077e-20 | 6.0038e-20 | 5.3294e-20 | 4.3336e-20
TSO | - | 103 | 2025 | Winter | Voltage, f | 2 | 1 | -4.8804e-22 | -1.7702e-22 | -7.6101e-23 | -8.9336e-23 | -3.805e-23 | -1.7205e-22 | -1.4807e-21 | -1.9174e-21 | -2.7098e-21 | -2.0001e-21 | -2.4253e-21 | -2.1755e-21 | -1.8529e-21 | -1.7751e-21 | -1.5601e-21 | -1.2193e-21 | -8.6523e-22 | -2.2284e-21 | -1.6295e-21 | -1.7437e-21 | -1.3632e-21 | -9.5953e-22 | -7.2296e-22 | -4.0366e-22
TSO | - | 1 | 2025 | Winter | Voltage, e | 2 | 2 | 0 | 0 | 0 | 0 | 0 | 0 | 0 | 0 | 0 | 0 | 0 | 0 | 0 | 0 | 0 | 0 | 0 | 0 | 0 | 0 | 0 | 0 | 0 | 0
TSO | - | 1 | 2025 | Winter | Voltage, f | 2 | 2 | 0 | 0 | 0 | 0 | 0 | 0 | 0 | 0 | 0 | 0 | 0 | 0 | 0 | 0 | 0 | 0 | 0 | 0 | 0 | 0 | 0 | 0 | 0 | 0
TSO | - | 2 | 2025 | Winter | Voltage, e | 2 | 2 | -3.3807e-15 | -3.6194e-15 | -3.2704e-15 | -3.1392e-15 | -3.1191e-15 | -3.4196e-15 | -3.4501e-15 | -2.7112e-15 | -1.3088e-15 | -3.4409e-15 | -2.2626e-15 | -3.8046e-15 | -3.4707e-15 | -4.2263e-15 | -3.6269e-15 | -3.7968e-15 | -5.5274e-15 | -3.7109e-15 | -4.9135e-15 | -4.3104e-15 | -5.4284e-15 | -5.0839e-15 | -4.9315e-15 | -4.7998e-15
TSO | - | 2 | 2025 | Winter | Voltage, f | 2 | 2 | 4.8049e-16 | 4.7956e-16 | 4.0336e-16 | 3.801e-16 | 3.7433e-16 | 4.5597e-16 | 6.6187e-16 | 5.1949e-16 | 2.5736e-16 | 6.7852e-16 | 4.5143e-16 | 8.2154e-16 | 6.9886e-16 | 8.8663e-16 | 6.9676e-16 | 6.8806e-16 | 9.9451e-16 | 7.8587e-16 | 1.0004e-15 | 8.4876e-16 | 1.0499e-15 | 9.0941e-16 | 8.4641e-16 | 7.8482e-16
TSO | - | 3 | 2025 | Winter | Voltage, e | 2 | 2 | 3.197e-19 | 2.9136e-19 | 2.8466e-19 | 2.8363e-19 | 2.8328e-19 | 3.1803e-19 | 4.5508e-19 | 4.8178e-19 | 5.1753e-19 | 4.9681e-19 | 5.0217e-19 | 4.6742e-19 | 4.8533e-19 | 4.685e-19 | 4.8338e-19 | 4.7178e-19 | 4.4436e-19 | 4.6732e-19 | 4.5353e-19 | 4.6954e-19 | 4.6224e-19 | 4.1697e-19 | 3.7384e-19 | 3.2228e-19
TSO | - | 3 | 2025 | Winter | Voltage, f | 2 | 2 | -7.3189e-21 | -5.9904e-21 | -5.2973e-21 | -5.16e-21 | -5.1384e-21 | -6.2849e-21 | -2.0502e-20 | -1.6661e-20 | -1.7612e-20 | -1.7546e-20 | -1.9674e-20 | -2.3547e-20 | -1.832e-20 | -2.1101e-20 | -1.7948e-20 | -1.4985e-20 | -1.3438e-20 | -1.8362e-20 | -1.5993e-20 | -1.5892e-20 | -1.5318e-20 | -1.2495e-20 | -1.0796e-20 | -9.7872e-21
TSO | - | 4 | 2025 | Winter | Voltage, e | 2 | 2 | 4.8908e-20 | 3.6312e-20 | 3.1926e-20 | 3.2793e-20 | 3.0159e-20 | 3.6404e-20 | 8.3924e-20 | 1.0049e-19 | 1.2654e-19 | 9.5093e-20 | 1.1035e-19 | 9.7419e-20 | 9.0082e-20 | 8.5724e-20 | 8.1328e-20 | 7.1713e-20 | 5.8495e-20 | 9.9053e-20 | 7.9567e-20 | 8.4824e-20 | 7.2537e-20 | 6.0427e-20 | 5.329e-20 | 4.3295e-20
TSO | - | 4 | 2025 | Winter | Voltage, f | 2 | 2 | -4.7315e-22 | -1.6213e-22 | -6.452e-23 | -7.7755e-23 | -2.647e-23 | -1.6047e-22 | -1.474e-21 | -1.9158e-21 | -2.7082e-21 | -2.0117e-21 | -2.4303e-21 | -2.1821e-21 | -1.8595e-21 | -1.7851e-21 | -1.565e-21 | -1.2176e-21 | -8.6523e-22 | -2.2268e-21 | -1.6329e-21 | -1.7437e-21 | -1.3648e-21 | -9.6118e-22 | -7.1799e-22 | -4.0201e-22
TSO | - | 5 | 2025 | Winter | Voltage, e | 2 | 2 | 8.5977e-20 | 7.9914e-20 | 7.953e-20 | 7.9737e-20 | 7.7816e-20 | 7.0186e-20 | 8.7013e-20 | 9.2025e-20 | 1.0854e-19 | 1.0112e-19 | 1.0876e-19 | 9.8613e-20 | 9.6967e-20 | 9.4825e-20 | 9.6611e-20 | 9.4638e-20 | 8.6842e-20 | 1.0309e-19 | 9.4365e-20 | 9.8741e-20 | 9.3193e-20 | 8.7324e-20 | 8.3276e-20 | 7.9446e-20
TSO | - | 5 | 2025 | Winter | Voltage, f | 2 | 2 | -2.5047e-21 | -2.0564e-21 | -1.8678e-21 | -1.843e-21 | -1.7669e-21 | -2.0696e-21 | -4.3923e-21 | -4.5098e-21 | -5.2179e-21 | -4.5545e-21 | -5.1583e-21 | -5.1798e-21 | -4.5015e-21 | -4.6388e-21 | -4.2683e-21 | -3.7868e-21 | -3.3137e-21 | -5.1103e-21 | -4.3245e-21 | -4.4453e-21 | -4.0267e-21 | -3.4096e-21 | -3.1201e-21 | -2.7545e-21
TSO | - | 7 | 2025 | Winter | Voltage, e | 2 | 2 | 7.4931e-19 | 5.9274e-19 | 5.3388e-19 | 5.4179e-19 | 5.4308e-19 | 7.5139e-19 | 4.6103e-13 | 8.7869e-13 | 7.5199e-13 | 6.186e-13 | 7.7615e-13 | 7.7194e-13 | 9.2192e-13 | 8.0062e-13 | 7.6986e-13 | 5.5639e-13 | 1.927e-17 | 6.8879e-13 | 1.9593e-13 | 1.0063e-17 | 2.4493e-14 | 2.6728e-18 | 1.5538e-18 | 8.4057e-19
TSO | - | 7 | 2025 | Winter | Voltage, f | 2 | 2 | -1.0886e-20 | -7.6663e-21 | -6.414e-21 | -6.1344e-21 | -6.1476e-21 | -8.8343e-21 | -2.7155e-14 | -3.3483e-14 | -2.7595e-14 | -2.4295e-14 | -3.6366e-14 | -4.8793e-14 | -3.9969e-14 | -4.534e-14 | -3.4519e-14 | -2.0577e-14 | -5.312e-19 | -3.1962e-14 | -8.01e-15 | -2.8568e-19 | -9.6979e-16 | -5.6726e-20 | -2.9686e-20 | -1.7975e-20
TSO | - | 8 | 2025 | Winter | Voltage, e | 2 | 2 | -1.5786e-16 | -1.6234e-16 | -1.4311e-16 | -1.2809e-16 | -1.1243e-16 | -1.2465e-16 | -2.1263e-16 | -1.9878e-16 | -2.6324e-16 | -2.6003e-16 | -2.9457e-16 | -3.4986e-16 | -2.8777e-16 | -2.881e-16 | -2.4602e-16 | -2.2853e-16 | -2.6857e-16 | -3.4347e-16 | -3.7687e-16 | -3.7789e-16 | -3.8143e-16 | -3.216e-16 | -2.91e-16 | -2.1782e-16
TSO | - | 8 | 2025 | Winter | Voltage, f | 2 | 2 | 2.0892e-18 | 2.2234e-18 | 1.879e-18 | 1.6046e-18 | 1.3247e-18 | 1.5348e-18 | 3.2872e-18 | 2.793e-18 | 3.9634e-18 | 3.9181e-18 | 5.0882e-18 | 6.8207e-18 | 5.1379e-18 | 5.1958e-18 | 4.1344e-18 | 3.6844e-18 | 4.5164e-18 | 6.2309e-18 | 6.9156e-18 | 6.684e-18 | 6.9553e-18 | 5.6488e-18 | 5.0319e-18 | 3.3923e-18
TSO | - | 9 | 2025 | Winter | Voltage, e | 2 | 2 | 4.0088e-19 | 3.5046e-19 | 3.3062e-19 | 3.3207e-19 | 3.3214e-19 | 4.0442e-19 | 8.7189e-19 | 1.0572e-18 | 1.1726e-18 | 1.0613e-18 | 1.0609e-18 | 9.9736e-19 | 1.0377e-18 | 9.2785e-19 | 9.5203e-19 | 9.1331e-19 | 8.5327e-19 | 1.007e-18 | 9.6172e-19 | 9.4612e-19 | 9.2325e-19 | 6.9675e-19 | 5.6341e-19 | 4.2495e-19
TSO | - | 9 | 2025 | Winter | Voltage, f | 2 | 2 | -7.5604e-21 | -6.0004e-21 | -5.2543e-21 | -5.1136e-21 | -5.1285e-21 | -6.4272e-21 | -3.3622e-20 | -2.6986e-20 | -2.8591e-20 | -2.7803e-20 | -3.3105e-20 | -4.2464e-20 | -2.9916e-20 | -3.4621e-20 | -2.8055e-20 | -2.2301e-20 | -1.9639e-20 | -3.0912e-20 | -2.572e-20 | -2.4124e-20 | -2.3345e-20 | -1.6338e-20 | -1.298e-20 | -1.0899e-20
TSO | - | 10 | 2025 | Winter | Voltage, e | 2 | 2 | 1.0311e-19 | 8.938e-20 | 8.5511e-20 | 8.826e-20 | 8.5272e-20 | 9.4682e-20 | 1.5905e-19 | 1.8876e-19 | 2.1946e-19 | 1.7273e-19 | 1.9608e-19 | 1.7749e-19 | 1.7076e-19 | 1.632e-19 | 1.5644e-19 | 1.4121e-19 | 1.2927e-19 | 1.7661e-19 | 1.5075e-19 | 1.5498e-19 | 1.3965e-19 | 1.2375e-19 | 1.1351e-19 | 1.0098e-19
TSO | - | 10 | 2025 | Winter | Voltage, f | 2 | 2 | -1.9042e-21 | -1.4376e-21 | -1.2623e-21 | -1.2772e-21 | -1.1928e-21 | -1.4492e-21 | -4.5346e-21 | -4.6967e-21 | -5.8647e-21 | -4.9068e-21 | -5.9574e-21 | -6.1625e-21 | -5.0011e-21 | -5.2857e-21 | -4.5247e-21 | -3.6446e-21 | -3.2475e-21 | -5.5239e-21 | -4.1591e-21 | -4.1442e-21 | -3.6826e-21 | -3.0242e-21 | -2.6271e-21 | -2.2599e-21
TSO | - | 11 | 2025 | Winter | Voltage, e | 2 | 2 | -2.0245e-16 | -1.8908e-16 | -1.7089e-16 | -1.6481e-16 | -1.3388e-16 | -1.3432e-16 | -1.2225e-16 | -2.284e-16 | -2.8704e-16 | -2.5548e-16 | -2.7173e-16 | -2.5001e-16 | -2.8228e-16 | -2.5001e-16 | -2.286e-16 | -2.7644e-16 | -3.6505e-16 | -4.5792e-16 | -5.1984e-16 | -5.6589e-16 | -6.543e-16 | -5.338e-16 | -4.5104e-16 | -3.0726e-16
TSO | - | 11 | 2025 | Winter | Voltage, f | 2 | 2 | -6.2945e-19 | -5.7961e-19 | -5.0878e-19 | -4.8621e-19 | -3.5755e-19 | -3.5646e-19 | -2.9659e-19 | -7.1279e-19 | -9.3199e-19 | -7.8899e-19 | -9.2919e-19 | -8.451e-19 | -1.0285e-18 | -8.6521e-19 | -7.6483e-19 | -1.0134e-18 | -1.477e-18 | -1.9717e-18 | -2.2993e-18 | -2.5163e-18 | -3.2069e-18 | -2.4865e-18 | -2.0013e-18 | -1.1758e-18
TSO | - | 12 | 2025 | Winter | Voltage, e | 2 | 2 | 3.8684e-20 | 2.5103e-20 | 2.0271e-20 | 2.0858e-20 | 1.8259e-20 | 2.4766e-20 | 7.2453e-20 | 9.069e-20 | 1.1818e-19 | 8.7732e-20 | 1.0148e-19 | 8.763e-20 | 8.1036e-20 | 7.6284e-20 | 7.1842e-20 | 6.2159e-20 | 4.838e-20 | 9.0793e-20 | 7.2347e-20 | 7.7548e-20 | 6.47e-20 | 5.223e-20 | 4.4114e-20 | 3.3094e-20
TSO | - | 12 | 2025 | Winter | Voltage, f | 2 | 2 | -2.6801e-22 | 9.099e-23 | 2.0183e-22 | 1.8198e-22 | 2.3657e-22 | 9.5953e-23 | -1.2722e-21 | -1.8512e-21 | -2.7231e-21 | -1.9191e-21 | -2.3707e-21 | -2.0464e-21 | -1.7619e-21 | -1.6428e-21 | -1.4112e-21 | -1.0737e-21 | -6.6671e-22 | -2.2384e-21 | -1.6064e-21 | -1.7503e-21 | -1.3351e-21 | -8.5034e-22 | -5.3932e-22 | -1.4558e-22
TSO | - | 13 | 2025 | Winter | Voltage, e | 2 | 2 | -2.0245e-16 | -1.8908e-16 | -1.7089e-16 | -1.6481e-16 | -1.3388e-16 | -1.3432e-16 | -1.2225e-16 | -2.284e-16 | -2.8694e-16 | -2.5548e-16 | -2.7173e-16 | -2.5001e-16 | -2.8229e-16 | -2.5001e-16 | -2.286e-16 | -2.7644e-16 | -3.6506e-16 | -4.5794e-16 | -5.1985e-16 | -5.6591e-16 | -6.5431e-16 | -5.338e-16 | -4.5104e-16 | -3.0726e-16
TSO | - | 13 | 2025 | Winter | Voltage, f | 2 | 2 | -3.0633e-19 | -2.4818e-19 | -2.1651e-19 | -2.0041e-19 | -1.8554e-19 | -1.9938e-19 | -4.9591e-19 | -5.6749e-19 | -5.9221e-19 | -5.6059e-19 | -5.4902e-19 | -4.9906e-19 | -5.4732e-19 | -5.0403e-19 | -5.4182e-19 | -5.6945e-19 | -4.9918e-19 | -5.4136e-19 | -5.506e-19 | -4.7819e-19 | -5.4464e-19 | -3.7483e-19 | -3.4364e-19 | -3.0143e-19
TSO | - | 14 | 2025 | Winter | Voltage, e | 2 | 2 | -1.5969e-16 | -1.6442e-16 | -1.4459e-16 | -1.2917e-16 | -1.1317e-16 | -1.2564e-16 | -2.1721e-16 | -2.0208e-16 | -2.6995e-16 | -2.6656e-16 | -3.0568e-16 | -3.7004e-16 | -2.9909e-16 | -2.9968e-16 | -2.533e-16 | -2.3429e-16 | -2.7726e-16 | -3.6022e-16 | -3.9756e-16 | -3.9717e-16 | -4.0235e-16 | -3.3529e-16 | -3.0183e-16 | -2.2269e-16
TSO | - | 14 | 2025 | Winter | Voltage, f | 2 | 2 | 2.0263e-18 | 2.1591e-18 | 1.8201e-18 | 1.5514e-18 | 1.2784e-18 | 1.4831e-18 | 3.2195e-18 | 2.7223e-18 | 3.8967e-18 | 3.8508e-18 | 5.0623e-18 | 6.9165e-18 | 5.1197e-18 | 5.1817e-18 | 4.0812e-18 | 3.6215e-18 | 4.4703e-18 | 6.2652e-18 | 6.9943e-18 | 6.7352e-18 | 7.0341e-18 | 5.6464e-18 | 5.0038e-18 | 3.3251e-18
TSO | - | 15 | 2025 | Winter | Voltage, e | 2 | 2 | 5.0663e-20 | 3.7303e-20 | 3.2784e-20 | 3.3641e-20 | 3.1074e-20 | 3.7666e-20 | 8.8886e-20 | 1.0863e-19 | 1.391e-19 | 1.0517e-19 | 1.2166e-19 | 1.0713e-19 | 9.8899e-20 | 9.4188e-20 | 8.8563e-20 | 7.7265e-20 | 6.3402e-20 | 1.0922e-19 | 8.8002e-20 | 9.3235e-20 | 7.9424e-20 | 6.5988e-20 | 5.7363e-20 | 4.6416e-20
TSO | - | 15 | 2025 | Winter | Voltage, f | 2 | 2 | -3.9374e-22 | -1.3897e-22 | -6.1211e-23 | -7.1138e-23 | -3.3087e-23 | -1.4228e-22 | -1.2656e-21 | -1.6494e-21 | -2.3591e-21 | -1.7851e-21 | -2.1457e-21 | -1.9521e-21 | -1.6461e-21 | -1.5998e-21 | -1.3797e-21 | -1.0621e-21 | -7.7424e-22 | -1.9687e-21 | -1.4558e-21 | -1.5319e-21 | -1.2077e-21 | -8.6192e-22 | -6.3858e-22 | -3.7389e-22
TSO | - | 16 | 2025 | Winter | Voltage, e | 2 | 2 | 3.3169e-19 | 3.0963e-19 | 3.0082e-19 | 2.9782e-19 | 2.9832e-19 | 3.3484e-19 | 4.7726e-19 | 4.8241e-19 | 5.0213e-19 | 4.9583e-19 | 5.0032e-19 | 4.69e-19 | 4.9698e-19 | 4.7047e-19 | 5.0352e-19 | 4.9427e-19 | 4.6988e-19 | 4.8904e-19 | 4.8206e-19 | 4.9897e-19 | 4.9325e-19 | 4.5065e-19 | 4.0645e-19 | 3.4696e-19
TSO | - | 16 | 2025 | Winter | Voltage, f | 2 | 2 | -7.9277e-21 | -6.7796e-21 | -6.0765e-21 | -5.8498e-21 | -5.8862e-21 | -7.1237e-21 | -2.2091e-20 | -1.6901e-20 | -1.7113e-20 | -1.7526e-20 | -1.9846e-20 | -2.3684e-20 | -1.8696e-20 | -2.1409e-20 | -1.8947e-20 | -1.6067e-20 | -1.4639e-20 | -1.9531e-20 | -1.7247e-20 | -1.7133e-20 | -1.6674e-20 | -1.3862e-20 | -1.2161e-20 | -1.0932e-20
TSO | - | 17 | 2025 | Winter | Voltage, e | 2 | 2 | 3.3234e-19 | 3.0953e-19 | 3.0224e-19 | 2.9942e-19 | 2.9915e-19 | 3.3104e-19 | 4.5869e-19 | 4.6274e-19 | 4.8691e-19 | 4.7678e-19 | 4.8469e-19 | 4.4984e-19 | 4.7371e-19 | 4.5232e-19 | 4.8102e-19 | 4.7064e-19 | 4.4296e-19 | 4.6298e-19 | 4.5344e-19 | 4.7304e-19 | 4.6488e-19 | 4.3003e-19 | 3.9238e-19 | 3.4024e-19
TSO | - | 17 | 2025 | Winter | Voltage, f | 2 | 2 | -7.9509e-21 | -6.7316e-21 | -5.9987e-21 | -5.7787e-21 | -5.7919e-21 | -7.0377e-21 | -2.1452e-20 | -1.6785e-20 | -1.722e-20 | -1.7406e-20 | -1.9647e-20 | -2.3121e-20 | -1.8358e-20 | -2.0941e-20 | -1.8476e-20 | -1.5649e-20 | -1.4132e-20 | -1.9058e-20 | -1.6754e-20 | -1.678e-20 | -1.617e-20 | -1.351e-20 | -1.1928e-20 | -1.0768e-20
TSO | - | 18 | 2025 | Winter | Voltage, e | 2 | 2 | 5.0207e-20 | 3.7273e-20 | 3.2786e-20 | 3.365e-20 | 3.1051e-20 | 3.7453e-20 | 8.6439e-20 | 1.041e-19 | 1.3189e-19 | 9.9318e-20 | 1.1517e-19 | 1.0157e-19 | 9.3895e-20 | 8.9383e-20 | 8.4531e-20 | 7.4369e-20 | 6.0877e-20 | 1.0372e-19 | 8.3398e-20 | 8.873e-20 | 7.5785e-20 | 6.3106e-20 | 5.5444e-20 | 4.5e-20
TSO | - | 18 | 2025 | Winter | Voltage, f | 2 | 2 | -4.4668e-22 | -1.6213e-22 | -7.1138e-23 | -8.2718e-23 | -3.805e-23 | -1.6047e-22 | -1.3864e-21 | -1.8033e-21 | -2.5626e-21 | -1.9174e-21 | -2.3128e-21 | -2.0878e-21 | -1.7718e-21 | -1.7106e-21 | -1.4889e-21 | -1.1564e-21 | -8.338e-22 | -2.1242e-21 | -1.565e-21 | -1.661e-21 | -1.3036e-21 | -9.2644e-22 | -6.9318e-22 | -3.9705e-22
TSO | - | 19 | 2025 | Winter | Voltage, e | 2 | 2 | 0 | 0 | 0 | 0 | 0 | 0 | 0 | 0 | 0 | 0 | 0 | 0 | 0 | 0 | 0 | 0 | 0 | 0 | 0 | 0 | 0 | 0 | 0 | 0
TSO | - | 19 | 2025 | Winter | Voltage, f | 2 | 2 | 0 | 0 | 0 | 0 | 0 | 0 | 0 | 0 | 0 | 0 | 0 | 0 | 0 | 0 | 0 | 0 | 0 | 0 | 0 | 0 | 0 | 0 | 0 | 0
TSO | - | 20 | 2025 | Winter | Voltage, e | 2 | 2 | 7.5329e-16 | 3.2947e-16 | 2.8291e-16 | 2.5978e-16 | 2.4531e-16 | 1.9961e-16 | 9.9151e-16 | 6.4339e-16 | 6.6909e-16 | 4.1381e-16 | 8.699e-16 | 8.7652e-16 | 1.0848e-15 | 1.2499e-15 | 1.3599e-15 | 1.0512e-15 | 7.3443e-16 | 1.3133e-15 | 1.1746e-15 | 1.2066e-15 | 9.0409e-16 | 1.1726e-15 | 1.1876e-15 | 4.1113e-16
TSO | - | 20 | 2025 | Winter | Voltage, f | 2 | 2 | -7.9683e-17 | -3.2803e-17 | -2.6576e-17 | -2.3902e-17 | -2.2976e-17 | -2.0256e-17 | -1.5339e-16 | -9.1796e-17 | -9.1648e-17 | -5.3644e-17 | -1.2297e-16 | -1.4153e-16 | -1.6134e-16 | -1.9838e-16 | -1.9384e-16 | -1.378e-16 | -9.1525e-17 | -2.0009e-16 | -1.7069e-16 | -1.687e-16 | -1.214e-16 | -1.5044e-16 | -1.4968e-16 | -4.9842e-17
TSO | - | 21 | 2025 | Winter | Voltage, e | 2 | 2 | 2.3333e-15 | 8.9812e-16 | 6.904e-16 | 6.3798e-16 | 4.7697e-16 | 5.17e-16 | 5.2452e-15 | 6.9381e-15 | 1.112e-14 | 8.9918e-15 | 1.2118e-14 | 9.9621e-15 | 1.0227e-14 | 9.7655e-15 | 9.4149e-15 | 8.339e-15 | 6.233e-15 | 1.231e-14 | 9.7956e-15 | 1.0349e-14 | 7.5349e-15 | 6.6194e-15 | 5.4873e-15 | 1.7854e-15
TSO | - | 21 | 2025 | Winter | Voltage, f | 2 | 2 | -2.8314e-16 | -1.0153e-16 | -7.2732e-17 | -6.587e-17 | -4.8775e-17 | -5.8864e-17 | -9.5615e-16 | -1.2483e-15 | -1.9983e-15 | -1.5683e-15 | -2.1952e-15 | -2.0116e-15 | -1.9221e-15 | -1.917e-15 | -1.6467e-15 | -1.3574e-15 | -9.8426e-16 | -2.3813e-15 | -1.7891e-15 | -1.8273e-15 | -1.2808e-15 | -1.0427e-15 | -8.2699e-16 | -2.553e-16
TSO | - | 26 | 2025 | Winter | Voltage, e | 2 | 2 | 5.2789e-20 | 4.0914e-20 | 3.6924e-20 | 3.7761e-20 | 3.5504e-20 | 4.123e-20 | 8.5524e-20 | 1.0039e-19 | 1.2343e-19 | 9.4749e-20 | 1.0847e-19 | 9.6211e-20 | 8.9883e-20 | 8.586e-20 | 8.2195e-20 | 7.3502e-20 | 6.1193e-20 | 9.9045e-20 | 8.0733e-20 | 8.5971e-20 | 7.4428e-20 | 6.3144e-20 | 5.6394e-20 | 4.7143e-20
TSO | - | 26 | 2025 | Winter | Voltage, f | 2 | 2 | -6.5513e-22 | -3.0606e-22 | -1.9356e-22 | -2.0514e-22 | -1.5386e-22 | -3.0771e-22 | -1.843e-21 | -2.283e-21 | -3.0953e-21 | -2.3293e-21 | -2.7876e-21 | -2.5593e-21 | -2.1804e-21 | -2.1259e-21 | -1.8678e-21 | -1.4889e-21 | -1.0952e-21 | -2.5924e-21 | -1.9373e-21 | -2.058e-21 | -1.6494e-21 | -1.2011e-21 | -9.3802e-22 | -5.9392e-22
TSO | - | 29 | 2025 | Winter | Voltage, e | 2 | 2 | 0 | 0 | 0 | 0 | 0 | 0 | 0 | 0 | 0 | 0 | 0 | 0 | 0 | 0 | 0 | 0 | 0 | 0 | 0 | 0 | 0 | 0 | 0 | 0
TSO | - | 29 | 2025 | Winter | Voltage, f | 2 | 2 | 0 | 0 | 0 | 0 | 0 | 0 | 0 | 0 | 0 | 0 | 0 | 0 | 0 | 0 | 0 | 0 | 0 | 0 | 0 | 0 | 0 | 0 | 0 | 0
TSO | - | 30 | 2025 | Winter | Voltage, e | 2 | 2 | 3.5498e-15 | 3.278e-15 | 3.1313e-15 | 3.0979e-15 | 3.0172e-15 | 3.2878e-15 | 6.0297e-15 | 7.5783e-15 | 8.1787e-15 | 7.8484e-15 | 7.1909e-15 | 8.0542e-15 | 8.0375e-15 | 8.1772e-15 | 7.3138e-15 | 6.7404e-15 | 6.4921e-15 | 7.9901e-15 | 7.0948e-15 | 6.428e-15 | 6.7233e-15 | 5.4766e-15 | 4.5726e-15 | 4.2029e-15
TSO | - | 30 | 2025 | Winter | Voltage, f | 2 | 2 | -3.9122e-16 | -3.3589e-16 | -3.0463e-16 | -2.9686e-16 | -2.8755e-16 | -3.4092e-16 | -9.8237e-16 | -1.1657e-15 | -1.2602e-15 | -1.1973e-15 | -1.1341e-15 | -1.4323e-15 | -1.2853e-15 | -1.3983e-15 | -1.1404e-15 | -9.8479e-16 | -9.2458e-16 | -1.3059e-15 | -1.0992e-15 | -9.5582e-16 | -9.9055e-16 | -7.4394e-16 | -5.9179e-16 | -5.3591e-16
TSO | - | 34 | 2025 | Winter | Voltage, e | 2 | 2 | 3.3804e-19 | 3.1257e-19 | 3.0645e-19 | 3.0515e-19 | 3.0299e-19 | 3.2695e-19 | 4.3752e-19 | 4.4663e-19 | 4.8414e-19 | 4.6523e-19 | 4.7362e-19 | 4.3259e-19 | 4.4751e-19 | 4.3415e-19 | 4.5552e-19 | 4.4307e-19 | 4.1122e-19 | 4.3882e-19 | 4.1992e-19 | 4.4733e-19 | 4.3497e-19 | 4.0497e-19 | 3.7385e-19 | 3.3379e-19
TSO | - | 34 | 2025 | Winter | Voltage, f | 2 | 2 | -7.5075e-21 | -6.1493e-21 | -5.3618e-21 | -5.1732e-21 | -5.1351e-21 | -6.3759e-21 | -1.997e-20 | -1.6461e-20 | -1.7468e-20 | -1.7129e-20 | -1.9133e-20 | -2.2137e-20 | -1.7579e-20 | -1.9975e-20 | -1.7343e-20 | -1.454e-20 | -1.2884e-20 | -1.817e-20 | -1.5654e-20 | -1.592e-20 | -1.5018e-20 | -1.2462e-20 | -1.1026e-20 | -9.994e-21
TSO | - | 35 | 2025 | Winter | Voltage, e | 2 | 2 | 2.2354e-19 | 2.1087e-19 | 2.0827e-19 | 2.0787e-19 | 2.0599e-19 | 2.1378e-19 | 2.5449e-19 | 2.6027e-19 | 2.7592e-19 | 2.6826e-19 | 2.7258e-19 | 2.5451e-19 | 2.606e-19 | 2.5706e-19 | 2.6547e-19 | 2.5915e-19 | 2.436e-19 | 2.5494e-19 | 2.4615e-19 | 2.5805e-19 | 2.5141e-19 | 2.425e-19 | 2.3089e-19 | 2.1717e-19
TSO | - | 35 | 2025 | Winter | Voltage, f | 2 | 2 | -5.5289e-21 | -4.6471e-21 | -4.0879e-21 | -3.9539e-21 | -3.9208e-21 | -4.7464e-21 | -1.2385e-20 | -1.0874e-20 | -1.1314e-20 | -1.1132e-20 | -1.21e-20 | -1.3913e-20 | -1.1422e-20 | -1.2773e-20 | -1.1107e-20 | -9.5208e-21 | -8.5944e-21 | -1.1711e-20 | -1.0297e-20 | -1.0331e-20 | -9.7293e-21 | -8.3909e-21 | -7.6216e-21 | -7.0807e-21
TSO | - | 36 | 2025 | Winter | Voltage, e | 2 | 2 | 1.8128e-19 | 1.7291e-19 | 1.7068e-19 | 1.7039e-19 | 1.6841e-19 | 1.7264e-19 | 1.9836e-19 | 2.0118e-19 | 2.1229e-19 | 2.0506e-19 | 2.0811e-19 | 1.9556e-19 | 1.9836e-19 | 1.9665e-19 | 2.0262e-19 | 1.9888e-19 | 1.8782e-19 | 1.9797e-19 | 1.902e-19 | 1.9903e-19 | 1.9491e-19 | 1.8905e-19 | 1.8288e-19 | 1.7485e-19
TSO | - | 36 | 2025 | Winter | Voltage, f | 2 | 2 | -4.3592e-21 | -3.7008e-21 | -3.2392e-21 | -3.1317e-21 | -3.1069e-21 | -3.7571e-21 | -9.372e-21 | -8.3297e-21 | -8.6027e-21 | -8.3264e-21 | -9.0543e-21 | -1.0363e-20 | -8.5514e-21 | -9.5076e-21 | -8.3099e-21 | -7.1882e-21 | -6.4983e-21 | -8.9716e-21 | -7.883e-21 | -7.8979e-21 | -7.438e-21 | -6.4454e-21 | -5.9507e-21 | -5.5371e-21
TSO | - | 42 | 2025 | Winter | Voltage, e | 2 | 2 | 5.4177e-20 | 4.5134e-20 | 4.2659e-20 | 4.3139e-20 | 4.0954e-20 | 4.1569e-20 | 7.2031e-20 | 8.2379e-20 | 1.0086e-19 | 8.2334e-20 | 9.3885e-20 | 8.2387e-20 | 7.8208e-20 | 7.5168e-20 | 7.3962e-20 | 6.9159e-20 | 5.8809e-20 | 8.5789e-20 | 7.2832e-20 | 7.6992e-20 | 6.7964e-20 | 5.9804e-20 | 5.4341e-20 | 4.7699e-20
TSO | - | 42 | 2025 | Winter | Voltage, f | 2 | 2 | -1.029e-21 | -6.2039e-22 | -4.9135e-22 | -4.9631e-22 | -4.2021e-22 | -5.4594e-22 | -2.4451e-21 | -2.9365e-21 | -3.7753e-21 | -2.8604e-21 | -3.4758e-21 | -3.1846e-21 | -2.728e-21 | -2.6668e-21 | -2.4005e-21 | -2.0167e-21 | -1.5303e-21 | -3.2905e-21 | -2.5212e-21 | -2.6718e-21 | -2.1771e-21 | -1.6494e-21 | -1.3351e-21 | -9.3471e-22
TSO | - | 55 | 2025 | Winter | Voltage, e | 2 | 2 | 8.4544e-20 | 7.5588e-20 | 7.2901e-20 | 7.3502e-20 | 7.1672e-20 | 7.4938e-20 | 1.0574e-19 | 1.1417e-19 | 1.2993e-19 | 1.1155e-19 | 1.1938e-19 | 1.0899e-19 | 1.0627e-19 | 1.0305e-19 | 1.0307e-19 | 9.741e-20 | 8.7782e-20 | 1.1237e-19 | 9.9609e-20 | 1.0537e-19 | 9.7673e-20 | 8.9546e-20 | 8.4814e-20 | 7.8207e-20
TSO | - | 55 | 2025 | Winter | Voltage, f | 2 | 2 | -2.1176e-21 | -1.6444e-21 | -1.4426e-21 | -1.4211e-21 | -1.3615e-21 | -1.656e-21 | -4.2898e-21 | -4.4999e-21 | -5.2476e-21 | -4.4254e-21 | -4.9846e-21 | -5.0359e-21 | -4.3427e-21 | -4.4585e-21 | -4.0036e-21 | -3.4394e-21 | -2.9266e-21 | -4.839e-21 | -3.992e-21 | -4.1326e-21 | -3.6644e-21 | -3.0391e-21 | -2.7115e-21 | -2.3045e-21
TSO | - | 68 | 2025 | Winter | Voltage, e | 2 | 2 | 8.4844e-20 | 7.8901e-20 | 7.8628e-20 | 7.8723e-20 | 7.6857e-20 | 6.9258e-20 | 8.5785e-20 | 9.0657e-20 | 1.0698e-19 | 9.9574e-20 | 1.0707e-19 | 9.7103e-20 | 9.5422e-20 | 9.3308e-20 | 9.5207e-20 | 9.3367e-20 | 8.5729e-20 | 1.017e-19 | 9.3189e-20 | 9.7366e-20 | 9.2009e-20 | 8.6222e-20 | 8.226e-20 | 7.8461e-20
TSO | - | 68 | 2025 | Winter | Voltage, f | 2 | 2 | -2.4964e-21 | -2.0498e-21 | -1.8678e-21 | -1.8413e-21 | -1.7652e-21 | -2.0531e-21 | -4.3526e-21 | -4.4668e-21 | -5.1782e-21 | -4.5181e-21 | -5.1169e-21 | -5.1302e-21 | -4.4568e-21 | -4.5909e-21 | -4.2368e-21 | -3.762e-21 | -3.2955e-21 | -5.0789e-21 | -4.298e-21 | -4.4155e-21 | -4.0019e-21 | -3.3865e-21 | -3.1052e-21 | -2.7413e-21
TSO | - | 72 | 2025 | Winter | Voltage, e | 2 | 2 | 3.9827e-20 | 2.6447e-20 | 2.1713e-20 | 2.2301e-20 | 1.9662e-20 | 2.6064e-20 | 7.4054e-20 | 9.2547e-20 | 1.204e-19 | 8.9556e-20 | 1.0365e-19 | 8.9795e-20 | 8.319e-20 | 7.8208e-20 | 7.3651e-20 | 6.3787e-20 | 5.0033e-20 | 9.3146e-20 | 7.4375e-20 | 7.9659e-20 | 6.6573e-20 | 5.3815e-20 | 4.5601e-20 | 3.4618e-20
TSO | - | 72 | 2025 | Winter | Voltage, f | 2 | 2 | -2.5312e-22 | 4.9631e-23 | 1.4062e-22 | 1.2408e-22 | 1.7205e-22 | 5.6248e-23 | -1.1862e-21 | -1.6957e-21 | -2.4865e-21 | -1.7751e-21 | -2.1623e-21 | -1.881e-21 | -1.6064e-21 | -1.5088e-21 | -1.2954e-21 | -9.7442e-22 | -6.1377e-22 | -2.0233e-21 | -1.4492e-21 | -1.5733e-21 | -1.1895e-21 | -7.6431e-22 | -4.9631e-22 | -1.6213e-22
TSO | - | 103 | 2025 | Winter | Voltage, e | 2 | 2 | 4.9455e-20 | 3.6965e-20 | 3.251e-20 | 3.3377e-20 | 3.0768e-20 | 3.6962e-20 | 8.3742e-20 | 9.9417e-20 | 1.2471e-19 | 9.347e-20 | 1.088e-19 | 9.6052e-20 | 8.8909e-20 | 8.4571e-20 | 8.0425e-20 | 7.1329e-20 | 5.821e-20 | 9.8269e-20 | 7.8787e-20 | 8.4205e-20 | 7.2077e-20 | 6.0038e-20 | 5.3294e-20 | 4.3336e-20
TSO | - | 103 | 2025 | Winter | Voltage, f | 2 | 2 | -4.8804e-22 | -1.7702e-22 | -7.6101e-23 | -8.9336e-23 | -3.805e-23 | -1.7371e-22 | -1.4807e-21 | -1.9174e-21 | -2.7098e-21 | -2.0001e-21 | -2.4253e-21 | -2.1755e-21 | -1.8529e-21 | -1.7751e-21 | -1.5601e-21 | -1.2193e-21 | -8.6523e-22 | -2.2284e-21 | -1.6295e-21 | -1.7437e-21 | -1.3615e-21 | -9.5953e-22 | -7.2296e-22 | -4.0366e-22
DSO | 29 | 1 | 2025 | Winter | Voltage, e | 0 | 0 | 5.0822e-21 | 5.0822e-21 | 5.0822e-21 | 5.0822e-21 | 5.0822e-21 | 5.0822e-21 | 3.3881e-21 | 3.3881e-21 | 3.3881e-21 | 3.3881e-21 | 3.3881e-21 | 3.3881e-21 | 3.3881e-21 | 3.3881e-21 | 3.3881e-21 | 3.3881e-21 | 3.3881e-21 | 3.3881e-21 | 3.3881e-21 | 3.3881e-21 | 3.3881e-21 | 3.3881e-21 | 3.3881e-21 | 3.3881e-21
DSO | 29 | 1 | 2025 | Winter | Voltage, f | 0 | 0 | -1.7279e-19 | -1.6602e-19 | -1.6094e-19 | -1.5924e-19 | -1.6094e-19 | -1.5924e-19 | -1.5077e-19 | -1.5416e-19 | -1.2705e-19 | -1.1011e-19 | -1.0842e-19 | -1.152e-19 | -1.135e-19 | -1.1011e-19 | -1.4908e-19 | -1.4738e-19 | -1.711e-19 | -1.3722e-19 | -1.6602e-19 | -1.3383e-19 | -1.2705e-19 | -1.1689e-19 | -1.5247e-19 | -1.4738e-19
DSO | 29 | 2 | 2025 | Winter | Voltage, e | 0 | 0 | 3.5254e-18 | 3.0324e-18 | 2.8494e-18 | 2.7003e-18 | 2.8121e-18 | 2.78e-18 | 2.4479e-18 | 2.7224e-18 | 1.7347e-18 | 1.4095e-18 | 1.3773e-18 | 1.4755e-18 | 1.4637e-18 | 1.3891e-18 | 2.4496e-18 | 2.4056e-18 | 3.4288e-18 | 2.1498e-18 | 3.2492e-18 | 1.9211e-18 | 1.7398e-18 | 1.5128e-18 | 2.4649e-18 | 2.2972e-18
DSO | 29 | 2 | 2025 | Winter | Voltage, f | 0 | 0 | -8.8091e-20 | -6.9457e-20 | -6.0986e-20 | -5.7598e-20 | -5.9292e-20 | -5.7598e-20 | -4.7434e-20 | -5.421e-20 | -2.7105e-20 | -2.0329e-20 | -1.8635e-20 | -2.2023e-20 | -2.0329e-20 | -2.0329e-20 | -4.574e-20 | -4.4046e-20 | -7.9621e-20 | -3.5575e-20 | -7.2845e-20 | -3.2187e-20 | -2.7105e-20 | -2.2023e-20 | -4.7434e-20 | -4.2352e-20
DSO | 29 | 3 | 2025 | Winter | Voltage, e | 0 | 0 | 6.8779e-18 | 6.202e-18 | 5.7209e-18 | 5.8005e-18 | 5.5515e-18 | 5.2397e-18 | 4.6976e-18 | 5.0043e-18 | 3.5897e-18 | 3.0222e-18 | 2.9561e-18 | 3.1459e-18 | 3.1323e-18 | 2.9934e-18 | 4.6638e-18 | 4.6028e-18 | 5.8428e-18 | 3.295e-18 | 5.3922e-18 | 3.6744e-18 | 3.5372e-18 | 3.2187e-18 | 4.7146e-18 | 4.5435e-18
DSO | 29 | 3 | 2025 | Winter | Voltage, f | 0 | 0 | -4.1505e-19 | -3.5067e-19 | -3.0832e-19 | -3.134e-19 | -2.9477e-19 | -2.6766e-19 | -2.2362e-19 | -2.4395e-19 | -1.3891e-19 | -9.995e-20 | -9.6562e-20 | -1.0842e-19 | -1.0673e-19 | -9.8256e-20 | -2.1853e-19 | -2.1345e-19 | -3.2526e-19 | -1.2197e-19 | -2.863e-19 | -1.4569e-19 | -1.3553e-19 | -1.1181e-19 | -2.2531e-19 | -2.1006e-19
DSO | 29 | 4 | 2025 | Winter | Voltage, e | 0 | 0 | 1.4145e-18 | 1.3671e-18 | 1.3265e-18 | 1.3265e-18 | 1.3095e-18 | 1.2841e-18 | 1.2265e-18 | 1.2265e-18 | 1.0639e-18 | 9.5545e-19 | 9.4021e-19 | 9.8595e-19 | 9.7917e-19 | 9.5207e-19 | 1.2096e-18 | 1.196e-18 | 1.3468e-18 | 1.091e-18 | 1.296e-18 | 1.1045e-18 | 1.0706e-18 | 9.8933e-19 | 1.2401e-18 | 1.2163e-18
DSO | 29 | 4 | 2025 | Winter | Voltage, f | 0 | 0 | -3.2187e-20 | -2.8799e-20 | -2.7105e-20 | -2.7105e-20 | -2.7105e-20 | -2.5411e-20 | -2.3717e-20 | -2.3717e-20 | -1.6941e-20 | -1.3553e-20 | -1.3553e-20 | -1.5247e-20 | -1.5247e-20 | -1.3553e-20 | -2.2023e-20 | -2.2023e-20 | -2.8799e-20 | -1.6941e-20 | -2.7105e-20 | -1.8635e-20 | -1.6941e-20 | -1.5247e-20 | -2.3717e-20 | -2.2023e-20
DSO | 29 | 5 | 2025 | Winter | Voltage, e | 0 | 0 | 1.3993e-18 | 1.3536e-18 | 1.3129e-18 | 1.3129e-18 | 1.296e-18 | 1.2705e-18 | 1.2146e-18 | 1.2146e-18 | 1.0554e-18 | 9.5037e-19 | 9.3512e-19 | 9.7917e-19 | 9.7239e-19 | 9.4698e-19 | 1.1994e-18 | 1.1858e-18 | 1.3315e-18 | 1.0808e-18 | 1.2824e-18 | 1.0944e-18 | 1.0622e-18 | 9.8425e-19 | 1.2282e-18 | 1.2045e-18
DSO | 29 | 5 | 2025 | Winter | Voltage, f | 0 | 0 | -3.0493e-20 | -2.8799e-20 | -2.7105e-20 | -2.7105e-20 | -2.5411e-20 | -2.5411e-20 | -2.2023e-20 | -2.3717e-20 | -1.6941e-20 | -1.3553e-20 | -1.3553e-20 | -1.5247e-20 | -1.5247e-20 | -1.3553e-20 | -2.2023e-20 | -2.2023e-20 | -2.8799e-20 | -1.6941e-20 | -2.7105e-20 | -1.8635e-20 | -1.6941e-20 | -1.5247e-20 | -2.3717e-20 | -2.2023e-20
DSO | 29 | 6 | 2025 | Winter | Voltage, e | 0 | 0 | 1.3874e-18 | 1.3112e-18 | 1.3332e-18 | 1.2282e-18 | 1.3519e-18 | 1.4162e-18 | 1.3637e-18 | 1.4044e-18 | 1.1706e-18 | 1.0588e-18 | 1.0435e-18 | 1.0876e-18 | 1.0791e-18 | 1.0537e-18 | 1.3586e-18 | 1.3434e-18 | 1.606e-18 | 1.5806e-18 | 1.6094e-18 | 1.3027e-18 | 1.2062e-18 | 1.0944e-18 | 1.3841e-18 | 1.3281e-18
DSO | 29 | 6 | 2025 | Winter | Voltage, f | 0 | 0 | -4.7434e-20 | -4.0658e-20 | -4.0658e-20 | -3.7269e-20 | -4.2352e-20 | -4.4046e-20 | -4.0658e-20 | -4.2352e-20 | -2.8799e-20 | -2.3717e-20 | -2.3717e-20 | -2.5411e-20 | -2.5411e-20 | -2.3717e-20 | -3.8964e-20 | -3.8964e-20 | -5.5904e-20 | -4.4046e-20 | -5.421e-20 | -3.3881e-20 | -3.0493e-20 | -2.5411e-20 | -4.0658e-20 | -3.7269e-20
DSO | 29 | 7 | 2025 | Winter | Voltage, e | 0 | 0 | 1.3993e-18 | 1.3536e-18 | 1.3129e-18 | 1.3129e-18 | 1.296e-18 | 1.2705e-18 | 1.2146e-18 | 1.2146e-18 | 1.0554e-18 | 9.5037e-19 | 9.3512e-19 | 9.7917e-19 | 9.7239e-19 | 9.4698e-19 | 1.1994e-18 | 1.1858e-18 | 1.3315e-18 | 1.0808e-18 | 1.2824e-18 | 1.0944e-18 | 1.0622e-18 | 9.8425e-19 | 1.2282e-18 | 1.2045e-18
DSO | 29 | 7 | 2025 | Winter | Voltage, f | 0 | 0 | -3.0493e-20 | -2.8799e-20 | -2.7105e-20 | -2.7105e-20 | -2.5411e-20 | -2.5411e-20 | -2.2023e-20 | -2.3717e-20 | -1.6941e-20 | -1.3553e-20 | -1.3553e-20 | -1.5247e-20 | -1.5247e-20 | -1.3553e-20 | -2.2023e-20 | -2.2023e-20 | -2.8799e-20 | -1.6941e-20 | -2.7105e-20 | -1.8635e-20 | -1.6941e-20 | -1.5247e-20 | -2.3717e-20 | -2.2023e-20
DSO | 29 | 1 | 2025 | Winter | Voltage, e | 0 | 1 | -4.2352e-20 | -4.0658e-20 | -4.0658e-20 | -3.7269e-20 | -3.7269e-20 | -3.8964e-20 | -5.0822e-20 | -4.4046e-20 | -5.7598e-20 | -5.7598e-20 | -5.9292e-20 | -5.9292e-20 | -5.7598e-20 | -5.7598e-20 | -5.0822e-20 | -4.9128e-20 | -4.9128e-20 | -5.2516e-20 | -5.2516e-20 | -5.7598e-20 | -5.5904e-20 | -5.2516e-20 | -5.0822e-20 | -4.7434e-20
DSO | 29 | 1 | 2025 | Winter | Voltage, f | 0 | 1 | -1.6941e-21 | -1.6941e-21 | -1.6941e-21 | -1.6941e-21 | -1.6941e-21 | -1.6941e-21 | -1.6941e-21 | -1.6941e-21 | -1.6941e-21 | -1.6941e-21 | -1.6941e-21 | -1.6941e-21 | -1.6941e-21 | -1.6941e-21 | -1.6941e-21 | -1.6941e-21 | -1.6941e-21 | -1.6941e-21 | -1.6941e-21 | -1.6941e-21 | -1.6941e-21 | -1.6941e-21 | -1.6941e-21 | -1.6941e-21
DSO | 29 | 2 | 2025 | Winter | Voltage, e | 0 | 1 | -5.4041e-19 | -4.3199e-19 | -3.3543e-19 | -2.3378e-19 | -2.3717e-19 | -2.4056e-19 | -3.439e-19 | -3.8116e-19 | -5.0991e-19 | -4.7264e-19 | -4.6756e-19 | -4.8959e-19 | -5.0822e-19 | -5.2177e-19 | -4.9806e-19 | -5.4549e-19 | -5.3871e-19 | -4.7095e-19 | -5.1161e-19 | -5.3024e-19 | -5.5227e-19 | -6.1325e-19 | -7.4878e-19 | -6.0648e-19
DSO | 29 | 2 | 2025 | Winter | Voltage, f | 0 | 1 | 2.7105e-20 | 2.0329e-20 | 1.5247e-20 | 1.0164e-20 | 1.1858e-20 | 1.0164e-20 | 1.5247e-20 | 1.6941e-20 | 2.0329e-20 | 1.6941e-20 | 1.6941e-20 | 1.6941e-20 | 1.8635e-20 | 1.8635e-20 | 2.2023e-20 | 2.3717e-20 | 2.7105e-20 | 1.8635e-20 | 2.3717e-20 | 2.0329e-20 | 2.2023e-20 | 2.2023e-20 | 3.3881e-20 | 2.7105e-20
DSO | 29 | 3 | 2025 | Winter | Voltage, e | 0 | 1 | -1.842e-17 | -1.7129e-17 | -1.6505e-17 | -1.7161e-17 | -1.6924e-17 | -1.6273e-17 | -1.3656e-17 | -1.4301e-17 | -4.2623e-18 | -2.6275e-18 | -2.3954e-18 | -2.9528e-18 | -3.1069e-18 | -3.0019e-18 | -1.2563e-17 | -1.1947e-17 | -9.6392e-18 | -3.5982e-18 | -8.14e-18 | -4.513e-18 | -4.3216e-18 | -4.0454e-18 | -1.0122e-17 | -1.1369e-17
DSO | 29 | 3 | 2025 | Winter | Voltage, f | 0 | 1 | 1.7737e-18 | 1.5789e-18 | 1.484e-18 | 1.5484e-18 | 1.5179e-18 | 1.4315e-18 | 1.1266e-18 | 1.1943e-18 | 2.5919e-19 | 1.3891e-19 | 1.2367e-19 | 1.6263e-19 | 1.711e-19 | 1.6263e-19 | 1.0097e-18 | 9.419e-19 | 7.9282e-19 | 2.1345e-19 | 6.3527e-19 | 2.8121e-19 | 2.6258e-19 | 2.3378e-19 | 7.8605e-19 | 8.9447e-19
DSO | 29 | 4 | 2025 | Winter | Voltage, e | 0 | 1 | -6.4883e-19 | -4.7434e-19 | -3.5067e-19 | -2.3548e-19 | -2.3886e-19 | -2.4056e-19 | -3.6592e-19 | -4.269e-19 | -3.9624e-18 | -4.6384e-18 | -4.7756e-18 | -4.4927e-18 | -4.1979e-18 | -3.9777e-18 | -6.0309e-19 | -7.1151e-19 | -3.9421e-18 | -4.9992e-18 | -4.4232e-18 | -4.1183e-18 | -3.8421e-18 | -3.2848e-18 | -1.6585e-18 | -8.3517e-19
DSO | 29 | 4 | 2025 | Winter | Voltage, f | 0 | 1 | 3.3881e-20 | 2.3717e-20 | 1.6941e-20 | 1.1858e-20 | 1.1858e-20 | 1.1858e-20 | 1.6941e-20 | 2.0329e-20 | 1.6432e-19 | 1.7957e-19 | 1.8296e-19 | 1.7618e-19 | 1.6432e-19 | 1.5247e-19 | 2.7105e-20 | 3.2187e-20 | 2.0329e-19 | 2.1176e-19 | 2.2362e-19 | 1.7618e-19 | 1.5924e-19 | 1.2875e-19 | 7.7927e-20 | 3.7269e-20
DSO | 29 | 5 | 2025 | Winter | Voltage, e | 0 | 1 | -6.5222e-19 | -4.7773e-19 | -3.5237e-19 | -2.3548e-19 | -2.3886e-19 | -2.4056e-19 | -3.6761e-19 | -4.286e-19 | -4.4673e-18 | -5.4278e-18 | -5.6294e-18 | -5.2042e-18 | -4.784e-18 | -4.4825e-18 | -6.0648e-19 | -7.1828e-19 | -4.4215e-18 | -5.9563e-18 | -5.0856e-18 | -4.6621e-18 | -4.2894e-18 | -3.5677e-18 | -1.7025e-18 | -8.4364e-19
DSO | 29 | 5 | 2025 | Winter | Voltage, f | 0 | 1 | 3.3881e-20 | 2.3717e-20 | 1.6941e-20 | 1.1858e-20 | 1.1858e-20 | 1.1858e-20 | 1.6941e-20 | 2.0329e-20 | 1.8465e-19 | 2.1006e-19 | 2.1515e-19 | 2.0498e-19 | 1.8635e-19 | 1.711e-19 | 2.7105e-20 | 3.2187e-20 | 2.287e-19 | 2.5072e-19 | 2.575e-19 | 1.9821e-19 | 1.7788e-19 | 1.4061e-19 | 7.9621e-20 | 3.7269e-20
DSO | 29 | 6 | 2025 | Winter | Voltage, e | 0 | 1 | -2.1311e-18 | -1.7618e-18 | -1.4942e-18 | -1.2163e-18 | -1.2333e-18 | -1.257e-18 | -1.6128e-18 | -1.772e-18 | -9.7019e-18 | -1.1496e-17 | -1.1867e-17 | -1.1084e-17 | -1.033e-17 | -9.7968e-18 | -2.1938e-18 | -2.4598e-18 | -9.3783e-18 | -1.236e-17 | -1.0612e-17 | -1.0036e-17 | -9.38e-18 | -8.118e-18 | -4.4605e-18 | -2.7071e-18
DSO | 29 | 6 | 2025 | Winter | Voltage, f | 0 | 1 | 1.4061e-19 | 1.0842e-19 | 8.8091e-20 | 6.9457e-20 | 6.9457e-20 | 7.1151e-20 | 9.148e-20 | 1.0334e-19 | 6.6916e-19 | 7.8605e-19 | 8.1315e-19 | 7.6233e-19 | 6.9965e-19 | 6.4883e-19 | 1.2875e-19 | 1.4569e-19 | 7.4369e-19 | 9.0633e-19 | 8.4364e-19 | 7.1151e-19 | 6.4713e-19 | 5.3024e-19 | 2.9307e-19 | 1.6263e-19
DSO | 29 | 7 | 2025 | Winter | Voltage, e | 0 | 1 | -6.5222e-19 | -4.7773e-19 | -3.5237e-19 | -2.3548e-19 | -2.3886e-19 | -2.4056e-19 | -3.6761e-19 | -4.286e-19 | -4.4673e-18 | -5.4278e-18 | -5.6294e-18 | -5.2059e-18 | -4.784e-18 | -4.4825e-18 | -6.0648e-19 | -7.1828e-19 | -4.4215e-18 | -5.9563e-18 | -5.0856e-18 | -4.6621e-18 | -4.2894e-18 | -3.5677e-18 | -1.7042e-18 | -8.4364e-19
DSO | 29 | 7 | 2025 | Winter | Voltage, f | 0 | 1 | 3.3881e-20 | 2.3717e-20 | 1.6941e-20 | 1.1858e-20 | 1.1858e-20 | 1.1858e-20 | 1.6941e-20 | 2.0329e-20 | 1.8465e-19 | 2.1006e-19 | 2.1515e-19 | 2.0498e-19 | 1.8635e-19 | 1.711e-19 | 2.7105e-20 | 3.2187e-20 | 2.287e-19 | 2.5072e-19 | 2.575e-19 | 1.9821e-19 | 1.7788e-19 | 1.4061e-19 | 7.9621e-20 | 3.7269e-20
DSO | 29 | 1 | 2025 | Winter | Voltage, e | 0 | 2 | -3.8964e-20 | -3.8964e-20 | -3.8964e-20 | -3.7269e-20 | -3.7269e-20 | -3.7269e-20 | -3.5575e-20 | -3.5575e-20 | -1.8635e-20 | -1.8635e-20 | -1.8635e-20 | -1.8635e-20 | -1.8635e-20 | -1.8635e-20 | -3.3881e-20 | -3.0493e-20 | -4.2352e-20 | -1.8635e-20 | -2.7105e-20 | -1.8635e-20 | -1.8635e-20 | -1.8635e-20 | -3.3881e-20 | -2.8799e-20
DSO | 29 | 1 | 2025 | Winter | Voltage, f | 0 | 2 | -5.0822e-21 | -5.0822e-21 | -5.0822e-21 | -5.0822e-21 | -5.0822e-21 | -5.0822e-21 | -5.0822e-21 | -5.0822e-21 | -2.0329e-20 | -2.5411e-20 | -2.7105e-20 | -2.5411e-20 | -2.5411e-20 | -2.7105e-20 | -5.0822e-21 | -5.0822e-21 | -5.0822e-21 | -2.0329e-20 | -8.4703e-21 | -2.0329e-20 | -2.2023e-20 | -2.3717e-20 | -5.0822e-21 | -6.7763e-21
DSO | 29 | 2 | 2025 | Winter | Voltage, e | 0 | 2 | -2.9477e-19 | -2.7105e-19 | -2.4395e-19 | -2.3378e-19 | -2.27e-19 | -1.8635e-19 | -1.0503e-19 | -1.4738e-19 | -2.5411e-20 | -2.2023e-20 | -2.2023e-20 | -2.3717e-20 | -2.3717e-20 | -2.2023e-20 | -9.4868e-20 | -8.3009e-20 | -2.1515e-19 | -2.5411e-20 | -5.421e-20 | -2.5411e-20 | -2.5411e-20 | -2.3717e-20 | -1.0164e-19 | -7.7927e-20
DSO | 29 | 2 | 2025 | Winter | Voltage, f | 0 | 2 | 1.6941e-20 | 1.3553e-20 | 1.1858e-20 | 1.1858e-20 | 1.1858e-20 | 1.0164e-20 | 5.0822e-21 | 6.7763e-21 | 1.6941e-21 | 1.6941e-21 | 1.6941e-21 | 1.6941e-21 | 1.6941e-21 | 1.6941e-21 | 5.0822e-21 | 3.3881e-21 | 1.1858e-20 | 1.6941e-21 | 3.3881e-21 | 1.6941e-21 | 1.6941e-21 | 1.6941e-21 | 5.0822e-21 | 3.3881e-21
DSO | 29 | 3 | 2025 | Winter | Voltage, e | 0 | 2 | 5.2516e-20 | 5.421e-20 | 5.5904e-20 | 5.5904e-20 | 5.5904e-20 | 5.9292e-20 | 7.1151e-20 | 5.9292e-20 | 3.422e-19 | 4.6926e-19 | 4.6926e-19 | 4.6079e-19 | 4.4723e-19 | 4.6926e-19 | 7.1151e-20 | 7.6233e-20 | 5.7598e-20 | 3.2357e-19 | 1.0673e-19 | 3.3543e-19 | 3.6761e-19 | 4.0149e-19 | 7.2845e-20 | 8.3009e-20
DSO | 29 | 3 | 2025 | Winter | Voltage, f | 0 | 2 | -1.6941e-21 | -1.6941e-21 | -1.6941e-21 | -1.6941e-21 | -1.6941e-21 | -1.6941e-21 | -3.3881e-21 | -1.6941e-21 | -1.1858e-20 | -1.5247e-20 | -1.3553e-20 | -1.5247e-20 | -1.3553e-20 | -1.5247e-20 | -3.3881e-21 | -3.3881e-21 | -3.3881e-21 | -1.0164e-20 | -5.0822e-21 | -1.1858e-20 | -1.1858e-20 | -1.3553e-20 | -3.3881e-21 | -3.3881e-21
DSO | 29 | 4 | 2025 | Winter | Voltage, e | 0 | 2 | -4.3029e-19 | -3.7608e-19 | -3.2526e-19 | -3.0832e-19 | -2.9646e-19 | -2.3209e-19 | -1.2028e-19 | -1.7788e-19 | -2.7105e-20 | -2.3717e-20 | -2.3717e-20 | -2.5411e-20 | -2.3717e-20 | -2.3717e-20 | -1.0842e-19 | -9.148e-20 | -2.8121e-19 | -2.7105e-20 | -5.9292e-20 | -2.7105e-20 | -2.7105e-20 | -2.3717e-20 | -1.1689e-19 | -8.6397e-20
DSO | 29 | 4 | 2025 | Winter | Voltage, f | 0 | 2 | 2.5411e-20 | 2.0329e-20 | 1.6941e-20 | 1.6941e-20 | 1.5247e-20 | 1.1858e-20 | 6.7763e-21 | 8.4703e-21 | 1.6941e-21 | 1.6941e-21 | 1.6941e-21 | 1.6941e-21 | 1.6941e-21 | 1.6941e-21 | 5.0822e-21 | 5.0822e-21 | 1.5247e-20 | 1.6941e-21 | 3.3881e-21 | 1.6941e-21 | 1.6941e-21 | 1.6941e-21 | 6.7763e-21 | 3.3881e-21
DSO | 29 | 5 | 2025 | Winter | Voltage, e | 0 | 2 | -4.3368e-19 | -3.7947e-19 | -3.2695e-19 | -3.1001e-19 | -2.9816e-19 | -2.3378e-19 | -1.2028e-19 | -1.7957e-19 | -2.7105e-20 | -2.3717e-20 | -2.3717e-20 | -2.5411e-20 | -2.3717e-20 | -2.3717e-20 | -1.0842e-19 | -9.3174e-20 | -2.8291e-19 | -2.7105e-20 | -5.9292e-20 | -2.7105e-20 | -2.7105e-20 | -2.5411e-20 | -1.1689e-19 | -8.6397e-20
DSO | 29 | 5 | 2025 | Winter | Voltage, f | 0 | 2 | 2.5411e-20 | 2.0329e-20 | 1.6941e-20 | 1.6941e-20 | 1.5247e-20 | 1.1858e-20 | 6.7763e-21 | 8.4703e-21 | 1.6941e-21 | 1.6941e-21 | 1.6941e-21 | 1.6941e-21 | 1.6941e-21 | 1.6941e-21 | 5.0822e-21 | 5.0822e-21 | 1.5247e-20 | 1.6941e-21 | 3.3881e-21 | 1.6941e-21 | 1.6941e-21 | 1.6941e-21 | 6.7763e-21 | 5.0822e-21
DSO | 29 | 6 | 2025 | Winter | Voltage, e | 0 | 2 | 5.7598e-20 | 5.7598e-20 | 5.9292e-20 | 5.9292e-20 | 6.0986e-20 | 6.268e-20 | 7.6233e-20 | 6.6069e-20 | 4.0658e-19 | 6.1833e-19 | 6.5899e-19 | 5.5904e-19 | 5.7937e-19 | 6.268e-19 | 7.7927e-20 | 8.4703e-20 | 6.0986e-20 | 4.0319e-19 | 1.1181e-19 | 3.8794e-19 | 4.2182e-19 | 5.6074e-19 | 7.6233e-20 | 8.8091e-20
DSO | 29 | 6 | 2025 | Winter | Voltage, f | 0 | 2 | -1.6941e-21 | -1.6941e-21 | -1.6941e-21 | -1.6941e-21 | -1.6941e-21 | -1.6941e-21 | -3.3881e-21 | -1.6941e-21 | -1.3553e-20 | -1.8635e-20 | -2.0329e-20 | -1.6941e-20 | -1.8635e-20 | -1.8635e-20 | -3.3881e-21 | -3.3881e-21 | -1.6941e-21 | -1.3553e-20 | -3.3881e-21 | -1.1858e-20 | -1.3553e-20 | -1.6941e-20 | -3.3881e-21 | -3.3881e-21
DSO | 29 | 7 | 2025 | Winter | Voltage, e | 0 | 2 | -4.3368e-19 | -3.7947e-19 | -3.2695e-19 | -3.1001e-19 | -2.9816e-19 | -2.3378e-19 | -1.2028e-19 | -1.7957e-19 | -2.7105e-20 | -2.3717e-20 | -2.3717e-20 | -2.5411e-20 | -2.3717e-20 | -2.3717e-20 | -1.0842e-19 | -9.3174e-20 | -2.8291e-19 | -2.7105e-20 | -5.9292e-20 | -2.7105e-20 | -2.7105e-20 | -2.5411e-20 | -1.1689e-19 | -8.6397e-20
DSO | 29 | 7 | 2025 | Winter | Voltage, f | 0 | 2 | 2.5411e-20 | 2.0329e-20 | 1.6941e-20 | 1.6941e-20 | 1.5247e-20 | 1.1858e-20 | 6.7763e-21 | 8.4703e-21 | 1.6941e-21 | 1.6941e-21 | 1.6941e-21 | 1.6941e-21 | 1.6941e-21 | 1.6941e-21 | 5.0822e-21 | 5.0822e-21 | 1.5247e-20 | 1.6941e-21 | 3.3881e-21 | 1.6941e-21 | 1.6941e-21 | 1.6941e-21 | 6.7763e-21 | 5.0822e-21
DSO | 1 | 8 | 2025 | Winter | Voltage, e | 0 | 0 | 4.2826e-18 | 4.8908e-18 | 4.4452e-18 | -5.0653e-19 | 4.0996e-19 | 4.557e-19 | 2.6597e-18 | 2.0854e-18 | 1.3434e-18 | -1.2045e-18 | -4.0658e-20 | -5.2516e-20 | -5.421e-20 | -3.0493e-20 | -3.5575e-20 | -3.8964e-20 | -3.8964e-20 | -4.0658e-20 | -4.7434e-20 | -4.9128e-20 | -5.0822e-20 | -5.421e-20 | -2.9172e-18 | 2.9833e-18
DSO | 1 | 8 | 2025 | Winter | Voltage, f | 0 | 0 | 1.5247e-19 | -5.421e-20 | -4.4046e-20 | 3.3881e-21 | -5.0822e-21 | -6.7763e-21 | -4.7434e-20 | -8.9785e-20 | -3.7269e-20 | 1.5247e-20 | 0 | 0 | -5.0822e-21 | 1.6941e-20 | 2.0329e-20 | 2.0329e-20 | 5.0822e-21 | 0 | 1.6941e-21 | 1.6941e-21 | 0 | 0 | -1.8974e-19 | 2.3717e-20
DSO | 1 | 9 | 2025 | Winter | Voltage, e | 0 | 0 | -2.6766e-19 | 9.6562e-20 | 1.8635e-20 | -1.0808e-18 | -1.1452e-18 | -1.1537e-18 | -6.3866e-19 | -7.8774e-19 | -1.0164e-18 | -1.6111e-18 | -1.3637e-18 | -1.3163e-18 | -1.3112e-18 | -1.3129e-18 | -1.3586e-18 | -1.3569e-18 | -1.296e-18 | -1.34e-18 | -1.3248e-18 | -1.3332e-18 | -1.2943e-18 | -1.2993e-18 | -1.8652e-18 | -4.4554e-19
DSO | 1 | 9 | 2025 | Winter | Voltage, f | 0 | 0 | -5.006e-18 | -4.2877e-18 | -3.8777e-18 | -4.3707e-19 | -1.7279e-19 | -1.1011e-19 | -3.1052e-18 | -1.7957e-19 | -1.4145e-18 | 3.1306e-18 | 7.2845e-20 | 1.2028e-19 | -5.2516e-20 | -5.8276e-19 | -6.0986e-19 | -5.8106e-19 | 1.1858e-20 | 1.1689e-19 | 1.1181e-19 | 9.3174e-20 | 1.2197e-19 | 1.7788e-19 | 5.7564e-18 | -4.7061e-18
DSO | 1 | 10 | 2025 | Winter | Voltage, e | 0 | 0 | 3.7303e-18 | 4.906e-18 | 5.0043e-18 | -6.4375e-20 | 7.5217e-19 | 9.6562e-19 | 2.6394e-18 | 2.0668e-18 | 1.3332e-18 | -1.1774e-18 | -2.3717e-20 | -2.5411e-20 | -2.5411e-20 | -2.7105e-20 | -2.8799e-20 | -3.2187e-20 | -3.2187e-20 | -2.3717e-20 | -2.8799e-20 | -3.0493e-20 | -3.0493e-20 | -3.3881e-20 | -2.287e-18 | 2.9765e-18
DSO | 1 | 10 | 2025 | Winter | Voltage, f | 0 | 0 | -3.3881e-21 | -4.2352e-20 | -4.4046e-20 | -1.6941e-21 | -1.0164e-20 | -1.3553e-20 | -3.3881e-20 | -7.9621e-20 | -2.8799e-20 | 5.0822e-21 | -1.6941e-21 | -3.3881e-21 | -6.7763e-21 | 1.5247e-20 | 2.0329e-20 | 1.8635e-20 | 3.3881e-21 | -1.6941e-21 | -1.6941e-21 | -1.6941e-21 | -1.6941e-21 | -1.6941e-21 | -1.5247e-20 | 3.2187e-20
DSO | 1 | 11 | 2025 | Winter | Voltage, e | 0 | 0 | 3.7439e-18 | 4.906e-18 | 4.9738e-18 | -8.4703e-20 | 7.3861e-19 | 9.419e-19 | 2.6394e-18 | 2.0668e-18 | 1.3332e-18 | -1.1774e-18 | -2.3717e-20 | -2.5411e-20 | -2.7105e-20 | -2.7105e-20 | -3.0493e-20 | -3.2187e-20 | -3.2187e-20 | -2.3717e-20 | -2.8799e-20 | -3.0493e-20 | -3.0493e-20 | -3.3881e-20 | -2.3005e-18 | 2.9782e-18
DSO | 1 | 11 | 2025 | Winter | Voltage, f | 0 | 0 | -1.6941e-21 | -4.2352e-20 | -4.4046e-20 | 0 | -8.4703e-21 | -1.3553e-20 | -3.3881e-20 | -7.9621e-20 | -2.8799e-20 | 6.7763e-21 | -1.6941e-21 | -3.3881e-21 | -6.7763e-21 | 1.5247e-20 | 2.0329e-20 | 1.8635e-20 | 3.3881e-21 | -1.6941e-21 | -1.6941e-21 | -1.6941e-21 | -1.6941e-21 | -1.6941e-21 | -1.6941e-20 | 3.0493e-20
DSO | 1 | 12 | 2025 | Winter | Voltage, e | 0 | 0 | 4.2826e-18 | 4.8908e-18 | 4.4452e-18 | -5.0653e-19 | 4.0996e-19 | 4.557e-19 | 2.6597e-18 | 2.0854e-18 | 1.3434e-18 | -1.2045e-18 | -4.0658e-20 | -5.2516e-20 | -5.421e-20 | -3.0493e-20 | -3.5575e-20 | -3.8964e-20 | -3.8964e-20 | -4.0658e-20 | -4.7434e-20 | -4.9128e-20 | -5.0822e-20 | -5.421e-20 | -2.9155e-18 | 2.9833e-18
DSO | 1 | 12 | 2025 | Winter | Voltage, f | 0 | 0 | 1.5247e-19 | -5.421e-20 | -4.4046e-20 | 3.3881e-21 | -5.0822e-21 | -6.7763e-21 | -4.7434e-20 | -8.9785e-20 | -3.7269e-20 | 1.5247e-20 | 0 | 0 | -5.0822e-21 | 1.6941e-20 | 2.0329e-20 | 2.0329e-20 | 5.0822e-21 | 0 | 1.6941e-21 | 1.6941e-21 | 0 | 0 | -1.8804e-19 | 2.3717e-20
DSO | 1 | 13 | 2025 | Winter | Voltage, e | 0 | 0 | 4.2826e-18 | 4.8908e-18 | 4.4452e-18 | -5.0653e-19 | 4.0996e-19 | 4.557e-19 | 2.6597e-18 | 2.0854e-18 | 1.3434e-18 | -1.2045e-18 | -4.0658e-20 | -5.2516e-20 | -5.421e-20 | -3.0493e-20 | -3.5575e-20 | -3.8964e-20 | -3.8964e-20 | -4.0658e-20 | -4.7434e-20 | -4.9128e-20 | -5.0822e-20 | -5.421e-20 | -2.9172e-18 | 2.9833e-18
DSO | 1 | 13 | 2025 | Winter | Voltage, f | 0 | 0 | 1.5247e-19 | -5.421e-20 | -4.4046e-20 | 3.3881e-21 | -5.0822e-21 | -6.7763e-21 | -4.7434e-20 | -8.9785e-20 | -3.7269e-20 | 1.5247e-20 | 0 | 0 | -5.0822e-21 | 1.6941e-20 | 2.0329e-20 | 2.0329e-20 | 5.0822e-21 | 0 | 1.6941e-21 | 1.6941e-21 | 0 | 0 | -1.8974e-19 | 2.3717e-20
DSO | 1 | 14 | 2025 | Winter | Voltage, e | 0 | 0 | -8.6618e-18 | -9.7239e-19 | -5.2347e-19 | -1.1198e-18 | -8.3009e-19 | -9.148e-19 | -1.7557e-17 | -2.064e-17 | -2.0427e-17 | -2.1345e-17 | -2.0081e-17 | -2.0908e-17 | -2.0883e-17 | -5.5176e-18 | -2.553e-18 | -2.7122e-18 | -4.1132e-18 | -1.813e-17 | -1.5491e-17 | -1.6019e-17 | -1.5963e-17 | -1.4433e-17 | -9.3851e-18 | -2.1633e-18
DSO | 1 | 14 | 2025 | Winter | Voltage, f | 0 | 0 | 1.9685e-18 | 1.3722e-19 | 9.3174e-20 | 2.5411e-20 | 3.0493e-20 | 3.3881e-20 | 2.165e-18 | 2.6817e-18 | 2.7444e-18 | 2.9731e-18 | 3.068e-18 | 3.0984e-18 | 2.9985e-18 | 5.997e-19 | 2.1006e-19 | 2.2362e-19 | 3.8286e-19 | 2.6089e-18 | 2.1227e-18 | 2.2074e-18 | 2.1837e-18 | 1.8736e-18 | -2.4395e-19 | 2.4733e-19
DSO | 1 | 15 | 2025 | Winter | Voltage, e | 0 | 0 | 3.732e-18 | 4.9111e-18 | 5.421e-18 | 2.3039e-19 | 9.8086e-19 | 1.2638e-18 | 2.6394e-18 | 2.0668e-18 | 1.3332e-18 | -1.1774e-18 | -3.2187e-20 | -3.3881e-20 | -3.3881e-20 | -3.5575e-20 | -3.8964e-20 | -4.2352e-20 | -4.2352e-20 | -3.3881e-20 | -3.7269e-20 | -3.8964e-20 | -4.0658e-20 | -4.4046e-20 | -2.2938e-18 | 2.9799e-18
DSO | 1 | 15 | 2025 | Winter | Voltage, f | 0 | 0 | -8.4703e-21 | -4.7434e-20 | -5.5904e-20 | -5.0822e-21 | -1.3553e-20 | -2.0329e-20 | -3.7269e-20 | -8.1315e-20 | -3.0493e-20 | 6.7763e-21 | -1.6941e-21 | -1.6941e-21 | -6.7763e-21 | 1.5247e-20 | 2.0329e-20 | 1.8635e-20 | 5.0822e-21 | 0 | 0 | 0 | 0 | 0 | -1.0164e-20 | 2.7105e-20
DSO | 1 | 16 | 2025 | Winter | Voltage, e | 0 | 0 | 3.7337e-18 | 4.923e-18 | 1.041e-17 | 9.1581e-18 | 4.1725e-18 | 6.4883e-18 | 2.641e-18 | 2.0668e-18 | 1.3349e-18 | -1.1791e-18 | -7.4539e-20 | -7.4539e-20 | -7.7927e-20 | -8.1315e-20 | -8.6397e-20 | -9.3174e-20 | -9.3174e-20 | -8.1315e-20 | -8.8091e-20 | -8.8091e-20 | -8.9785e-20 | -9.4868e-20 | -2.3141e-18 | 2.9883e-18
DSO | 1 | 16 | 2025 | Winter | Voltage, f | 0 | 0 | -1.8635e-20 | -5.9292e-20 | -1.9143e-19 | -2.575e-19 | -9.4868e-20 | -1.7957e-19 | -4.4046e-20 | -8.8091e-20 | -3.5575e-20 | 1.1858e-20 | 3.3881e-21 | 1.6941e-21 | -1.6941e-21 | 2.0329e-20 | 2.5411e-20 | 2.3717e-20 | 8.4703e-21 | 5.0822e-21 | 5.0822e-21 | 5.0822e-21 | 3.3881e-21 | 3.3881e-21 | 3.3881e-21 | 1.6941e-20
DSO | 1 | 17 | 2025 | Winter | Voltage, e | 0 | 0 | 4.4554e-19 | 5.7768e-19 | 4.286e-19 | -3.5237e-19 | -1.9312e-19 | -1.6941e-19 | 2.4395e-19 | 1.44e-19 | 1.3553e-20 | -4.3368e-19 | -6.1833e-19 | -4.8789e-19 | -6.5052e-19 | -7.1998e-19 | -7.3522e-19 | -7.1828e-19 | -8.267e-19 | -1.5179e-18 | -1.0622e-18 | -7.9791e-19 | -8.0129e-19 | -6.6407e-19 | -1.0198e-18 | 2.8969e-19
DSO | 1 | 17 | 2025 | Winter | Voltage, f | 0 | 0 | 1.1181e-19 | 8.6397e-20 | 6.7763e-20 | 1.6941e-21 | 6.7763e-21 | 5.0822e-21 | 7.1151e-20 | 1.5247e-20 | 4.0658e-20 | -3.7269e-20 | 5.2516e-20 | 4.0658e-20 | 4.9128e-20 | 7.7927e-20 | 8.1315e-20 | 7.7927e-20 | 7.2845e-20 | 1.423e-19 | 9.4868e-20 | 6.7763e-20 | 6.7763e-20 | 5.0822e-20 | -8.1315e-20 | 1.3383e-19
DSO | 1 | 18 | 2025 | Winter | Voltage, e | 0 | 0 | 3.7337e-18 | 4.9213e-18 | 1.0086e-17 | 7.9943e-18 | 4.0099e-18 | 6.0105e-18 | 2.641e-18 | 2.0668e-18 | 1.3349e-18 | -1.1791e-18 | -7.6233e-20 | -7.6233e-20 | -7.9621e-20 | -8.3009e-20 | -8.8091e-20 | -9.4868e-20 | -9.4868e-20 | -8.3009e-20 | -8.9785e-20 | -8.9785e-20 | -9.148e-20 | -9.6562e-20 | -2.3141e-18 | 2.9883e-18
DSO | 1 | 18 | 2025 | Winter | Voltage, f | 0 | 0 | -1.8635e-20 | -5.9292e-20 | -1.8296e-19 | -2.2192e-19 | -9.148e-20 | -1.6432e-19 | -4.4046e-20 | -8.8091e-20 | -3.5575e-20 | 1.1858e-20 | 3.3881e-21 | 1.6941e-21 | -1.6941e-21 | 2.0329e-20 | 2.5411e-20 | 2.3717e-20 | 1.0164e-20 | 5.0822e-21 | 5.0822e-21 | 5.0822e-21 | 5.0822e-21 | 3.3881e-21 | 5.0822e-21 | 1.6941e-20
DSO | 1 | 19 | 2025 | Winter | Voltage, e | 0 | 0 | 3.7371e-18 | 4.906e-18 | 9.0243e-18 | 9.9725e-17 | 9.3833e-17 | 8.6762e-17 | 2.6444e-18 | 2.0685e-18 | 1.3366e-18 | -1.1858e-18 | -1.9535e-16 | -1.9537e-16 | -1.9014e-16 | -1.1916e-16 | -7.8911e-17 | -6.938e-17 | -9.3772e-17 | -1.8454e-16 | -1.5148e-16 | -1.4914e-16 | -1.4481e-16 | -1.2384e-16 | -2.348e-18 | 2.9968e-18
DSO | 1 | 19 | 2025 | Winter | Voltage, f | 0 | 0 | -2.8799e-20 | -7.1151e-20 | -1.9482e-19 | -3.9099e-18 | -3.6456e-18 | -3.5592e-18 | -5.2516e-20 | -9.4868e-20 | -4.0658e-20 | 1.6941e-20 | 2.0119e-17 | 2.0485e-17 | 1.9123e-17 | 1.1936e-17 | 7.6013e-18 | 6.5781e-18 | 8.9108e-18 | 1.898e-17 | 1.5321e-17 | 1.4786e-17 | 1.425e-17 | 1.1496e-17 | 2.0329e-20 | 5.0822e-21
DSO | 1 | 20 | 2025 | Winter | Voltage, e | 0 | 0 | -4.6079e-19 | -8.1315e-20 | -8.4703e-21 | -7.3522e-19 | -5.421e-19 | -5.5904e-19 | -4.4385e-19 | -4.7942e-19 | -9.978e-19 | -1.257e-18 | -1.7999e-17 | -1.8066e-17 | -1.7305e-17 | -1.5677e-17 | -1.4181e-17 | -1.2753e-17 | -1.3068e-17 | -1.6654e-17 | -1.4779e-17 | -1.4547e-17 | -1.4273e-17 | -1.2722e-17 | -8.8972e-18 | -1.2502e-18
DSO | 1 | 20 | 2025 | Winter | Voltage, f | 0 | 0 | 1.7279e-19 | 1.3214e-19 | 9.6562e-20 | 2.2023e-20 | 2.5411e-20 | 2.5411e-20 | 1.2536e-19 | 6.7763e-20 | 1.2536e-19 | 3.3881e-20 | 2.946e-18 | 3.0053e-18 | 2.7834e-18 | 2.492e-18 | 2.1718e-18 | 1.9092e-18 | 1.955e-18 | 2.7071e-18 | 2.3429e-18 | 2.2785e-18 | 2.2192e-18 | 1.8702e-18 | 1.0317e-18 | 2.4733e-19
DSO | 1 | 21 | 2025 | Winter | Voltage, e | 0 | 0 | 3.6812e-18 | 4.8891e-18 | 4.4791e-18 | -4.2352e-19 | 4.7095e-19 | 5.3702e-19 | 2.6444e-18 | 2.0668e-18 | 1.3349e-18 | -1.1858e-18 | -2.7105e-20 | -2.7105e-20 | -2.8799e-20 | -2.8799e-20 | -3.3881e-20 | -3.7269e-20 | -3.3881e-20 | -2.7105e-20 | -3.0493e-20 | -3.3881e-20 | -3.3881e-20 | -3.7269e-20 | -2.2836e-18 | 3.0205e-18
DSO | 1 | 21 | 2025 | Winter | Voltage, f | 0 | 0 | -2.0329e-20 | -4.574e-20 | -4.0658e-20 | 3.3881e-21 | -5.0822e-21 | -8.4703e-21 | -3.5575e-20 | -8.1315e-20 | -3.0493e-20 | 6.7763e-21 | -1.6941e-21 | -3.3881e-21 | -6.7763e-21 | 1.5247e-20 | 2.2023e-20 | 2.0329e-20 | 3.3881e-21 | 0 | 0 | 0 | -1.6941e-21 | -1.6941e-21 | -1.0164e-20 | 3.8964e-20
DSO | 1 | 22 | 2025 | Winter | Voltage, e | 0 | 0 | -7.5894e-19 | -7.9621e-19 | -8.6059e-19 | -1.7076e-18 | -1.5992e-18 | -1.9143e-18 | -1.9262e-18 | -3.1493e-18 | -2.8782e-18 | -3.6253e-18 | -6.4036e-19 | -7.708e-19 | -8.0299e-19 | -8.6059e-19 | -2.9036e-18 | -4.5841e-18 | -7.4031e-19 | -9.5376e-19 | -1.0656e-18 | -9.6901e-19 | -8.1823e-19 | -8.267e-19 | -1.3231e-18 | -5.0822e-19
DSO | 1 | 22 | 2025 | Winter | Voltage, f | 0 | 0 | -1.9482e-19 | 1.1858e-19 | 9.995e-20 | 5.7598e-20 | 6.6069e-20 | 8.4703e-20 | 1.8804e-19 | 2.1684e-19 | 2.2531e-19 | 2.27e-19 | 4.0658e-20 | 5.0822e-20 | 4.574e-20 | 7.4539e-20 | 2.3886e-19 | 4.6248e-19 | 5.0822e-20 | 6.4375e-20 | 7.2845e-20 | 6.4375e-20 | 5.2516e-20 | 4.7434e-20 | -3.7269e-20 | 3.9133e-19
DSO | 1 | 23 | 2025 | Winter | Voltage, e | 0 | 0 | 3.7219e-18 | 4.8992e-18 | 4.7603e-18 | -2.1684e-19 | 6.3697e-19 | 7.7758e-19 | 2.6377e-18 | 2.0583e-18 | 1.3315e-18 | -1.1791e-18 | -2.5411e-20 | -2.7105e-20 | -2.7105e-20 | -2.7105e-20 | -2.8799e-20 | -3.2187e-20 | -3.3881e-20 | -2.5411e-20 | -3.0493e-20 | -3.2187e-20 | -3.2187e-20 | -3.5575e-20 | -2.2734e-18 | 2.9849e-18
DSO | 1 | 23 | 2025 | Winter | Voltage, f | 0 | 0 | -6.7763e-21 | -4.4046e-20 | -4.2352e-20 | 0 | -8.4703e-21 | -1.1858e-20 | -3.3881e-20 | -8.3009e-20 | -3.0493e-20 | 5.0822e-21 | -1.6941e-21 | -3.3881e-21 | -6.7763e-21 | 1.6941e-20 | 2.0329e-20 | 2.0329e-20 | 3.3881e-21 | -1.6941e-21 | 0 | -1.6941e-21 | -1.6941e-21 | -1.6941e-21 | -1.0164e-20 | 3.2187e-20
DSO | 1 | 24 | 2025 | Winter | Voltage, e | 0 | 0 | 2.3378e-19 | 3.998e-19 | 2.6766e-19 | -4.7773e-19 | -3.4559e-19 | -4.0996e-19 | -6.4375e-20 | -1.9482e-19 | -4.7434e-20 | -3.998e-19 | -2.0329e-19 | -2.6936e-19 | -2.6766e-19 | -7.3861e-19 | -4.6248e-19 | -4.5062e-19 | -6.2342e-19 | -2.7444e-19 | -3.3881e-19 | -3.1171e-19 | -3.0663e-19 | -2.3209e-19 | -9.5545e-19 | 9.8256e-20
DSO | 1 | 24 | 2025 | Winter | Voltage, f | 0 | 0 | 9.148e-20 | 6.9457e-20 | 5.421e-20 | 1.6941e-21 | 1.0164e-20 | 1.3553e-20 | 7.2845e-20 | -1.5247e-19 | 5.0822e-21 | -4.0658e-20 | 8.4703e-21 | 1.3553e-20 | 5.0822e-21 | 1.0503e-19 | 1.0334e-19 | 9.4868e-20 | 4.0658e-20 | 1.3553e-20 | 1.8635e-20 | 1.6941e-20 | 1.5247e-20 | 1.0164e-20 | -3.3881e-21 | 1.1858e-19
DSO | 1 | 25 | 2025 | Winter | Voltage, e | 0 | 0 | 3.7202e-18 | 4.9009e-18 | 4.7908e-18 | -1.8974e-19 | 6.573e-19 | 8.2162e-19 | 2.6377e-18 | 2.0617e-18 | 1.3315e-18 | -1.1825e-18 | -2.8799e-20 | -3.0493e-20 | -3.0493e-20 | -2.8799e-20 | -2.8799e-20 | -3.2187e-20 | -3.5575e-20 | -2.7105e-20 | -3.2187e-20 | -3.3881e-20 | -3.3881e-20 | -3.7269e-20 | -2.2548e-18 | 2.9816e-18
DSO | 1 | 25 | 2025 | Winter | Voltage, f | 0 | 0 | -6.7763e-21 | -4.4046e-20 | -4.4046e-20 | 1.6941e-21 | -8.4703e-21 | -1.3553e-20 | -3.5575e-20 | -8.1315e-20 | -3.0493e-20 | 6.7763e-21 | -1.6941e-21 | -3.3881e-21 | -8.4703e-21 | 1.5247e-20 | 2.0329e-20 | 1.8635e-20 | 3.3881e-21 | -1.6941e-21 | -1.6941e-21 | -1.6941e-21 | -1.6941e-21 | -1.6941e-21 | -6.7763e-21 | 3.0493e-20
DSO | 1 | 26 | 2025 | Winter | Voltage, e | 0 | 0 | 3.3204e-19 | 5.3532e-19 | 4.0149e-19 | -3.8794e-19 | -2.5919e-19 | -3.3204e-19 | 2.27e-19 | 9.8256e-20 | -1.5247e-20 | -1.0368e-18 | -8.2332e-19 | -8.3348e-19 | -2.7613e-19 | -6.9118e-19 | -1.5585e-19 | -1.9482e-19 | -4.8281e-19 | -2.6258e-19 | -2.8969e-19 | -2.6089e-19 | -2.1006e-19 | -2.2023e-19 | -6.3697e-19 | 2.5072e-19
DSO | 1 | 26 | 2025 | Winter | Voltage, f | 0 | 0 | 5.5904e-20 | 6.4375e-20 | 5.0822e-20 | 1.6941e-21 | 1.0164e-20 | 5.0822e-21 | 3.8964e-20 | 0 | 2.0329e-20 | -5.0822e-21 | 4.0658e-20 | 3.7269e-20 | -2.0329e-20 | 5.421e-20 | 2.3717e-20 | 2.5411e-20 | 2.3717e-20 | 5.0822e-21 | -1.6941e-21 | -1.6941e-21 | -5.0822e-21 | -1.0164e-20 | 1.5924e-19 | 1.0842e-19
DSO | 1 | 27 | 2025 | Winter | Voltage, e | 0 | 0 | 3.7066e-18 | 4.8942e-18 | 4.596e-18 | -3.3204e-19 | 5.438e-19 | 6.4036e-19 | 2.641e-18 | 2.0617e-18 | 1.3332e-18 | -1.1842e-18 | -2.7105e-20 | -2.7105e-20 | -2.8799e-20 | -2.7105e-20 | -3.2187e-20 | -3.3881e-20 | -3.3881e-20 | -2.5411e-20 | -3.0493e-20 | -3.2187e-20 | -3.2187e-20 | -3.5575e-20 | -2.2768e-18 | 2.9985e-18
DSO | 1 | 27 | 2025 | Winter | Voltage, f | 0 | 0 | -1.3553e-20 | -4.574e-20 | -4.2352e-20 | 1.6941e-21 | -6.7763e-21 | -1.0164e-20 | -3.5575e-20 | -8.3009e-20 | -3.0493e-20 | 5.0822e-21 | -1.6941e-21 | -3.3881e-21 | -6.7763e-21 | 1.6941e-20 | 2.2023e-20 | 2.0329e-20 | 3.3881e-21 | -1.6941e-21 | 0 | 0 | -1.6941e-21 | -1.6941e-21 | -1.0164e-20 | 3.3881e-20
DSO | 1 | 28 | 2025 | Winter | Voltage, e | 0 | 0 | 3.3712e-19 | 4.7095e-19 | 3.3204e-19 | -4.2182e-19 | -2.863e-19 | -2.9307e-19 | 1.6602e-19 | 8.1315e-20 | -2.3717e-20 | -3.6084e-19 | -7.7927e-20 | -8.3009e-20 | -8.8091e-20 | -9.8256e-20 | -3.0493e-19 | -2.8969e-19 | -1.1011e-19 | -1.1689e-19 | -1.3891e-19 | -1.3214e-19 | -1.3214e-19 | -1.3044e-19 | -7.6402e-19 | 2.5411e-19
DSO | 1 | 28 | 2025 | Winter | Voltage, f | 0 | 0 | 8.1315e-20 | 6.7763e-20 | 5.2516e-20 | 0 | 1.0164e-20 | 1.0164e-20 | 5.9292e-20 | 3.3881e-21 | 3.2187e-20 | -1.1689e-19 | 1.6941e-21 | 1.6941e-21 | -5.0822e-21 | 2.2023e-20 | 4.2352e-20 | 3.7269e-20 | 2.5411e-20 | 3.3881e-21 | 1.0164e-20 | 8.4703e-21 | 6.7763e-21 | 1.0164e-20 | -1.8635e-20 | 1.135e-19
DSO | 1 | 29 | 2025 | Winter | Voltage, e | 0 | 0 | 3.7219e-18 | 4.8959e-18 | 4.8366e-18 | -4.9128e-20 | 8.6228e-19 | 1.1503e-18 | 2.6394e-18 | 2.0617e-18 | 1.3383e-18 | -1.2146e-18 | -7.1151e-20 | -7.4539e-20 | -6.9457e-20 | -6.9457e-20 | -3.3881e-20 | -3.7269e-20 | -7.4539e-20 | -5.421e-20 | -6.4375e-20 | -6.7763e-20 | -6.7763e-20 | -6.268e-20 | -2.2887e-18 | 2.9985e-18
DSO | 1 | 29 | 2025 | Winter | Voltage, f | 0 | 0 | -1.8635e-20 | -5.7598e-20 | -5.7598e-20 | -3.3881e-21 | -1.3553e-20 | -2.3717e-20 | -4.2352e-20 | -8.8091e-20 | -3.3881e-20 | 1.6941e-20 | 1.6941e-21 | 1.6941e-21 | -3.3881e-21 | 1.8635e-20 | 2.0329e-20 | 2.0329e-20 | 6.7763e-21 | 1.6941e-21 | 1.6941e-21 | 1.6941e-21 | 1.6941e-21 | 1.6941e-21 | 1.1858e-20 | 1.5247e-20
DSO | 1 | 30 | 2025 | Winter | Voltage, e | 0 | 0 | 1.6941e-21 | 2.5919e-19 | 2.1684e-19 | -4.9806e-19 | -3.2018e-19 | -3.2018e-19 | 6.0986e-20 | 3.3881e-21 | -3.439e-19 | -7.8334e-18 | -8.6855e-18 | -8.7465e-18 | -7.5759e-18 | -6.3883e-18 | -6.3358e-19 | -6.5222e-19 | -4.9162e-18 | -6.0834e-18 | -5.8344e-18 | -5.7327e-18 | -5.6497e-18 | -2.5818e-18 | -2.6597e-18 | -1.235e-18
DSO | 1 | 30 | 2025 | Winter | Voltage, f | 0 | 0 | 1.2536e-19 | 9.6562e-20 | 7.2845e-20 | 3.3881e-21 | 1.3553e-20 | 1.1858e-20 | 7.6233e-20 | 1.8635e-20 | 5.5904e-20 | 8.4026e-19 | 1.0842e-18 | 1.1113e-18 | 8.8938e-19 | 7.4878e-19 | 6.4375e-20 | 6.4375e-20 | 5.2008e-19 | 6.9287e-19 | 6.6577e-19 | 6.4375e-19 | 6.285e-19 | 2.1515e-19 | 6.9457e-20 | 2.1853e-19
DSO | 1 | 8 | 2025 | Winter | Voltage, e | 0 | 1 | 3.0493e-20 | 3.3881e-20 | 2.5411e-20 | 1.6941e-20 | 1.6941e-20 | 2.7105e-20 | 9.6562e-20 | 1.1858e-19 | 1.135e-19 | 1.0334e-19 | 9.4868e-20 | 9.995e-20 | 9.8256e-20 | 8.8091e-20 | 6.4375e-20 | 6.0986e-20 | 6.4375e-20 | 7.2845e-20 | 5.7598e-20 | 6.6069e-20 | 6.7763e-20 | 5.9292e-20 | 5.421e-20 | 3.2187e-20
DSO | 1 | 8 | 2025 | Winter | Voltage, f | 0 | 1 | 2.2023e-20 | -1.5247e-20 | -1.8635e-20 | -1.1858e-20 | -1.1858e-20 | -1.5247e-20 | -1.0164e-20 | -6.9457e-20 | -2.0329e-20 | -3.2187e-20 | -1.5247e-20 | -1.6941e-20 | -1.3553e-20 | 3.3881e-21 | 8.4703e-21 | 6.7763e-21 | -6.7763e-21 | -6.7763e-21 | -8.4703e-21 | -8.4703e-21 | -6.7763e-21 | -8.4703e-21 | -5.9292e-20 | 6.268e-20
DSO | 1 | 9 | 2025 | Winter | Voltage, e | 0 | 1 | -1.2418e-18 | -1.1892e-18 | -1.1655e-18 | -1.03e-18 | -1.0147e-18 | -1.0283e-18 | -1.2807e-18 | -1.2689e-18 | -1.3129e-18 | -1.2739e-18 | -1.3824e-18 | -1.3366e-18 | -1.3298e-18 | -1.3349e-18 | -1.3807e-18 | -1.3807e-18 | -1.3163e-18 | -1.3637e-18 | -1.3502e-18 | -1.3603e-18 | -1.318e-18 | -1.3231e-18 | -1.257e-18 | -1.2113e-18
DSO | 1 | 9 | 2025 | Winter | Voltage, f | 0 | 1 | -4.7434e-20 | 2.3039e-19 | 3.2695e-19 | 1.7618e-19 | 2.1515e-19 | 3.3712e-19 | 7.2845e-20 | 2.5547e-18 | -6.7763e-21 | 7.7758e-19 | -1.9482e-19 | -1.6263e-19 | -5.3194e-19 | -7.7758e-19 | -9.8425e-19 | -9.1649e-19 | -3.5745e-19 | -4.3707e-19 | -4.3537e-19 | -4.6756e-19 | -3.7778e-19 | -3.0663e-19 | 9.8764e-19 | -1.7635e-18
DSO | 1 | 10 | 2025 | Winter | Voltage, e | 0 | 1 | 5.2516e-20 | 7.1151e-20 | 7.2845e-20 | 8.1315e-20 | 8.1315e-20 | 6.9457e-20 | 7.6233e-20 | 1.0334e-19 | 6.9457e-20 | 7.2845e-20 | 6.9457e-20 | 7.2845e-20 | 7.4539e-20 | 6.268e-20 | 6.4375e-20 | 6.6069e-20 | 6.4375e-20 | 4.9128e-20 | 5.421e-20 | 5.421e-20 | 5.0822e-20 | 5.7598e-20 | 8.8091e-20 | 2.0329e-20
DSO | 1 | 10 | 2025 | Winter | Voltage, f | 0 | 1 | 3.0493e-20 | -6.7763e-21 | -6.7763e-21 | -3.3881e-21 | -5.0822e-21 | -6.7763e-21 | -1.0164e-20 | -6.268e-20 | -2.0329e-20 | -2.5411e-20 | -1.5247e-20 | -1.5247e-20 | -2.0329e-20 | 1.6941e-21 | 6.7763e-21 | 5.0822e-21 | -8.4703e-21 | -1.3553e-20 | -1.3553e-20 | -1.5247e-20 | -1.3553e-20 | -1.3553e-20 | -5.7598e-20 | 6.268e-20
DSO | 1 | 11 | 2025 | Winter | Voltage, e | 0 | 1 | 5.0822e-20 | 6.9457e-20 | 7.2845e-20 | 7.9621e-20 | 7.9621e-20 | 6.7763e-20 | 7.6233e-20 | 1.0334e-19 | 7.1151e-20 | 7.2845e-20 | 6.9457e-20 | 7.2845e-20 | 7.4539e-20 | 6.268e-20 | 6.4375e-20 | 6.6069e-20 | 6.4375e-20 | 4.9128e-20 | 5.421e-20 | 5.421e-20 | 5.2516e-20 | 5.7598e-20 | 8.8091e-20 | 2.2023e-20
DSO | 1 | 11 | 2025 | Winter | Voltage, f | 0 | 1 | 3.0493e-20 | -6.7763e-21 | -6.7763e-21 | -3.3881e-21 | -5.0822e-21 | -6.7763e-21 | -1.0164e-20 | -6.268e-20 | -2.0329e-20 | -2.5411e-20 | -1.5247e-20 | -1.5247e-20 | -2.0329e-20 | 1.6941e-21 | 6.7763e-21 | 5.0822e-21 | -8.4703e-21 | -1.3553e-20 | -1.3553e-20 | -1.5247e-20 | -1.3553e-20 | -1.3553e-20 | -5.7598e-20 | 6.268e-20
DSO | 1 | 12 | 2025 | Winter | Voltage, e | 0 | 1 | 3.0493e-20 | 3.3881e-20 | 2.7105e-20 | 1.6941e-20 | 1.6941e-20 | 2.7105e-20 | 9.6562e-20 | 1.1858e-19 | 1.135e-19 | 1.0334e-19 | 9.4868e-20 | 9.995e-20 | 9.8256e-20 | 8.8091e-20 | 6.4375e-20 | 6.0986e-20 | 6.4375e-20 | 7.2845e-20 | 5.7598e-20 | 6.6069e-20 | 6.7763e-20 | 5.9292e-20 | 5.421e-20 | 3.2187e-20
DSO | 1 | 12 | 2025 | Winter | Voltage, f | 0 | 1 | 2.2023e-20 | -1.5247e-20 | -1.8635e-20 | -1.1858e-20 | -1.1858e-20 | -1.5247e-20 | -1.0164e-20 | -6.9457e-20 | -2.0329e-20 | -3.2187e-20 | -1.5247e-20 | -1.6941e-20 | -1.3553e-20 | 3.3881e-21 | 8.4703e-21 | 6.7763e-21 | -6.7763e-21 | -6.7763e-21 | -8.4703e-21 | -8.4703e-21 | -6.7763e-21 | -8.4703e-21 | -5.9292e-20 | 6.268e-20
DSO | 1 | 13 | 2025 | Winter | Voltage, e | 0 | 1 | 3.0493e-20 | 3.3881e-20 | 2.5411e-20 | 1.6941e-20 | 1.6941e-20 | 2.7105e-20 | 9.6562e-20 | 1.1858e-19 | 1.135e-19 | 1.0334e-19 | 9.4868e-20 | 9.995e-20 | 9.8256e-20 | 8.8091e-20 | 6.4375e-20 | 6.0986e-20 | 6.4375e-20 | 7.2845e-20 | 5.7598e-20 | 6.6069e-20 | 6.7763e-20 | 5.9292e-20 | 5.421e-20 | 3.2187e-20
DSO | 1 | 13 | 2025 | Winter | Voltage, f | 0 | 1 | 2.2023e-20 | -1.5247e-20 | -1.8635e-20 | -1.1858e-20 | -1.1858e-20 | -1.5247e-20 | -1.0164e-20 | -6.9457e-20 | -2.0329e-20 | -3.2187e-20 | -1.5247e-20 | -1.6941e-20 | -1.3553e-20 | 3.3881e-21 | 8.4703e-21 | 6.7763e-21 | -6.7763e-21 | -6.7763e-21 | -8.4703e-21 | -8.4703e-21 | -6.7763e-21 | -8.4703e-21 | -5.9292e-20 | 6.268e-20
DSO | 1 | 14 | 2025 | Winter | Voltage, e | 0 | 1 | 2.7105e-20 | 1.5247e-20 | 1.0164e-20 | -5.0822e-21 | -3.3881e-21 | 1.3553e-20 | 6.6069e-20 | 8.1315e-20 | 8.8091e-20 | 8.9785e-20 | 7.4539e-20 | 7.9621e-20 | 6.6069e-20 | 6.7763e-20 | 4.4046e-20 | 4.0658e-20 | 4.4046e-20 | 6.0986e-20 | 4.574e-20 | 4.9128e-20 | 5.2516e-20 | 4.0658e-20 | 2.5411e-20 | 3.2187e-20
DSO | 1 | 14 | 2025 | Winter | Voltage, f | 0 | 1 | -1.3553e-20 | -5.7598e-20 | -7.4539e-20 | -6.4375e-20 | -6.268e-20 | -6.0986e-20 | 6.7763e-21 | -7.2845e-20 | 8.4703e-21 | -3.0493e-20 | 3.3881e-21 | 3.3881e-21 | 2.3717e-20 | 2.8799e-20 | 2.0329e-20 | 1.6941e-20 | 5.0822e-21 | 2.7105e-20 | 1.0164e-20 | 2.2023e-20 | 2.3717e-20 | 6.7763e-21 | -7.9621e-20 | 7.4539e-20
DSO | 1 | 15 | 2025 | Winter | Voltage, e | 0 | 1 | 4.9128e-20 | 5.9292e-20 | 5.9292e-20 | 6.268e-20 | 6.0986e-20 | 5.7598e-20 | 6.6069e-20 | 8.8091e-20 | 6.6069e-20 | 7.1151e-20 | 7.1151e-20 | 7.1151e-20 | 6.9457e-20 | 6.268e-20 | 6.4375e-20 | 6.4375e-20 | 6.7763e-20 | 6.7763e-20 | 7.1151e-20 | 6.7763e-20 | 6.4375e-20 | 6.4375e-20 | 8.6397e-20 | 3.2187e-20
DSO | 1 | 15 | 2025 | Winter | Voltage, f | 0 | 1 | 2.5411e-20 | -1.0164e-20 | -1.0164e-20 | -6.7763e-21 | -8.4703e-21 | -1.0164e-20 | -1.1858e-20 | -6.4375e-20 | -1.8635e-20 | -2.7105e-20 | -1.5247e-20 | -1.5247e-20 | -1.5247e-20 | 1.6941e-21 | 5.0822e-21 | 3.3881e-21 | -6.7763e-21 | -8.4703e-21 | -8.4703e-21 | -1.0164e-20 | -8.4703e-21 | -1.0164e-20 | -5.421e-20 | 5.9292e-20
DSO | 1 | 16 | 2025 | Winter | Voltage, e | 0 | 1 | 4.0658e-20 | 3.2187e-20 | 2.5411e-20 | 1.6941e-20 | 1.3553e-20 | 2.8799e-20 | 4.0658e-20 | 5.0822e-20 | 5.421e-20 | 6.6069e-20 | 7.2845e-20 | 6.6069e-20 | 5.7598e-20 | 5.9292e-20 | 6.4375e-20 | 5.9292e-20 | 7.4539e-20 | 1.135e-19 | 1.1181e-19 | 9.4868e-20 | 9.148e-20 | 7.9621e-20 | 7.7927e-20 | 5.5904e-20
DSO | 1 | 16 | 2025 | Winter | Voltage, f | 0 | 1 | 1.1858e-20 | -1.8635e-20 | -2.0329e-20 | -1.5247e-20 | -1.8635e-20 | -2.0329e-20 | -1.8635e-20 | -6.7763e-20 | -1.5247e-20 | -3.2187e-20 | -1.3553e-20 | -1.1858e-20 | -1.6941e-21 | 0 | 3.3881e-21 | 3.3881e-21 | -3.3881e-21 | 3.3881e-21 | 5.0822e-21 | 5.0822e-21 | 3.3881e-21 | -1.6941e-21 | -4.4046e-20 | 5.421e-20
DSO | 1 | 17 | 2025 | Winter | Voltage, e | 0 | 1 | 1.8635e-20 | 8.4703e-21 | 8.4703e-21 | 5.0822e-21 | 0 | 5.0822e-21 | 6.7763e-21 | 8.4703e-21 | 1.6941e-20 | 2.5411e-20 | 2.5411e-20 | 2.3717e-20 | 1.0164e-20 | 1.1858e-20 | 1.1858e-20 | 1.1858e-20 | 1.6941e-20 | 3.3881e-20 | 3.2187e-20 | 2.5411e-20 | 2.5411e-20 | 2.2023e-20 | 1.1858e-20 | 2.0329e-20
DSO | 1 | 17 | 2025 | Winter | Voltage, f | 0 | 1 | 5.0822e-21 | -2.0329e-20 | -1.8635e-20 | -2.0329e-20 | -4.7434e-20 | -4.0658e-20 | -3.3881e-20 | -7.9621e-20 | 6.7763e-21 | -1.1858e-20 | 2.8799e-20 | 3.3881e-20 | 2.0329e-20 | -2.0329e-20 | -2.8799e-20 | -2.7105e-20 | -6.7763e-21 | 3.5575e-20 | 2.7105e-20 | 2.5411e-20 | 2.0329e-20 | 1.6941e-20 | -4.0658e-20 | 4.4046e-20
DSO | 1 | 18 | 2025 | Winter | Voltage, e | 0 | 1 | 3.8964e-20 | 3.0493e-20 | 2.3717e-20 | 1.6941e-20 | 1.3553e-20 | 2.7105e-20 | 4.0658e-20 | 5.0822e-20 | 5.421e-20 | 6.4375e-20 | 7.2845e-20 | 6.6069e-20 | 5.7598e-20 | 5.9292e-20 | 6.4375e-20 | 5.9292e-20 | 7.4539e-20 | 1.135e-19 | 1.135e-19 | 9.4868e-20 | 9.148e-20 | 7.9621e-20 | 7.7927e-20 | 5.5904e-20
DSO | 1 | 18 | 2025 | Winter | Voltage, f | 0 | 1 | 1.1858e-20 | -1.8635e-20 | -2.2023e-20 | -1.5247e-20 | -1.8635e-20 | -2.0329e-20 | -1.8635e-20 | -6.7763e-20 | -1.5247e-20 | -3.2187e-20 | -1.3553e-20 | -1.1858e-20 | -1.6941e-21 | 0 | 3.3881e-21 | 3.3881e-21 | -3.3881e-21 | 3.3881e-21 | 5.0822e-21 | 5.0822e-21 | 3.3881e-21 | 0 | -4.4046e-20 | 5.421e-20
DSO | 1 | 19 | 2025 | Winter | Voltage, e | 0 | 1 | 2.7105e-20 | -1.6941e-21 | -2.0329e-20 | -3.8964e-20 | -3.3881e-20 | 0 | 1.5247e-20 | 1.1858e-20 | 3.2187e-20 | 4.7434e-20 | 6.0986e-20 | 4.4046e-20 | 4.2352e-20 | 6.6069e-20 | 7.7927e-20 | 6.6069e-20 | 8.4703e-20 | 1.5924e-19 | 1.5585e-19 | 1.2536e-19 | 1.2197e-19 | 9.148e-20 | 7.1151e-20 | 8.6397e-20
DSO | 1 | 19 | 2025 | Winter | Voltage, f | 0 | 1 | -3.3881e-21 | -2.7105e-20 | -3.3881e-20 | -2.3717e-20 | -2.5411e-20 | -3.0493e-20 | -2.3717e-20 | -6.9457e-20 | -1.3553e-20 | -4.0658e-20 | -1.6941e-20 | -1.5247e-20 | 1.0164e-20 | 3.3881e-21 | 6.7763e-21 | 6.7763e-21 | 1.6941e-21 | 1.5247e-20 | 1.8635e-20 | 2.0329e-20 | 1.5247e-20 | 8.4703e-21 | -3.3881e-20 | 5.0822e-20
DSO | 1 | 20 | 2025 | Winter | Voltage, e | 0 | 1 | 3.0493e-20 | 1.0164e-20 | 1.6941e-21 | -8.4703e-21 | -5.0822e-21 | 1.3553e-20 | 1.8635e-20 | 1.1858e-20 | 2.2023e-20 | 3.3881e-20 | 3.7269e-20 | 3.0493e-20 | 2.2023e-20 | 4.4046e-20 | 4.7434e-20 | 4.0658e-20 | 4.574e-20 | 7.7927e-20 | 7.6233e-20 | 5.9292e-20 | 5.9292e-20 | 4.574e-20 | 3.0493e-20 | 5.5904e-20
DSO | 1 | 20 | 2025 | Winter | Voltage, f | 0 | 1 | -3.8964e-20 | -6.268e-20 | -8.1315e-20 | -6.7763e-20 | -6.0986e-20 | -6.4375e-20 | -4.4046e-20 | -9.148e-20 | -1.6941e-20 | -6.268e-20 | -2.5411e-20 | -2.7105e-20 | 3.0493e-20 | 1.6941e-20 | 2.3717e-20 | 2.2023e-20 | 2.3717e-20 | 6.9457e-20 | 7.7927e-20 | 7.4539e-20 | 6.0986e-20 | 3.8964e-20 | -1.0164e-20 | 6.4375e-20
DSO | 1 | 21 | 2025 | Winter | Voltage, e | 0 | 1 | 6.4375e-20 | 7.7927e-20 | 7.7927e-20 | 8.3009e-20 | 8.1315e-20 | 7.1151e-20 | 7.4539e-20 | 9.3174e-20 | 6.6069e-20 | 6.9457e-20 | 6.6069e-20 | 6.9457e-20 | 7.2845e-20 | 6.4375e-20 | 6.4375e-20 | 6.9457e-20 | 6.268e-20 | 4.7434e-20 | 5.0822e-20 | 4.9128e-20 | 4.7434e-20 | 5.421e-20 | 7.7927e-20 | 3.7269e-20
DSO | 1 | 21 | 2025 | Winter | Voltage, f | 0 | 1 | 3.3881e-20 | -6.7763e-21 | -6.7763e-21 | -3.3881e-21 | -3.3881e-21 | -6.7763e-21 | -8.4703e-21 | -6.4375e-20 | -2.0329e-20 | -2.7105e-20 | -1.6941e-20 | -1.6941e-20 | -2.2023e-20 | 1.6941e-21 | 6.7763e-21 | 5.0822e-21 | -8.4703e-21 | -1.3553e-20 | -1.5247e-20 | -1.6941e-20 | -1.5247e-20 | -1.5247e-20 | -6.0986e-20 | 6.6069e-20
DSO | 1 | 22 | 2025 | Winter | Voltage, e | 0 | 1 | 4.2352e-20 | 4.574e-20 | 4.2352e-20 | 3.0493e-20 | 2.7105e-20 | 3.5575e-20 | 3.7269e-20 | 5.7598e-20 | 4.574e-20 | 5.9292e-20 | 5.2516e-20 | 5.7598e-20 | 5.7598e-20 | 5.0822e-20 | 3.8964e-20 | 4.574e-20 | 3.7269e-20 | 4.7434e-20 | 4.0658e-20 | 3.3881e-20 | 3.2187e-20 | 3.0493e-20 | 4.0658e-20 | 3.2187e-20
DSO | 1 | 22 | 2025 | Winter | Voltage, f | 0 | 1 | 7.9621e-20 | 5.0822e-21 | -3.3881e-21 | 3.3881e-21 | 0 | -6.7763e-21 | 3.3881e-21 | -9.8256e-20 | -2.5411e-20 | -4.7434e-20 | -2.7105e-20 | -2.3717e-20 | -1.6941e-20 | 1.8635e-20 | 1.6941e-20 | 2.3717e-20 | -6.7763e-21 | -1.3553e-20 | -2.5411e-20 | -3.2187e-20 | -3.3881e-20 | -3.2187e-20 | -1.0673e-19 | 1.3214e-19
DSO | 1 | 23 | 2025 | Winter | Voltage, e | 0 | 1 | 5.9292e-20 | 7.4539e-20 | 7.7927e-20 | 8.3009e-20 | 8.4703e-20 | 7.2845e-20 | 7.4539e-20 | 9.6562e-20 | 6.7763e-20 | 7.1151e-20 | 6.7763e-20 | 6.9457e-20 | 7.1151e-20 | 6.268e-20 | 6.6069e-20 | 6.7763e-20 | 6.4375e-20 | 4.574e-20 | 5.0822e-20 | 5.2516e-20 | 5.0822e-20 | 5.7598e-20 | 8.3009e-20 | 2.8799e-20
DSO | 1 | 23 | 2025 | Winter | Voltage, f | 0 | 1 | 3.3881e-20 | -6.7763e-21 | -6.7763e-21 | -3.3881e-21 | -3.3881e-21 | -5.0822e-21 | -8.4703e-21 | -6.4375e-20 | -2.0329e-20 | -2.5411e-20 | -1.6941e-20 | -1.6941e-20 | -2.2023e-20 | 1.6941e-21 | 6.7763e-21 | 5.0822e-21 | -8.4703e-21 | -1.5247e-20 | -1.5247e-20 | -1.5247e-20 | -1.5247e-20 | -1.3553e-20 | -6.0986e-20 | 6.4375e-20
DSO | 1 | 24 | 2025 | Winter | Voltage, e | 0 | 1 | 2.0329e-20 | 2.7105e-20 | 3.0493e-20 | 2.5411e-20 | 2.7105e-20 | 2.7105e-20 | 1.8635e-20 | 2.2023e-20 | 2.2023e-20 | 2.2023e-20 | 2.0329e-20 | 2.2023e-20 | 2.8799e-20 | 2.3717e-20 | 2.8799e-20 | 2.7105e-20 | 2.2023e-20 | 1.5247e-20 | 2.0329e-20 | 1.8635e-20 | 2.2023e-20 | 2.0329e-20 | 2.3717e-20 | 1.5247e-20
DSO | 1 | 24 | 2025 | Winter | Voltage, f | 0 | 1 | 8.1315e-20 | 6.7763e-21 | 1.3553e-20 | 1.6941e-20 | 1.8635e-20 | 1.1858e-20 | -6.7763e-21 | -1.0503e-19 | -3.3881e-20 | -2.8799e-20 | -2.5411e-20 | -2.2023e-20 | -3.7269e-20 | 1.5247e-20 | 3.3881e-20 | 2.0329e-20 | -1.0164e-20 | -3.5575e-20 | -3.2187e-20 | -3.3881e-20 | -2.8799e-20 | -2.3717e-20 | -1.0334e-19 | 1.2367e-19
DSO | 1 | 25 | 2025 | Winter | Voltage, e | 0 | 1 | 6.0986e-20 | 7.4539e-20 | 7.9621e-20 | 8.4703e-20 | 8.4703e-20 | 7.2845e-20 | 7.4539e-20 | 9.3174e-20 | 6.6069e-20 | 7.1151e-20 | 6.9457e-20 | 7.1151e-20 | 6.9457e-20 | 6.268e-20 | 6.7763e-20 | 6.9457e-20 | 6.4375e-20 | 4.4046e-20 | 5.0822e-20 | 5.0822e-20 | 4.9128e-20 | 5.7598e-20 | 8.1315e-20 | 3.2187e-20
DSO | 1 | 25 | 2025 | Winter | Voltage, f | 0 | 1 | 3.3881e-20 | -6.7763e-21 | -6.7763e-21 | -3.3881e-21 | -3.3881e-21 | -6.7763e-21 | -1.0164e-20 | -6.4375e-20 | -2.0329e-20 | -2.5411e-20 | -1.5247e-20 | -1.5247e-20 | -2.0329e-20 | 1.6941e-21 | 6.7763e-21 | 5.0822e-21 | -1.0164e-20 | -1.5247e-20 | -1.5247e-20 | -1.6941e-20 | -1.5247e-20 | -1.3553e-20 | -6.0986e-20 | 6.4375e-20
DSO | 1 | 26 | 2025 | Winter | Voltage, e | 0 | 1 | 2.0329e-20 | 2.7105e-20 | 2.8799e-20 | 2.5411e-20 | 2.7105e-20 | 2.7105e-20 | 2.0329e-20 | 2.2023e-20 | 2.2023e-20 | 2.0329e-20 | 2.3717e-20 | 2.3717e-20 | 2.3717e-20 | 2.0329e-20 | 2.3717e-20 | 2.5411e-20 | 2.0329e-20 | 1.1858e-20 | 1.6941e-20 | 1.6941e-20 | 1.6941e-20 | 1.8635e-20 | 2.0329e-20 | 1.5247e-20
DSO | 1 | 26 | 2025 | Winter | Voltage, f | 0 | 1 | 8.3009e-20 | 1.1858e-20 | 2.0329e-20 | 2.5411e-20 | 2.7105e-20 | 2.2023e-20 | 0 | -9.6562e-20 | -3.5575e-20 | -3.0493e-20 | -1.3553e-20 | -1.6941e-20 | -4.9128e-20 | 8.4703e-21 | 2.3717e-20 | 1.8635e-20 | -1.3553e-20 | -4.9128e-20 | -3.7269e-20 | -3.8964e-20 | -3.7269e-20 | -2.7105e-20 | -1.0334e-19 | 1.1858e-19
DSO | 1 | 27 | 2025 | Winter | Voltage, e | 0 | 1 | 6.268e-20 | 7.6233e-20 | 7.9621e-20 | 8.4703e-20 | 8.4703e-20 | 7.4539e-20 | 7.4539e-20 | 9.4868e-20 | 6.7763e-20 | 6.9457e-20 | 6.6069e-20 | 6.7763e-20 | 6.9457e-20 | 6.4375e-20 | 6.6069e-20 | 6.9457e-20 | 6.4375e-20 | 4.574e-20 | 5.0822e-20 | 5.0822e-20 | 4.9128e-20 | 5.5904e-20 | 7.9621e-20 | 3.3881e-20
DSO | 1 | 27 | 2025 | Winter | Voltage, f | 0 | 1 | 3.3881e-20 | -6.7763e-21 | -6.7763e-21 | -3.3881e-21 | -3.3881e-21 | -5.0822e-21 | -8.4703e-21 | -6.4375e-20 | -2.0329e-20 | -2.7105e-20 | -1.6941e-20 | -1.6941e-20 | -2.2023e-20 | 1.6941e-21 | 6.7763e-21 | 5.0822e-21 | -8.4703e-21 | -1.5247e-20 | -1.5247e-20 | -1.6941e-20 | -1.5247e-20 | -1.5247e-20 | -6.0986e-20 | 6.6069e-20
DSO | 1 | 28 | 2025 | Winter | Voltage, e | 0 | 1 | 2.0329e-20 | 2.3717e-20 | 2.5411e-20 | 2.7105e-20 | 2.7105e-20 | 2.3717e-20 | 2.2023e-20 | 2.0329e-20 | 2.0329e-20 | 1.5247e-20 | 1.5247e-20 | 1.3553e-20 | 1.5247e-20 | 1.8635e-20 | 2.0329e-20 | 2.3717e-20 | 1.8635e-20 | 1.3553e-20 | 1.5247e-20 | 1.5247e-20 | 1.5247e-20 | 1.6941e-20 | 2.0329e-20 | 1.3553e-20
DSO | 1 | 28 | 2025 | Winter | Voltage, f | 0 | 1 | 8.9785e-20 | 2.3717e-20 | 3.5575e-20 | 4.574e-20 | 4.7434e-20 | 4.4046e-20 | 8.4703e-21 | -7.7927e-20 | -3.7269e-20 | -4.574e-20 | -5.9292e-20 | -6.268e-20 | -8.8091e-20 | -1.1858e-20 | 8.4703e-21 | 1.0164e-20 | -1.1858e-20 | -3.5575e-20 | -2.3717e-20 | -2.7105e-20 | -2.5411e-20 | -1.8635e-20 | -8.4703e-20 | 1.135e-19
DSO | 1 | 29 | 2025 | Winter | Voltage, e | 0 | 1 | 9.3174e-20 | 8.3009e-20 | 8.4703e-20 | 7.4539e-20 | 7.1151e-20 | 6.7763e-20 | 3.3881e-20 | 1.8635e-20 | 4.2352e-20 | 7.1151e-20 | 8.8091e-20 | 8.6397e-20 | 5.7598e-20 | 5.9292e-20 | 6.7763e-20 | 6.9457e-20 | 5.7598e-20 | 4.574e-20 | 5.9292e-20 | 6.7763e-20 | 6.7763e-20 | 7.4539e-20 | 6.268e-20 | 7.9621e-20
DSO | 1 | 29 | 2025 | Winter | Voltage, f | 0 | 1 | 2.5411e-20 | -1.3553e-20 | -1.6941e-20 | -1.1858e-20 | -1.3553e-20 | -1.8635e-20 | -1.8635e-20 | -7.9621e-20 | -2.2023e-20 | -2.8799e-20 | -3.3881e-21 | -1.6941e-21 | -3.3881e-21 | 3.3881e-21 | 6.7763e-21 | 3.3881e-21 | -8.4703e-21 | -1.1858e-20 | -1.1858e-20 | -1.0164e-20 | -1.0164e-20 | -1.0164e-20 | -5.9292e-20 | 6.6069e-20
DSO | 1 | 30 | 2025 | Winter | Voltage, e | 0 | 1 | 3.8964e-20 | 2.8799e-20 | 3.0493e-20 | 2.2023e-20 | 2.2023e-20 | 2.3717e-20 | 8.4703e-21 | -1.6941e-21 | 1.3553e-20 | 2.8799e-20 | 3.2187e-20 | 3.0493e-20 | 1.3553e-20 | 2.2023e-20 | 2.3717e-20 | 2.5411e-20 | 2.0329e-20 | 2.0329e-20 | 2.3717e-20 | 2.5411e-20 | 2.7105e-20 | 2.7105e-20 | 1.6941e-20 | 3.5575e-20
DSO | 1 | 30 | 2025 | Winter | Voltage, f | 0 | 1 | 3.0493e-20 | -1.6941e-20 | -2.5411e-20 | -2.3717e-20 | -2.7105e-20 | -3.5575e-20 | -4.2352e-20 | -1.2028e-19 | -2.8799e-20 | -2.8799e-20 | 2.7105e-20 | 2.5411e-20 | 1.8635e-20 | 1.0164e-20 | 1.1858e-20 | 6.7763e-21 | -6.7763e-21 | -3.3881e-21 | -1.6941e-21 | 8.4703e-21 | 5.0822e-21 | 5.0822e-21 | -6.0986e-20 | 8.6397e-20
DSO | 1 | 8 | 2025 | Winter | Voltage, e | 0 | 2 | -3.8964e-20 | -2.7783e-19 | -4.0319e-19 | -3.422e-19 | -3.0493e-19 | -1.2875e-19 | 1.6941e-20 | 4.4046e-20 | 3.0493e-20 | 5.9292e-20 | 5.5904e-20 | 8.8091e-20 | 3.0493e-20 | 3.3881e-20 | 2.3717e-20 | 1.8635e-20 | 1.8635e-20 | 5.421e-20 | 4.0658e-19 | 6.4375e-20 | 3.0493e-20 | 1.0164e-20 | 1.1858e-20 | -7.7927e-20
DSO | 1 | 8 | 2025 | Winter | Voltage, f | 0 | 2 | 4.0658e-20 | 5.0822e-21 | 6.7763e-21 | 8.4703e-21 | 6.7763e-21 | 1.6941e-21 | 0 | -5.7598e-20 | -1.1858e-20 | -1.8635e-20 | -5.0822e-21 | -6.7763e-21 | -1.0164e-20 | 1.3553e-20 | 1.6941e-20 | 1.5247e-20 | 1.6941e-21 | -3.3881e-21 | -1.3553e-20 | -5.0822e-21 | -3.3881e-21 | -3.3881e-21 | -5.2516e-20 | 7.6233e-20
DSO | 1 | 9 | 2025 | Winter | Voltage, e | 0 | 2 | -1.257e-18 | -1.2672e-18 | -1.2739e-18 | -1.1249e-18 | -1.0994e-18 | -1.0656e-18 | -1.2875e-18 | -1.2756e-18 | -1.318e-18 | -1.2722e-18 | -1.3841e-18 | -1.3298e-18 | -1.34e-18 | -1.34e-18 | -1.3891e-18 | -1.3891e-18 | -1.3248e-18 | -1.3688e-18 | -1.2655e-18 | -1.3637e-18 | -1.3281e-18 | -1.3349e-18 | -1.2689e-18 | -1.2367e-18
DSO | 1 | 9 | 2025 | Winter | Voltage, f | 0 | 2 | -6.1495e-19 | 4.0658e-20 | 1.9482e-19 | 1.5247e-20 | -3.5575e-20 | -1.44e-19 | -5.133e-19 | 1.9651e-18 | -4.1843e-19 | 4.9128e-20 | -7.132e-19 | -7.3353e-19 | -7.0981e-19 | -1.3434e-18 | -1.5162e-18 | -1.4027e-18 | -6.9626e-19 | -6.3189e-19 | -1.174e-18 | -5.9631e-19 | -4.8959e-19 | -4.1166e-19 | 8.3348e-19 | -2.104e-18
DSO | 1 | 10 | 2025 | Winter | Voltage, e | 0 | 2 | -4.9128e-20 | -2.8121e-19 | -4.0319e-19 | -3.3881e-19 | -2.9985e-19 | -1.2875e-19 | 2.0329e-20 | 5.2516e-20 | 3.2187e-20 | 6.0986e-20 | 5.7598e-20 | 8.9785e-20 | 3.2187e-20 | 3.3881e-20 | 2.3717e-20 | 2.0329e-20 | 2.0329e-20 | 5.5904e-20 | 4.0996e-19 | 6.6069e-20 | 3.2187e-20 | 1.3553e-20 | 2.5411e-20 | -1.0503e-19
DSO | 1 | 10 | 2025 | Winter | Voltage, f | 0 | 2 | 3.8964e-20 | 3.3881e-21 | 5.0822e-21 | 5.0822e-21 | 5.0822e-21 | 1.6941e-21 | 0 | -5.2516e-20 | -1.0164e-20 | -1.6941e-20 | -5.0822e-21 | -5.0822e-21 | -8.4703e-21 | 1.1858e-20 | 1.6941e-20 | 1.5247e-20 | 1.6941e-21 | -3.3881e-21 | -8.4703e-21 | -3.3881e-21 | -3.3881e-21 | -3.3881e-21 | -4.9128e-20 | 7.1151e-20
DSO | 1 | 11 | 2025 | Winter | Voltage, e | 0 | 2 | -4.9128e-20 | -2.8121e-19 | -4.0319e-19 | -3.3881e-19 | -3.0154e-19 | -1.2875e-19 | 1.8635e-20 | 5.2516e-20 | 3.2187e-20 | 6.0986e-20 | 5.7598e-20 | 8.9785e-20 | 3.2187e-20 | 3.3881e-20 | 2.3717e-20 | 2.0329e-20 | 2.0329e-20 | 5.5904e-20 | 4.0996e-19 | 6.6069e-20 | 3.2187e-20 | 1.3553e-20 | 2.5411e-20 | -1.0334e-19
DSO | 1 | 11 | 2025 | Winter | Voltage, f | 0 | 2 | 3.8964e-20 | 3.3881e-21 | 5.0822e-21 | 5.0822e-21 | 5.0822e-21 | 1.6941e-21 | 0 | -5.2516e-20 | -1.0164e-20 | -1.6941e-20 | -5.0822e-21 | -5.0822e-21 | -8.4703e-21 | 1.1858e-20 | 1.6941e-20 | 1.5247e-20 | 1.6941e-21 | -3.3881e-21 | -8.4703e-21 | -3.3881e-21 | -3.3881e-21 | -3.3881e-21 | -4.9128e-20 | 7.1151e-20
DSO | 1 | 12 | 2025 | Winter | Voltage, e | 0 | 2 | -3.8964e-20 | -2.7783e-19 | -4.0319e-19 | -3.422e-19 | -3.0493e-19 | -1.2875e-19 | 1.6941e-20 | 4.4046e-20 | 3.0493e-20 | 5.9292e-20 | 5.5904e-20 | 8.8091e-20 | 3.0493e-20 | 3.3881e-20 | 2.3717e-20 | 1.8635e-20 | 1.8635e-20 | 5.421e-20 | 4.0658e-19 | 6.4375e-20 | 3.0493e-20 | 1.0164e-20 | 1.1858e-20 | -7.7927e-20
DSO | 1 | 12 | 2025 | Winter | Voltage, f | 0 | 2 | 4.0658e-20 | 5.0822e-21 | 6.7763e-21 | 8.4703e-21 | 6.7763e-21 | 1.6941e-21 | 0 | -5.7598e-20 | -1.1858e-20 | -1.8635e-20 | -5.0822e-21 | -6.7763e-21 | -1.0164e-20 | 1.3553e-20 | 1.6941e-20 | 1.5247e-20 | 1.6941e-21 | -3.3881e-21 | -1.3553e-20 | -5.0822e-21 | -3.3881e-21 | -3.3881e-21 | -5.2516e-20 | 7.6233e-20
DSO | 1 | 13 | 2025 | Winter | Voltage, e | 0 | 2 | -3.8964e-20 | -2.7783e-19 | -4.0319e-19 | -3.422e-19 | -3.0493e-19 | -1.2875e-19 | 1.6941e-20 | 4.4046e-20 | 3.0493e-20 | 5.9292e-20 | 5.5904e-20 | 8.8091e-20 | 3.0493e-20 | 3.3881e-20 | 2.3717e-20 | 1.8635e-20 | 1.8635e-20 | 5.421e-20 | 4.0658e-19 | 6.4375e-20 | 3.0493e-20 | 1.0164e-20 | 1.1858e-20 | -7.7927e-20
DSO | 1 | 13 | 2025 | Winter | Voltage, f | 0 | 2 | 4.0658e-20 | 5.0822e-21 | 6.7763e-21 | 8.4703e-21 | 6.7763e-21 | 1.6941e-21 | 0 | -5.7598e-20 | -1.1858e-20 | -1.8635e-20 | -5.0822e-21 | -6.7763e-21 | -1.0164e-20 | 1.3553e-20 | 1.6941e-20 | 1.5247e-20 | 1.6941e-21 | -3.3881e-21 | -1.3553e-20 | -5.0822e-21 | -3.3881e-21 | -3.3881e-21 | -5.2516e-20 | 7.6233e-20
DSO | 1 | 14 | 2025 | Winter | Voltage, e | 0 | 2 | 3.317e-18 | 2.9697e-18 | 2.8393e-18 | 2.8681e-18 | 2.8935e-18 | 3.1205e-18 | 3.5525e-18 | 3.6829e-18 | 3.6998e-18 | 3.8913e-18 | 3.8997e-18 | 4.0149e-18 | 3.7862e-18 | 3.7744e-18 | 3.6592e-18 | 3.6287e-18 | 3.6321e-18 | 3.876e-18 | 4.0251e-18 | 3.7862e-18 | 3.7473e-18 | 3.5846e-18 | 3.5135e-18 | 3.3187e-18
DSO | 1 | 14 | 2025 | Winter | Voltage, f | 0 | 2 | -1.5416e-19 | -1.7957e-19 | -1.6941e-19 | -1.6602e-19 | -1.6771e-19 | -1.8635e-19 | -2.4225e-19 | -3.3543e-19 | -2.7783e-19 | -3.1679e-19 | -2.9816e-19 | -3.1001e-19 | -2.846e-19 | -2.558e-19 | -2.3378e-19 | -2.3209e-19 | -2.5072e-19 | -2.8121e-19 | -2.8291e-19 | -2.6936e-19 | -2.6597e-19 | -2.4733e-19 | -3.0324e-19 | -9.8256e-20
DSO | 1 | 15 | 2025 | Winter | Voltage, e | 0 | 2 | -4.7434e-20 | -2.8121e-19 | -4.0488e-19 | -3.4051e-19 | -3.0154e-19 | -1.3044e-19 | 1.8635e-20 | 5.0822e-20 | 3.0493e-20 | 6.0986e-20 | 5.7598e-20 | 8.8091e-20 | 3.0493e-20 | 3.2187e-20 | 2.2023e-20 | 1.8635e-20 | 2.0329e-20 | 5.421e-20 | 4.0996e-19 | 6.6069e-20 | 3.0493e-20 | 1.1858e-20 | 2.2023e-20 | -9.8256e-20
DSO | 1 | 15 | 2025 | Winter | Voltage, f | 0 | 2 | 3.8964e-20 | 5.0822e-21 | 6.7763e-21 | 6.7763e-21 | 5.0822e-21 | 1.6941e-21 | 0 | -5.421e-20 | -1.0164e-20 | -1.6941e-20 | -5.0822e-21 | -6.7763e-21 | -8.4703e-21 | 1.1858e-20 | 1.6941e-20 | 1.5247e-20 | 1.6941e-21 | -3.3881e-21 | -1.0164e-20 | -3.3881e-21 | -3.3881e-21 | -3.3881e-21 | -4.9128e-20 | 7.1151e-20
DSO | 1 | 16 | 2025 | Winter | Voltage, e | 0 | 2 | -4.2352e-20 | -2.8121e-19 | -4.0658e-19 | -3.439e-19 | -3.0663e-19 | -1.3044e-19 | 1.5247e-20 | 4.2352e-20 | 2.7105e-20 | 5.7598e-20 | 5.421e-20 | 8.4703e-20 | 2.7105e-20 | 3.0493e-20 | 2.2023e-20 | 1.6941e-20 | 1.6941e-20 | 5.2516e-20 | 4.0996e-19 | 6.268e-20 | 2.7105e-20 | 6.7763e-21 | 1.0164e-20 | -8.3009e-20
DSO | 1 | 16 | 2025 | Winter | Voltage, f | 0 | 2 | 3.8964e-20 | 6.7763e-21 | 8.4703e-21 | 1.0164e-20 | 8.4703e-21 | 1.6941e-21 | 0 | -5.7598e-20 | -1.0164e-20 | -1.8635e-20 | -5.0822e-21 | -6.7763e-21 | -1.0164e-20 | 1.3553e-20 | 1.6941e-20 | 1.6941e-20 | 1.6941e-21 | -3.3881e-21 | -1.1858e-20 | -3.3881e-21 | -3.3881e-21 | -3.3881e-21 | -5.0822e-20 | 7.4539e-20
DSO | 1 | 17 | 2025 | Winter | Voltage, e | 0 | 2 | 3.0324e-19 | 2.0668e-19 | 1.711e-19 | 1.6771e-19 | 1.6094e-19 | 2.3378e-19 | 3.422e-19 | 3.7608e-19 | 3.8116e-19 | 4.3199e-19 | 4.3029e-19 | 4.5232e-19 | 3.998e-19 | 4.0488e-19 | 3.8286e-19 | 3.71e-19 | 3.6592e-19 | 5.4041e-19 | 6.9965e-19 | 4.7603e-19 | 4.0658e-19 | 3.4898e-19 | 3.3543e-19 | 2.9138e-19
DSO | 1 | 17 | 2025 | Winter | Voltage, f | 0 | 2 | 1.8635e-20 | -2.3717e-20 | -2.0329e-20 | -1.8635e-20 | -1.6941e-20 | -1.8635e-20 | -2.3717e-20 | -9.3174e-20 | -3.7269e-20 | -4.9128e-20 | -3.2187e-20 | -3.3881e-20 | -3.7269e-20 | -1.0164e-20 | -3.3881e-21 | -5.0822e-21 | -2.3717e-20 | -4.0658e-20 | -3.7269e-20 | -3.3881e-20 | -3.2187e-20 | -3.0493e-20 | -8.1315e-20 | 7.1151e-20
DSO | 1 | 18 | 2025 | Winter | Voltage, e | 0 | 2 | -4.2352e-20 | -2.8121e-19 | -4.0658e-19 | -3.439e-19 | -3.0663e-19 | -1.3044e-19 | 1.5247e-20 | 4.2352e-20 | 2.7105e-20 | 5.7598e-20 | 5.421e-20 | 8.4703e-20 | 2.7105e-20 | 3.0493e-20 | 2.0329e-20 | 1.6941e-20 | 1.6941e-20 | 5.2516e-20 | 4.0996e-19 | 6.268e-20 | 2.7105e-20 | 6.7763e-21 | 1.0164e-20 | -8.1315e-20
DSO | 1 | 18 | 2025 | Winter | Voltage, f | 0 | 2 | 3.8964e-20 | 6.7763e-21 | 8.4703e-21 | 1.0164e-20 | 8.4703e-21 | 1.6941e-21 | 0 | -5.7598e-20 | -1.0164e-20 | -1.8635e-20 | -5.0822e-21 | -6.7763e-21 | -1.0164e-20 | 1.3553e-20 | 1.6941e-20 | 1.6941e-20 | 1.6941e-21 | -3.3881e-21 | -1.1858e-20 | -3.3881e-21 | -3.3881e-21 | -3.3881e-21 | -5.0822e-20 | 7.4539e-20
DSO | 1 | 19 | 2025 | Winter | Voltage, e | 0 | 2 | -4.0658e-20 | -2.8291e-19 | -4.1335e-19 | -3.4898e-19 | -3.1001e-19 | -1.3383e-19 | 1.1858e-20 | 3.8964e-20 | 2.3717e-20 | 5.2516e-20 | 5.0822e-20 | 8.1315e-20 | 2.3717e-20 | 2.7105e-20 | 1.8635e-20 | 1.3553e-20 | 1.3553e-20 | 4.9128e-20 | 4.1166e-19 | 5.9292e-20 | 2.3717e-20 | 5.0822e-21 | 3.3881e-21 | -7.4539e-20
DSO | 1 | 19 | 2025 | Winter | Voltage, f | 0 | 2 | 3.8964e-20 | 8.4703e-21 | 1.0164e-20 | 1.1858e-20 | 1.1858e-20 | 3.3881e-21 | -1.6941e-21 | -5.7598e-20 | -1.1858e-20 | -1.8635e-20 | -5.0822e-21 | -6.7763e-21 | -1.0164e-20 | 1.3553e-20 | 1.6941e-20 | 1.5247e-20 | 0 | -5.0822e-21 | -1.5247e-20 | -5.0822e-21 | -5.0822e-21 | -3.3881e-21 | -5.0822e-20 | 7.4539e-20
DSO | 1 | 20 | 2025 | Winter | Voltage, e | 0 | 2 | 2.3192e-18 | 2.1718e-18 | 2.0413e-18 | 2.1125e-18 | 2.1565e-18 | 2.2565e-18 | 2.3988e-18 | 2.4259e-18 | 2.4395e-18 | 2.4767e-18 | 2.4835e-18 | 2.5106e-18 | 2.4683e-18 | 2.4547e-18 | 2.4242e-18 | 2.414e-18 | 2.4191e-18 | 2.4005e-18 | 2.741e-18 | 2.4513e-18 | 2.4513e-18 | 2.4191e-18 | 2.3937e-18 | 2.3276e-18
DSO | 1 | 20 | 2025 | Winter | Voltage, f | 0 | 2 | -1.4738e-19 | -1.7449e-19 | -1.6941e-19 | -1.6602e-19 | -1.6771e-19 | -1.7957e-19 | -2.1006e-19 | -2.8121e-19 | -2.3209e-19 | -2.5242e-19 | -2.3886e-19 | -2.4395e-19 | -2.3548e-19 | -2.1006e-19 | -1.9651e-19 | -1.9651e-19 | -2.1176e-19 | -2.2023e-19 | -2.3209e-19 | -2.2023e-19 | -2.2192e-19 | -2.1345e-19 | -2.5919e-19 | -1.0842e-19
DSO | 1 | 21 | 2025 | Winter | Voltage, e | 0 | 2 | -4.4046e-20 | -2.7952e-19 | -4.0319e-19 | -3.422e-19 | -3.0324e-19 | -1.2875e-19 | 1.5247e-20 | 4.2352e-20 | 3.0493e-20 | 5.9292e-20 | 5.7598e-20 | 8.8091e-20 | 3.0493e-20 | 3.5575e-20 | 2.3717e-20 | 2.0329e-20 | 1.8635e-20 | 5.421e-20 | 4.0658e-19 | 6.4375e-20 | 3.0493e-20 | 1.0164e-20 | 1.3553e-20 | -8.8091e-20
DSO | 1 | 21 | 2025 | Winter | Voltage, f | 0 | 2 | 4.0658e-20 | 3.3881e-21 | 5.0822e-21 | 6.7763e-21 | 5.0822e-21 | 1.6941e-21 | 0 | -5.421e-20 | -1.0164e-20 | -1.6941e-20 | -3.3881e-21 | -5.0822e-21 | -8.4703e-21 | 1.3553e-20 | 1.8635e-20 | 1.6941e-20 | 1.6941e-21 | -3.3881e-21 | -8.4703e-21 | -3.3881e-21 | -3.3881e-21 | -3.3881e-21 | -5.0822e-20 | 7.4539e-20
DSO | 1 | 22 | 2025 | Winter | Voltage, e | 0 | 2 | 1.0351e-18 | 6.4205e-19 | 5.2855e-19 | 5.5057e-19 | 5.8276e-19 | 8.3179e-19 | 1.2841e-18 | 1.4145e-18 | 1.4349e-18 | 1.6331e-18 | 1.6195e-18 | 1.7144e-18 | 1.4942e-18 | 1.5026e-18 | 1.3824e-18 | 1.3586e-18 | 1.3569e-18 | 1.5348e-18 | 1.584e-18 | 1.4654e-18 | 1.423e-18 | 1.2926e-18 | 1.213e-18 | 1.008e-18
DSO | 1 | 22 | 2025 | Winter | Voltage, f | 0 | 2 | 8.4703e-21 | -3.7269e-20 | -3.5575e-20 | -2.8799e-20 | -3.0493e-20 | -4.4046e-20 | -7.7927e-20 | -1.6771e-19 | -1.0164e-19 | -1.2536e-19 | -1.0334e-19 | -1.152e-19 | -1.0503e-19 | -6.7763e-20 | -5.5904e-20 | -5.7598e-20 | -7.9621e-20 | -9.4868e-20 | -9.148e-20 | -9.148e-20 | -9.148e-20 | -8.4703e-20 | -1.6094e-19 | 1.0164e-19
DSO | 1 | 23 | 2025 | Winter | Voltage, e | 0 | 2 | -4.4046e-20 | -2.8121e-19 | -4.0319e-19 | -3.3881e-19 | -3.0154e-19 | -1.2875e-19 | 1.8635e-20 | 4.574e-20 | 3.0493e-20 | 5.9292e-20 | 5.5904e-20 | 8.8091e-20 | 3.0493e-20 | 3.3881e-20 | 2.3717e-20 | 2.0329e-20 | 2.0329e-20 | 5.421e-20 | 4.0996e-19 | 6.6069e-20 | 3.2187e-20 | 1.1858e-20 | 2.0329e-20 | -9.8256e-20
DSO | 1 | 23 | 2025 | Winter | Voltage, f | 0 | 2 | 4.0658e-20 | 3.3881e-21 | 5.0822e-21 | 6.7763e-21 | 5.0822e-21 | 1.6941e-21 | 0 | -5.421e-20 | -1.0164e-20 | -1.6941e-20 | -5.0822e-21 | -5.0822e-21 | -8.4703e-21 | 1.3553e-20 | 1.8635e-20 | 1.6941e-20 | 1.6941e-21 | -3.3881e-21 | -8.4703e-21 | -3.3881e-21 | -3.3881e-21 | -3.3881e-21 | -5.0822e-20 | 7.1151e-20
DSO | 1 | 24 | 2025 | Winter | Voltage, e | 0 | 2 | 1.3214e-19 | 4.0658e-20 | 3.3881e-21 | 3.3881e-21 | 1.0164e-20 | 6.9457e-20 | 3.5237e-19 | 5.3363e-19 | 5.5904e-19 | 8.7075e-19 | 8.4026e-19 | 8.6736e-19 | 6.4036e-19 | 6.6746e-19 | 4.8789e-19 | 4.4554e-19 | 4.3368e-19 | 6.5391e-19 | 6.2511e-19 | 5.2855e-19 | 4.8789e-19 | 3.2018e-19 | 2.558e-19 | 1.5416e-19
DSO | 1 | 24 | 2025 | Winter | Voltage, f | 0 | 2 | 8.8091e-20 | -6.7763e-21 | -1.0164e-20 | -6.7763e-21 | -6.7763e-21 | -6.7763e-21 | 0 | -1.5247e-19 | -5.421e-20 | -9.4868e-20 | -6.7763e-20 | -5.421e-20 | -5.7598e-20 | -2.0329e-20 | 1.8635e-20 | 2.2023e-20 | -1.0164e-20 | -4.9128e-20 | -2.0329e-20 | -3.2187e-20 | -2.7105e-20 | 0 | -8.4703e-20 | 7.9621e-20
DSO | 1 | 25 | 2025 | Winter | Voltage, e | 0 | 2 | -4.2352e-20 | -2.8121e-19 | -4.0149e-19 | -3.4051e-19 | -3.0154e-19 | -1.2875e-19 | 1.6941e-20 | 4.4046e-20 | 3.0493e-20 | 5.9292e-20 | 5.5904e-20 | 8.6397e-20 | 3.0493e-20 | 3.3881e-20 | 2.3717e-20 | 2.0329e-20 | 2.0329e-20 | 5.421e-20 | 4.0996e-19 | 6.6069e-20 | 3.0493e-20 | 1.1858e-20 | 1.8635e-20 | -9.3174e-20
DSO | 1 | 25 | 2025 | Winter | Voltage, f | 0 | 2 | 4.0658e-20 | 3.3881e-21 | 5.0822e-21 | 6.7763e-21 | 5.0822e-21 | 1.6941e-21 | 0 | -5.421e-20 | -1.0164e-20 | -1.6941e-20 | -5.0822e-21 | -5.0822e-21 | -8.4703e-21 | 1.3553e-20 | 1.8635e-20 | 1.6941e-20 | 1.6941e-21 | -3.3881e-21 | -8.4703e-21 | -3.3881e-21 | -3.3881e-21 | -3.3881e-21 | -5.0822e-20 | 7.2845e-20
DSO | 1 | 26 | 2025 | Winter | Voltage, e | 0 | 2 | 1.7279e-19 | 1.0164e-19 | 5.421e-20 | 3.3881e-20 | 3.5575e-20 | 9.3174e-20 | 2.7783e-19 | 3.5914e-19 | 3.6253e-19 | 5.1838e-19 | 5.1161e-19 | 5.8445e-19 | 3.9302e-19 | 4.1505e-19 | 3.422e-19 | 3.1848e-19 | 3.1001e-19 | 3.998e-19 | 4.3368e-19 | 3.5237e-19 | 3.439e-19 | 2.6427e-19 | 2.3886e-19 | 1.5416e-19
DSO | 1 | 26 | 2025 | Winter | Voltage, f | 0 | 2 | 6.4375e-20 | -1.0164e-20 | -1.3553e-20 | -6.7763e-21 | -6.7763e-21 | -6.7763e-21 | -1.5247e-20 | -1.1011e-19 | -3.5575e-20 | -5.9292e-20 | -3.5575e-20 | -5.0822e-20 | -3.7269e-20 | 5.0822e-21 | 1.5247e-20 | 1.1858e-20 | -1.1858e-20 | -2.0329e-20 | -1.0164e-20 | -2.0329e-20 | -2.3717e-20 | -2.3717e-20 | -1.0842e-19 | 1.3383e-19
DSO | 1 | 27 | 2025 | Winter | Voltage, e | 0 | 2 | -4.4046e-20 | -2.8121e-19 | -4.0319e-19 | -3.4051e-19 | -3.0154e-19 | -1.2875e-19 | 1.6941e-20 | 4.4046e-20 | 3.0493e-20 | 6.0986e-20 | 5.7598e-20 | 8.8091e-20 | 3.0493e-20 | 3.3881e-20 | 2.3717e-20 | 2.0329e-20 | 2.0329e-20 | 5.421e-20 | 4.0827e-19 | 6.4375e-20 | 3.0493e-20 | 1.0164e-20 | 1.6941e-20 | -9.3174e-20
DSO | 1 | 27 | 2025 | Winter | Voltage, f | 0 | 2 | 4.0658e-20 | 3.3881e-21 | 5.0822e-21 | 6.7763e-21 | 5.0822e-21 | 1.6941e-21 | 0 | -5.5904e-20 | -1.0164e-20 | -1.6941e-20 | -3.3881e-21 | -5.0822e-21 | -8.4703e-21 | 1.3553e-20 | 1.8635e-20 | 1.6941e-20 | 1.6941e-21 | -3.3881e-21 | -8.4703e-21 | -3.3881e-21 | -3.3881e-21 | -3.3881e-21 | -5.0822e-20 | 7.2845e-20
DSO | 1 | 28 | 2025 | Winter | Voltage, e | 0 | 2 | 1.44e-19 | 8.6397e-20 | 4.9128e-20 | 5.0822e-20 | 4.9128e-20 | 8.4703e-20 | 1.7618e-19 | 2.1345e-19 | 2.1684e-19 | 2.7274e-19 | 2.6766e-19 | 2.8121e-19 | 2.3039e-19 | 2.3717e-19 | 2.0159e-19 | 1.9312e-19 | 1.9143e-19 | 2.3209e-19 | 2.8291e-19 | 2.1176e-19 | 2.0498e-19 | 1.7279e-19 | 1.6602e-19 | 1.3722e-19
DSO | 1 | 28 | 2025 | Winter | Voltage, f | 0 | 2 | 4.4046e-20 | -1.0164e-20 | -1.1858e-20 | -6.7763e-21 | -6.7763e-21 | -6.7763e-21 | -1.8635e-20 | -8.9785e-20 | -2.2023e-20 | -2.5411e-20 | -6.7763e-21 | -1.6941e-20 | -2.0329e-20 | 1.8635e-20 | 1.8635e-20 | 1.3553e-20 | -8.4703e-21 | -5.0822e-21 | 0 | -8.4703e-21 | -1.3553e-20 | -2.5411e-20 | -9.8256e-20 | 8.3009e-20
DSO | 1 | 29 | 2025 | Winter | Voltage, e | 0 | 2 | -4.0658e-20 | -2.8121e-19 | -4.0658e-19 | -3.4559e-19 | -3.0832e-19 | -1.3214e-19 | 1.3553e-20 | 4.0658e-20 | 2.7105e-20 | 5.5904e-20 | 5.2516e-20 | 8.3009e-20 | 2.7105e-20 | 3.0493e-20 | 2.0329e-20 | 1.5247e-20 | 1.5247e-20 | 5.0822e-20 | 4.0149e-19 | 5.9292e-20 | 2.5411e-20 | 6.7763e-21 | 6.7763e-21 | -7.7927e-20
DSO | 1 | 29 | 2025 | Winter | Voltage, f | 0 | 2 | 4.0658e-20 | 5.0822e-21 | 8.4703e-21 | 8.4703e-21 | 6.7763e-21 | 1.6941e-21 | 0 | -5.5904e-20 | -1.0164e-20 | -1.6941e-20 | -5.0822e-21 | -6.7763e-21 | -8.4703e-21 | 1.3553e-20 | 1.8635e-20 | 1.6941e-20 | 1.6941e-21 | -3.3881e-21 | -1.3553e-20 | -3.3881e-21 | -3.3881e-21 | -3.3881e-21 | -5.0822e-20 | 7.7927e-20
DSO | 1 | 30 | 2025 | Winter | Voltage, e | 0 | 2 | 1.1909e-18 | 1.0486e-18 | 9.8764e-19 | 1.0147e-18 | 1.0334e-18 | 1.1384e-18 | 1.2468e-18 | 1.2672e-18 | 1.2689e-18 | 1.2909e-18 | 1.2926e-18 | 1.3112e-18 | 1.2841e-18 | 1.279e-18 | 1.2621e-18 | 1.257e-18 | 1.2604e-18 | 1.3163e-18 | 1.4264e-18 | 1.3095e-18 | 1.296e-18 | 1.2638e-18 | 1.2485e-18 | 1.196e-18
DSO | 1 | 30 | 2025 | Winter | Voltage, f | 0 | 2 | -3.0493e-20 | -6.7763e-20 | -6.4375e-20 | -6.0986e-20 | -6.268e-20 | -6.9457e-20 | -8.4703e-20 | -1.4569e-19 | -9.995e-20 | -1.1181e-19 | -9.8256e-20 | -9.995e-20 | -9.995e-20 | -7.6233e-20 | -6.7763e-20 | -6.7763e-20 | -8.4703e-20 | -9.4868e-20 | -9.4868e-20 | -9.3174e-20 | -9.3174e-20 | -8.8091e-20 | -1.3891e-19 | 1.3553e-20
DSO | 19 | 31 | 2025 | Winter | Voltage, e | 0 | 0 | -7.2337e-19 | -8.86e-19 | -8.86e-19 | -8.86e-19 | -9.0971e-19 | -9.1649e-19 | -6.6746e-19 | -6.4883e-19 | -5.2685e-19 | -6.3358e-19 | -3.998e-19 | -5.709e-19 | -5.4549e-19 | -5.7937e-19 | -5.2685e-19 | -5.1838e-19 | -6.3866e-19 | -5.3363e-19 | -5.709e-19 | -4.4215e-19 | -6.4713e-19 | -6.3697e-19 | -6.4883e-19 | -8.5381e-19
DSO | 19 | 31 | 2025 | Winter | Voltage, f | 0 | 0 | -7.42e-19 | -2.6258e-19 | -1.4569e-19 | -2.4564e-19 | -1.44e-19 | -1.423e-19 | 5.421e-20 | 5.0822e-20 | 2.5411e-20 | -9.4868e-20 | -3.2526e-19 | -1.6941e-21 | -1.5247e-20 | -6.4375e-20 | -3.5406e-19 | -8.4703e-21 | -2.2023e-20 | -3.5067e-19 | 1.44e-19 | 4.0929e-18 | -7.7927e-19 | -3.6931e-19 | -7.8605e-19 | -7.0981e-19
DSO | 19 | 32 | 2025 | Winter | Voltage, e | 0 | 0 | 1.4569e-19 | 1.1858e-19 | 1.2536e-19 | 1.2536e-19 | 1.2705e-19 | 1.2705e-19 | 9.8256e-20 | 9.8256e-20 | 8.1315e-20 | 9.148e-20 | 7.7927e-20 | 8.4703e-20 | 9.148e-20 | 8.9785e-20 | 8.3009e-20 | 7.9621e-20 | 9.4868e-20 | 8.4703e-20 | 8.4703e-20 | -1.0164e-20 | 1.0842e-19 | 9.4868e-20 | 9.8256e-20 | 1.2367e-19
DSO | 19 | 32 | 2025 | Winter | Voltage, f | 0 | 0 | -2.2531e-19 | 2.2023e-20 | -1.6941e-21 | -1.6941e-21 | 6.7763e-21 | 8.4703e-21 | 2.0329e-20 | 2.0329e-20 | 2.0329e-20 | 1.1858e-20 | -8.4703e-21 | 2.2023e-20 | 1.1858e-20 | 1.3553e-20 | -8.4703e-21 | 1.8635e-20 | 1.0164e-20 | -8.4703e-21 | 2.8799e-20 | 1.8635e-20 | -7.4539e-20 | 0 | -2.7105e-20 | -2.8799e-20
DSO | 19 | 33 | 2025 | Winter | Voltage, e | 0 | 0 | 1.4569e-19 | 8.4703e-21 | 5.0822e-20 | 5.421e-20 | 5.2516e-20 | 5.421e-20 | 8.4703e-20 | 8.9785e-20 | 4.7434e-20 | 3.3881e-20 | 1.3553e-20 | 7.7927e-20 | 7.2845e-20 | 7.1151e-20 | 5.0822e-20 | 6.9457e-20 | 7.2845e-20 | 5.2516e-20 | 7.7927e-20 | -3.8964e-19 | 9.6562e-20 | 4.4046e-20 | 1.5247e-20 | 2.3717e-20
DSO | 19 | 33 | 2025 | Winter | Voltage, f | 0 | 0 | -1.1858e-20 | 0 | -1.1858e-20 | -8.4703e-21 | -1.0164e-20 | -1.0164e-20 | -2.8799e-20 | -2.8799e-20 | -2.7105e-20 | -1.1858e-20 | -1.6941e-21 | -2.0329e-20 | -2.5411e-20 | -1.8635e-20 | -1.0164e-20 | -2.5411e-20 | -1.0164e-20 | -8.4703e-21 | -3.5575e-20 | 1.0842e-19 | -1.6941e-21 | 3.3881e-21 | 1.6941e-20 | 2.0329e-20
DSO | 19 | 34 | 2025 | Winter | Voltage, e | 0 | 0 | 8.4703e-20 | 1.2705e-19 | 1.2705e-19 | 1.2875e-19 | 1.3044e-19 | 1.3214e-19 | 1.0503e-19 | 1.0673e-19 | 8.9785e-20 | 9.8256e-20 | 8.3009e-20 | 8.8091e-20 | 9.995e-20 | 9.6562e-20 | 8.4703e-20 | 8.4703e-20 | 9.995e-20 | 8.6397e-20 | 9.3174e-20 | -5.421e-20 | 9.3174e-20 | 9.6562e-20 | 9.148e-20 | 1.1689e-19
DSO | 19 | 34 | 2025 | Winter | Voltage, f | 0 | 0 | -2.4903e-19 | 2.3717e-20 | -1.6941e-21 | -3.3881e-21 | 6.7763e-21 | 8.4703e-21 | 2.0329e-20 | 2.0329e-20 | 2.0329e-20 | 1.3553e-20 | -1.1858e-20 | 2.3717e-20 | 1.1858e-20 | 1.3553e-20 | -8.4703e-21 | 2.0329e-20 | 1.0164e-20 | -1.0164e-20 | 3.2187e-20 | 4.4046e-20 | -8.1315e-20 | 0 | -3.0493e-20 | -3.0493e-20
DSO | 19 | 35 | 2025 | Winter | Voltage, e | 0 | 0 | 1.4738e-19 | 5.0822e-21 | 4.9128e-20 | 5.421e-20 | 5.0822e-20 | 5.0822e-20 | 8.4703e-20 | 8.9785e-20 | 4.4046e-20 | 3.0493e-20 | 1.3553e-20 | 7.6233e-20 | 7.1151e-20 | 7.1151e-20 | 4.9128e-20 | 6.7763e-20 | 7.6233e-20 | 5.0822e-20 | 7.7927e-20 | -4.0827e-19 | 1.0164e-19 | 4.574e-20 | 1.3553e-20 | 2.0329e-20
DSO | 19 | 35 | 2025 | Winter | Voltage, f | 0 | 0 | -1.3553e-20 | 0 | -1.1858e-20 | -8.4703e-21 | -1.1858e-20 | -1.0164e-20 | -2.8799e-20 | -3.0493e-20 | -2.7105e-20 | -1.1858e-20 | -1.6941e-21 | -2.0329e-20 | -2.5411e-20 | -1.8635e-20 | -1.0164e-20 | -2.5411e-20 | -8.4703e-21 | -8.4703e-21 | -3.5575e-20 | 1.2028e-19 | -1.6941e-21 | 1.6941e-21 | 1.6941e-20 | 2.0329e-20
DSO | 19 | 36 | 2025 | Winter | Voltage, e | 0 | 0 | 5.9292e-20 | -2.7105e-20 | 1.5247e-20 | 3.7269e-20 | 1.8635e-20 | 2.0329e-20 | 2.8799e-20 | 3.8964e-20 | 1.1858e-20 | 6.7763e-21 | -1.0164e-20 | 8.4703e-21 | 2.5411e-20 | 2.3717e-20 | 1.1858e-20 | 2.7105e-20 | 3.8964e-20 | 2.5411e-20 | 3.5575e-20 | -4.0996e-19 | 4.2352e-20 | 2.7105e-20 | 2.2023e-20 | 1.6941e-21
DSO | 19 | 36 | 2025 | Winter | Voltage, f | 0 | 0 | -2.2192e-19 | 8.4703e-21 | -5.0822e-20 | -4.574e-20 | -4.7434e-20 | -4.574e-20 | -3.2187e-20 | -3.5575e-20 | -4.9128e-20 | -5.2516e-20 | 2.5411e-20 | -2.8799e-20 | -4.4046e-20 | -3.8964e-20 | -3.7269e-20 | -4.4046e-20 | 5.421e-20 | -2.7105e-20 | -2.3717e-20 | 4.7942e-19 | 9.148e-20 | 3.0493e-20 | -3.0493e-20 | -2.2023e-20
DSO | 19 | 37 | 2025 | Winter | Voltage, e | 0 | 0 | 1.1858e-20 | 1.2705e-19 | 9.4868e-20 | 7.9621e-20 | 9.3174e-20 | 8.8091e-20 | 8.4703e-20 | 7.9621e-20 | 6.7763e-20 | 7.1151e-20 | 4.574e-20 | 7.7927e-20 | 8.6397e-20 | 8.4703e-20 | 6.9457e-20 | 6.0986e-20 | 4.0658e-20 | 6.0986e-20 | 5.7598e-20 | 1.2604e-18 | 1.3553e-20 | 5.2516e-20 | 7.1151e-20 | 1.0503e-19
DSO | 19 | 37 | 2025 | Winter | Voltage, f | 0 | 0 | -5.421e-20 | -8.4703e-21 | -2.2023e-20 | -1.0164e-20 | -1.8635e-20 | -1.6941e-20 | -4.9128e-20 | -4.7434e-20 | -4.2352e-20 | -1.6941e-20 | -1.6941e-20 | -3.0493e-20 | -4.2352e-20 | -3.2187e-20 | -1.1858e-20 | -3.3881e-20 | -3.7269e-20 | -8.4703e-21 | -5.421e-20 | -3.3373e-19 | -2.7105e-20 | -8.4703e-21 | 3.0493e-20 | 2.5411e-20
DSO | 19 | 38 | 2025 | Winter | Voltage, e | 0 | 0 | -3.3881e-21 | 5.9292e-20 | 4.2352e-20 | 3.3881e-20 | 4.0658e-20 | 3.7269e-20 | 6.0986e-20 | 5.9292e-20 | 3.8964e-20 | 3.3881e-20 | 1.8635e-20 | 5.5904e-20 | 6.4375e-20 | 6.4375e-20 | 4.7434e-20 | 4.4046e-20 | 2.7105e-20 | 4.2352e-20 | 4.0658e-20 | 1.1875e-18 | 1.3553e-20 | 2.8799e-20 | 3.3881e-20 | 5.0822e-20
DSO | 19 | 38 | 2025 | Winter | Voltage, f | 0 | 0 | -1.0842e-19 | 1.3553e-20 | -1.8635e-20 | -5.0822e-21 | -1.5247e-20 | -1.3553e-20 | -6.4375e-20 | -6.268e-20 | -4.9128e-20 | -1.3553e-20 | -1.8635e-20 | -3.5575e-20 | -5.0822e-20 | -3.7269e-20 | -5.0822e-21 | -4.0658e-20 | -6.4375e-20 | -5.0822e-21 | -7.4539e-20 | -4.574e-19 | -6.6069e-20 | -1.5247e-20 | 5.9292e-20 | 5.421e-20
DSO | 19 | 39 | 2025 | Winter | Voltage, e | 0 | 0 | 5.0822e-21 | 1.4061e-19 | 9.8256e-20 | 8.3009e-20 | 9.4868e-20 | 9.148e-20 | 8.4703e-20 | 7.9621e-20 | 6.6069e-20 | 7.2845e-20 | 5.2516e-20 | 7.4539e-20 | 8.9785e-20 | 8.6397e-20 | 6.6069e-20 | 5.7598e-20 | 3.3881e-20 | 5.9292e-20 | 5.421e-20 | -6.3019e-19 | 5.0822e-21 | 5.5904e-20 | 6.9457e-20 | 1.0673e-19
DSO | 19 | 39 | 2025 | Winter | Voltage, f | 0 | 0 | -7.2845e-20 | -3.3881e-21 | -1.8635e-20 | -6.7763e-21 | -1.5247e-20 | -1.3553e-20 | -4.4046e-20 | -4.2352e-20 | -3.7269e-20 | -1.3553e-20 | -1.3553e-20 | -2.5411e-20 | -3.8964e-20 | -2.8799e-20 | -5.0822e-21 | -2.7105e-20 | -3.7269e-20 | -3.3881e-21 | -4.574e-20 | 3.7947e-19 | -2.7105e-20 | -3.3881e-21 | 3.5575e-20 | 2.8799e-20
DSO | 19 | 40 | 2025 | Winter | Voltage, e | 0 | 0 | -3.3881e-21 | 3.0493e-20 | 1.8635e-20 | 1.6941e-20 | 1.8635e-20 | 1.6941e-20 | 1.3553e-20 | 1.1858e-20 | 1.1858e-20 | 1.5247e-20 | 1.3553e-20 | 1.1858e-20 | 1.5247e-20 | 1.5247e-20 | 1.1858e-20 | 8.4703e-21 | 3.3881e-21 | 1.1858e-20 | 6.7763e-21 | -3.0832e-19 | -3.3881e-21 | 1.1858e-20 | 1.6941e-20 | 2.3717e-20
DSO | 19 | 40 | 2025 | Winter | Voltage, f | 0 | 0 | -8.6397e-20 | 1.1858e-20 | -1.1858e-20 | 0 | -6.7763e-21 | -5.0822e-21 | -3.2187e-20 | -3.0493e-20 | -2.7105e-20 | -6.7763e-21 | -6.7763e-21 | -1.3553e-20 | -2.5411e-20 | -1.6941e-20 | 3.3881e-21 | -1.8635e-20 | -4.0658e-20 | 3.3881e-21 | -3.7269e-20 | 3.998e-19 | -3.0493e-20 | 1.6941e-21 | 4.0658e-20 | 3.7269e-20
DSO | 19 | 31 | 2025 | Winter | Voltage, e | 0 | 1 | -7.7419e-19 | -9.0802e-19 | -9.131e-19 | -9.1818e-19 | -9.3343e-19 | -9.4359e-19 | -6.844e-19 | -6.556e-19 | -5.6751e-19 | -6.9796e-19 | -4.8111e-19 | -5.5565e-19 | -5.3871e-19 | -5.7429e-19 | -5.4718e-19 | -5.5057e-19 | -6.9457e-19 | -5.4888e-19 | -5.9123e-19 | -5.5735e-19 | -6.9118e-19 | -6.7932e-19 | -6.7763e-19 | -8.5889e-19
DSO | 19 | 31 | 2025 | Winter | Voltage, f | 0 | 1 | 4.7434e-20 | -3.8794e-19 | -2.7274e-19 | -2.7444e-19 | -2.5072e-19 | -2.4056e-19 | -4.0996e-19 | -3.9302e-19 | -4.4893e-19 | -1.7618e-19 | -5.9462e-19 | -2.7613e-19 | -4.2013e-19 | -3.5067e-19 | -6.3189e-19 | -3.8794e-19 | -2.27e-19 | -5.2855e-19 | -9.0124e-19 | 2.4208e-18 | -4.286e-19 | -1.9651e-19 | -2.4225e-19 | -2.9646e-19
DSO | 19 | 32 | 2025 | Winter | Voltage, e | 0 | 1 | 5.5904e-20 | 2.0668e-19 | 2.2192e-19 | 2.2362e-19 | 2.558e-19 | 2.5242e-19 | 1.5585e-19 | 2.0159e-19 | -6.7763e-21 | -1.8635e-20 | -2.0329e-19 | 2.2023e-19 | 2.1006e-19 | 1.9312e-19 | 5.7598e-20 | 4.4046e-20 | 6.4375e-20 | 9.8256e-20 | 1.2367e-19 | 4.574e-20 | 8.1315e-20 | 6.6069e-20 | 7.9621e-20 | 2.4564e-19
DSO | 19 | 32 | 2025 | Winter | Voltage, f | 0 | 1 | 3.3881e-21 | 0 | 0 | 0 | 0 | 0 | -1.6941e-21 | 0 | 0 | 1.6941e-21 | 3.3881e-21 | 0 | -1.6941e-21 | 0 | 5.0822e-21 | 5.0822e-21 | 0 | 3.3881e-21 | 3.3881e-21 | -2.0329e-20 | -3.3881e-21 | -1.6941e-21 | -1.6941e-21 | -1.6941e-21
DSO | 19 | 33 | 2025 | Winter | Voltage, e | 0 | 1 | 4.5189e-17 | 4.092e-17 | 4.0432e-17 | 3.8774e-17 | 3.6609e-17 | 3.5574e-17 | 1.1525e-16 | 1.1918e-16 | 1.1948e-16 | 5.2189e-17 | 1.0851e-16 | 1.2258e-16 | 1.2337e-16 | 1.1332e-16 | 9.0461e-17 | 8.9206e-17 | 4.5948e-17 | 9.2825e-17 | 8.1029e-17 | 7.6072e-17 | 4.8953e-17 | 4.4937e-17 | 5.1391e-17 | 4.5791e-17
DSO | 19 | 33 | 2025 | Winter | Voltage, f | 0 | 1 | -2.0397e-18 | -2.0312e-18 | -1.9651e-18 | -1.8499e-18 | -1.7144e-18 | -1.6585e-18 | -9.4766e-18 | -9.8764e-18 | -9.2208e-18 | -2.5767e-18 | -8.118e-18 | -1.0169e-17 | -1.0317e-17 | -9.2106e-18 | -6.5713e-18 | -6.4408e-18 | -2.2328e-18 | -6.8017e-18 | -5.6497e-18 | -5.0602e-18 | -2.5157e-18 | -2.1837e-18 | -2.741e-18 | -2.4242e-18
DSO | 19 | 34 | 2025 | Winter | Voltage, e | 0 | 1 | 3.7269e-20 | 2.0837e-19 | 2.2362e-19 | 2.2362e-19 | 2.558e-19 | 2.5242e-19 | 1.5924e-19 | 2.0329e-19 | -6.7763e-21 | -1.6941e-20 | -2.0329e-19 | 2.2023e-19 | 2.1345e-19 | 1.9651e-19 | 5.9292e-20 | 4.4046e-20 | 6.6069e-20 | 9.8256e-20 | 1.2367e-19 | 4.0658e-20 | 8.1315e-20 | 6.7763e-20 | 8.1315e-20 | 2.4564e-19
DSO | 19 | 34 | 2025 | Winter | Voltage, f | 0 | 1 | 1.0164e-20 | 0 | 0 | 0 | 0 | 0 | -3.3881e-21 | -1.6941e-21 | 0 | 1.6941e-21 | 3.3881e-21 | 0 | -3.3881e-21 | -1.6941e-21 | 5.0822e-21 | 5.0822e-21 | 0 | 3.3881e-21 | 3.3881e-21 | -2.0329e-20 | -5.0822e-21 | -1.6941e-21 | -3.3881e-21 | -1.6941e-21
DSO | 19 | 35 | 2025 | Winter | Voltage, e | 0 | 1 | 3.8828e-18 | 5.8293e-18 | 7.4454e-18 | 7.6318e-18 | 9.214e-18 | 1.0964e-17 | 2.4767e-18 | 2.4395e-18 | 2.4361e-18 | 4.1742e-18 | 2.1311e-18 | 2.5004e-18 | 2.3852e-18 | 2.4445e-18 | 2.248e-18 | 2.2328e-18 | 4.4757e-18 | 2.2345e-18 | 2.2819e-18 | 2.2717e-18 | 3.815e-18 | 4.0099e-18 | 3.544e-18 | 4.6062e-18
DSO | 19 | 35 | 2025 | Winter | Voltage, f | 0 | 1 | 1.1858e-19 | -2.846e-19 | -3.4051e-19 | -3.422e-19 | -4.0827e-19 | -4.8789e-19 | -1.9312e-19 | -1.9312e-19 | -1.8635e-19 | -1.7618e-19 | -1.5924e-19 | -1.9482e-19 | -1.9651e-19 | -1.8296e-19 | -1.6432e-19 | -1.5755e-19 | -1.9312e-19 | -1.6432e-19 | -1.6263e-19 | -4.2352e-20 | -1.9143e-19 | -1.6771e-19 | -1.6771e-19 | -2.2023e-19
DSO | 19 | 36 | 2025 | Winter | Voltage, e | 0 | 1 | 1.3485e-18 | 1.1791e-18 | 9.8425e-19 | 9.419e-19 | 8.8091e-19 | 8.5889e-19 | 3.4593e-18 | 3.2526e-18 | 2.2751e-18 | 9.7917e-19 | 3.1171e-18 | 3.4118e-18 | 3.317e-18 | 3.4135e-18 | 3.2797e-18 | 3.2594e-18 | 9.0463e-19 | 3.2695e-18 | 3.2933e-18 | 3.3543e-18 | 1.2672e-18 | 1.1689e-18 | 1.5484e-18 | 1.8008e-18
DSO | 19 | 36 | 2025 | Winter | Voltage, f | 0 | 1 | 2.1345e-19 | -1.0842e-19 | -7.4539e-20 | -6.7763e-20 | -5.7598e-20 | -5.7598e-20 | -3.7947e-19 | -3.4898e-19 | -2.3039e-19 | -1.0164e-20 | -3.134e-19 | -3.5237e-19 | -3.6253e-19 | -3.5406e-19 | -3.3034e-19 | -3.134e-19 | -6.268e-20 | -3.2695e-19 | -3.3204e-19 | -2.0329e-19 | -1.3722e-19 | -8.6397e-20 | -1.2536e-19 | -1.3722e-19
DSO | 19 | 37 | 2025 | Winter | Voltage, e | 0 | 1 | 6.7424e-19 | 6.0986e-20 | 8.6397e-20 | 1.0503e-19 | 1.1858e-19 | 9.6562e-20 | 1.5247e-20 | 1.8635e-20 | 6.7763e-21 | 1.8635e-20 | 9.6562e-20 | 3.5575e-20 | 2.8799e-20 | 3.7269e-20 | 8.4703e-21 | 2.2023e-20 | 6.7763e-20 | 1.1858e-20 | 0 | 2.9816e-19 | 3.3881e-20 | 6.9457e-20 | 5.5904e-20 | 9.4868e-20
DSO | 19 | 37 | 2025 | Winter | Voltage, f | 0 | 1 | 3.8116e-19 | -5.5904e-20 | -2.3717e-20 | -2.7105e-20 | -2.5411e-20 | -1.6941e-20 | -1.1858e-20 | -1.8635e-20 | -3.8964e-20 | -1.3553e-20 | -6.6069e-20 | -2.0329e-20 | -3.3881e-20 | -1.1858e-20 | -3.7269e-20 | -3.5575e-20 | -1.8635e-20 | -3.8964e-20 | -3.5575e-20 | 9.4868e-20 | -4.0658e-20 | -8.4703e-21 | -1.3553e-20 | -1.5247e-20
DSO | 19 | 38 | 2025 | Winter | Voltage, e | 0 | 1 | 7.5725e-18 | 6.7034e-18 | 6.9423e-18 | 6.844e-18 | 6.8474e-18 | 6.9033e-18 | 1.576e-17 | 1.6476e-17 | 1.6754e-17 | 8.4974e-18 | 1.5226e-17 | 1.7672e-17 | 1.7449e-17 | 1.5889e-17 | 1.2802e-17 | 1.2609e-17 | 7.7097e-18 | 1.3204e-17 | 1.1647e-17 | 1.1255e-17 | 7.8605e-18 | 7.3353e-18 | 7.9553e-18 | 7.2591e-18
DSO | 19 | 38 | 2025 | Winter | Voltage, f | 0 | 1 | -1.6432e-19 | -7.8774e-19 | -7.6741e-19 | -7.4878e-19 | -7.4369e-19 | -7.4031e-19 | -2.7495e-18 | -2.9307e-18 | -2.8613e-18 | -9.6392e-19 | -2.4344e-18 | -3.1188e-18 | -3.1476e-18 | -2.7495e-18 | -1.9871e-18 | -1.9482e-18 | -8.4873e-19 | -2.0718e-18 | -1.7347e-18 | -1.3908e-18 | -9.0463e-19 | -7.708e-19 | -9.0971e-19 | -8.2332e-19
DSO | 19 | 39 | 2025 | Winter | Voltage, e | 0 | 1 | 7.4031e-19 | 6.0986e-20 | 8.9785e-20 | 1.0503e-19 | 1.1858e-19 | 1.0164e-19 | 0 | 1.0164e-20 | -1.3553e-20 | 2.3717e-20 | 1.0503e-19 | 3.7269e-20 | 3.3881e-20 | 4.2352e-20 | 1.6941e-20 | 3.0493e-20 | 7.6233e-20 | 1.6941e-20 | 0 | 3.0832e-19 | 1.5247e-20 | 6.6069e-20 | 4.9128e-20 | 9.3174e-20
DSO | 19 | 39 | 2025 | Winter | Voltage, f | 0 | 1 | 3.6592e-19 | -5.5904e-20 | -2.3717e-20 | -2.5411e-20 | -2.3717e-20 | -1.5247e-20 | -1.1858e-20 | -2.2023e-20 | -4.4046e-20 | -1.5247e-20 | -6.6069e-20 | -2.0329e-20 | -3.3881e-20 | -1.0164e-20 | -3.5575e-20 | -3.2187e-20 | -1.5247e-20 | -3.7269e-20 | -3.2187e-20 | 1.0334e-19 | -4.7434e-20 | -8.4703e-21 | -1.5247e-20 | -1.6941e-20
DSO | 19 | 40 | 2025 | Winter | Voltage, e | 0 | 1 | 1.6094e-19 | 5.0822e-21 | 1.3553e-20 | 1.3553e-20 | 1.6941e-20 | 1.6941e-20 | -3.3881e-21 | 1.6941e-21 | -1.6941e-21 | 2.2023e-20 | 2.3717e-20 | 1.3553e-20 | 1.0164e-20 | 1.3553e-20 | 1.0164e-20 | 1.3553e-20 | 2.8799e-20 | 1.1858e-20 | 1.0164e-20 | 7.2845e-20 | 1.5247e-20 | 2.5411e-20 | 1.5247e-20 | 1.6941e-20
DSO | 19 | 40 | 2025 | Winter | Voltage, f | 0 | 1 | 3.7778e-19 | -4.9128e-20 | -1.8635e-20 | -1.8635e-20 | -1.6941e-20 | -1.0164e-20 | -1.6941e-20 | -2.5411e-20 | -5.421e-20 | -1.6941e-20 | -5.421e-20 | -1.6941e-20 | -3.0493e-20 | -6.7763e-21 | -3.0493e-20 | -2.7105e-20 | -1.0164e-20 | -3.3881e-20 | -3.0493e-20 | 1.2367e-19 | -5.7598e-20 | -1.0164e-20 | -1.6941e-20 | -1.6941e-20
DSO | 19 | 31 | 2025 | Winter | Voltage, e | 0 | 2 | -6.9626e-19 | -8.9277e-19 | -9.0124e-19 | -9.0294e-19 | -9.3343e-19 | -9.4698e-19 | -6.4883e-19 | -6.4036e-19 | -4.7095e-19 | -6.3866e-19 | -2.6766e-19 | -5.5735e-19 | -5.2516e-19 | -5.6074e-19 | -4.7773e-19 | -4.8959e-19 | -6.6407e-19 | -5.0144e-19 | -5.8784e-19 | -4.5062e-19 | -6.6407e-19 | -6.4713e-19 | -6.4544e-19 | -8.7753e-19
DSO | 19 | 31 | 2025 | Winter | Voltage, f | 0 | 2 | 3.5745e-19 | -2.2362e-19 | -1.0503e-19 | -9.148e-20 | -4.574e-20 | -1.1858e-20 | -1.711e-19 | -1.1689e-19 | -2.8121e-19 | -3.7269e-20 | -3.3373e-19 | 4.1335e-19 | -3.422e-19 | -6.6069e-20 | -1.3383e-19 | -1.4738e-19 | -7.4539e-20 | -1.5247e-19 | -3.8625e-19 | 2.0871e-18 | -3.6253e-19 | -7.9621e-20 | -1.2875e-19 | -1.0673e-19
DSO | 19 | 32 | 2025 | Winter | Voltage, e | 0 | 2 | 1.3553e-20 | -4.7434e-20 | -7.1151e-20 | -7.4539e-20 | -1.0842e-19 | -1.3214e-19 | 8.8091e-20 | 5.7598e-20 | 2.558e-19 | 1.1858e-20 | 5.0144e-19 | 6.6069e-20 | 5.7598e-20 | 7.7927e-20 | 1.9651e-19 | 1.5077e-19 | -2.3717e-20 | 1.4908e-19 | 2.2023e-20 | 6.268e-20 | -1.6941e-21 | -5.0822e-21 | 3.3881e-21 | -1.3214e-19
DSO | 19 | 32 | 2025 | Winter | Voltage, f | 0 | 2 | -1.1858e-20 | 1.6941e-21 | 0 | 0 | 0 | 0 | 0 | 0 | 1.6941e-21 | 0 | 0 | 3.3881e-21 | 3.3881e-21 | -1.6941e-21 | -1.6941e-20 | 0 | -1.6941e-21 | -1.0164e-20 | 8.4703e-21 | 2.2023e-20 | 0 | 0 | 0 | 1.6941e-21
DSO | 19 | 33 | 2025 | Winter | Voltage, e | 0 | 2 | -1.0215e-18 | -2.7105e-20 | -1.1011e-19 | -1.2028e-19 | -1.3214e-19 | -1.3553e-19 | -1.0164e-20 | 1.6941e-21 | 4.0658e-20 | -2.7105e-20 | -1.6941e-20 | -8.8091e-20 | -1.6094e-19 | -2.0329e-20 | 1.1858e-20 | 2.7105e-20 | -2.3717e-20 | 2.2023e-20 | 5.5904e-20 | -1.2367e-19 | 2.2023e-20 | -2.2023e-20 | 8.4703e-21 | -8.3009e-20
DSO | 19 | 33 | 2025 | Winter | Voltage, f | 0 | 2 | 3.8794e-19 | -3.7269e-20 | -8.4703e-21 | -6.7763e-21 | -3.3881e-21 | 0 | -1.6941e-20 | -1.6941e-20 | -3.5575e-20 | -3.3881e-21 | -3.0493e-20 | -1.8635e-20 | -2.8799e-20 | -6.7763e-21 | -1.0164e-20 | -2.2023e-20 | -8.4703e-21 | -1.6941e-20 | -4.2352e-20 | 6.0986e-20 | -4.4046e-20 | -1.0164e-20 | -1.6941e-20 | -1.0164e-20
DSO | 19 | 34 | 2025 | Winter | Voltage, e | 0 | 2 | -3.3881e-21 | -4.574e-20 | -7.1151e-20 | -7.4539e-20 | -1.0842e-19 | -1.3214e-19 | 9.3174e-20 | 5.9292e-20 | 2.575e-19 | 1.1858e-20 | 5.0144e-19 | 6.0986e-20 | 5.2516e-20 | 8.1315e-20 | 1.9312e-19 | 1.5077e-19 | -2.0329e-20 | 1.4569e-19 | 2.3717e-20 | 6.9457e-20 | 1.6941e-21 | -1.6941e-21 | 8.4703e-21 | -1.3214e-19
DSO | 19 | 34 | 2025 | Winter | Voltage, f | 0 | 2 | -6.7763e-21 | 1.6941e-21 | 0 | 0 | 0 | 0 | 0 | 0 | 1.6941e-21 | 0 | 0 | 5.0822e-21 | 5.0822e-21 | -1.6941e-21 | -1.8635e-20 | 0 | -3.3881e-21 | -1.1858e-20 | 8.4703e-21 | 2.2023e-20 | 0 | 0 | -1.6941e-21 | 1.6941e-21
DSO | 19 | 35 | 2025 | Winter | Voltage, e | 0 | 2 | -1.0232e-18 | -3.0493e-20 | -1.1689e-19 | -1.2705e-19 | -1.423e-19 | -1.4738e-19 | -1.0164e-20 | 0 | 4.0658e-20 | -2.8799e-20 | -1.3553e-20 | -8.8091e-20 | -1.6094e-19 | -2.0329e-20 | 1.1858e-20 | 2.7105e-20 | -2.7105e-20 | 2.2023e-20 | 5.5904e-20 | -1.2367e-19 | 2.0329e-20 | -2.3717e-20 | 8.4703e-21 | -8.8091e-20
DSO | 19 | 35 | 2025 | Winter | Voltage, f | 0 | 2 | 3.8794e-19 | -3.7269e-20 | -8.4703e-21 | -6.7763e-21 | -1.6941e-21 | 0 | -1.6941e-20 | -1.6941e-20 | -3.5575e-20 | -3.3881e-21 | -3.0493e-20 | -1.8635e-20 | -2.8799e-20 | -6.7763e-21 | -1.0164e-20 | -2.2023e-20 | -8.4703e-21 | -1.6941e-20 | -4.2352e-20 | 5.9292e-20 | -4.2352e-20 | -1.0164e-20 | -1.6941e-20 | -8.4703e-21
DSO | 19 | 36 | 2025 | Winter | Voltage, e | 0 | 2 | -2.3717e-20 | 2.1006e-19 | 1.9143e-19 | 1.8974e-19 | 1.9651e-19 | 1.9821e-19 | 1.9312e-19 | 1.9651e-19 | 2.1684e-19 | 5.421e-20 | 2.5411e-19 | 1.9143e-19 | 1.711e-19 | 1.9312e-19 | 2.1006e-19 | 2.1345e-19 | 1.999e-19 | 2.1345e-19 | 2.2192e-19 | 1.9821e-19 | 2.1176e-19 | 2.0159e-19 | 4.1674e-19 | 1.9143e-19
DSO | 19 | 36 | 2025 | Winter | Voltage, f | 0 | 2 | 3.3373e-19 | -6.0986e-20 | -3.2187e-20 | -3.0493e-20 | -2.8799e-20 | -2.5411e-20 | -4.4046e-20 | -4.2352e-20 | -6.0986e-20 | -8.4703e-21 | -7.7927e-20 | -5.9292e-20 | -7.6233e-20 | -3.3881e-20 | -3.5575e-20 | -4.574e-20 | -2.5411e-20 | -4.2352e-20 | -6.4375e-20 | 2.3717e-20 | -6.0986e-20 | -2.7105e-20 | -5.5904e-20 | -3.2187e-20
DSO | 19 | 37 | 2025 | Winter | Voltage, e | 0 | 2 | -2.6317e-17 | -3.7195e-17 | -3.5804e-17 | -3.3393e-17 | -3.2401e-17 | -3.2158e-17 | -1.7808e-16 | -1.9015e-16 | -1.722e-16 | -4.6782e-17 | -1.7702e-16 | -1.9852e-16 | -1.9821e-16 | -1.8872e-16 | -1.4693e-16 | -1.332e-16 | -4.1698e-17 | -1.4579e-16 | -1.1925e-16 | -1.0945e-16 | -4.9368e-17 | -3.4832e-17 | -1.0434e-17 | -4.2037e-17
DSO | 19 | 37 | 2025 | Winter | Voltage, f | 0 | 2 | 3.0104e-18 | 3.5101e-18 | 3.383e-18 | 3.0781e-18 | 2.9595e-18 | 2.907e-18 | 3.1262e-17 | 3.41e-17 | 2.5956e-17 | 3.5796e-18 | 2.5416e-17 | 3.5841e-17 | 3.5911e-17 | 3.3399e-17 | 2.153e-17 | 1.8719e-17 | 3.4406e-18 | 2.1067e-17 | 1.5804e-17 | 1.3912e-17 | 4.3876e-18 | 2.9189e-18 | 9.8256e-19 | 4.4063e-18
DSO | 19 | 38 | 2025 | Winter | Voltage, e | 0 | 2 | -7.8029e-18 | -5.7835e-18 | -5.4532e-18 | -5.1957e-18 | -4.7925e-18 | -3.8845e-18 | -2.7444e-17 | -2.8736e-17 | -3.1223e-17 | -8.638e-18 | -3.2677e-17 | -3.0763e-17 | -3.0752e-17 | -2.8828e-17 | -2.5508e-17 | -2.3559e-17 | -7.3133e-18 | -2.5286e-17 | -2.0598e-17 | -1.9316e-17 | -8.5804e-18 | -7.1862e-18 | -8.9243e-18 | -7.2625e-18
DSO | 19 | 38 | 2025 | Winter | Voltage, f | 0 | 2 | 1.528e-18 | 6.9457e-19 | 6.7593e-19 | 6.285e-19 | 5.7429e-19 | 4.3876e-19 | 7.0151e-18 | 7.5115e-18 | 7.005e-18 | 9.4529e-19 | 7.0676e-18 | 8.0773e-18 | 8.223e-18 | 7.459e-18 | 5.4922e-18 | 4.8349e-18 | 8.4364e-19 | 5.3702e-18 | 3.9319e-18 | 3.7117e-18 | 1.0351e-18 | 8.267e-19 | 1.1808e-18 | 1.0164e-18
DSO | 19 | 39 | 2025 | Winter | Voltage, e | 0 | 2 | -2.2172e-17 | -4.1098e-18 | -3.5135e-18 | -3.3255e-18 | -2.5699e-18 | -1.8753e-18 | -6.2104e-18 | -2.2158e-18 | -1.3553e-18 | -9.6901e-19 | -1.1808e-18 | -1.301e-18 | -1.4688e-18 | -1.423e-18 | -5.1262e-18 | -7.1659e-18 | -1.2672e-18 | -2.846e-18 | -2.4937e-18 | -3.7862e-18 | -2.5513e-18 | -1.0364e-17 | -4.6595e-17 | -1.0578e-17
DSO | 19 | 39 | 2025 | Winter | Voltage, f | 0 | 2 | 2.8697e-18 | 2.9307e-19 | 2.8121e-19 | 2.575e-19 | 1.999e-19 | 1.423e-19 | 1.0266e-18 | 3.5914e-19 | 1.2367e-19 | 5.9292e-20 | 7.7927e-20 | 1.9312e-19 | 2.8799e-20 | 2.27e-19 | 7.2337e-19 | 9.5376e-19 | 8.1315e-20 | 3.7269e-19 | 2.5242e-19 | 5.2347e-19 | 1.152e-19 | 8.267e-19 | 4.3673e-18 | 1.0605e-18
DSO | 19 | 40 | 2025 | Winter | Voltage, e | 0 | 2 | 1.7957e-19 | -5.0822e-20 | -1.5247e-20 | -1.5247e-20 | -1.8635e-20 | -2.2023e-20 | -3.0493e-20 | -2.3717e-20 | -6.4375e-20 | -5.0822e-20 | -5.7598e-20 | 4.2352e-20 | -1.1181e-19 | -1.8635e-20 | -2.3717e-20 | -3.0493e-20 | -4.4046e-20 | -3.2187e-20 | -4.4046e-20 | -3.0493e-20 | -6.268e-20 | -2.5411e-20 | -2.0329e-20 | -8.4703e-21
DSO | 19 | 40 | 2025 | Winter | Voltage, f | 0 | 2 | 1.1587e-18 | -1.2536e-19 | -5.7598e-20 | -5.421e-20 | -3.8964e-20 | -2.8799e-20 | -7.1151e-20 | -3.7269e-20 | -9.4868e-20 | -1.0164e-20 | -1.0673e-19 | -1.0164e-20 | -3.422e-19 | -2.3717e-20 | -2.0329e-20 | -4.4046e-20 | -2.3717e-20 | -3.5575e-20 | -8.4703e-20 | 4.2352e-20 | -1.4569e-19 | -2.3717e-20 | -2.8799e-20 | -4.2352e-20

## Slacks investment
Node ID | Year Investment | Quantity | Value
29 | 2025 | S, up | 3.3025e-08
29 | 2025 | S, down | -9e-09
29 | 2025 | E, up | -8.581e-09
29 | 2025 | E, down | -9e-09
1 | 2025 | S, up | 3.3025e-08
1 | 2025 | S, down | -9e-09
1 | 2025 | E, up | -8.581e-09
1 | 2025 | E, down | -9e-09
19 | 2025 | S, up | 3.3025e-08
19 | 2025 | S, down | -9e-09
19 | 2025 | E, up | -8.581e-09
19 | 2025 | E, down | -9e-09

## Slacks degradation, detailed
Node ID | Year Investment | Year Current | Quantity | Value
29 | 2025 | 2025 | SoH unit, up | -9e-09
29 | 2025 | 2025 | SoH unit, down | -9e-09
29 | 2025 | 2025 | SoH cumul., up | -9e-09
29 | 2025 | 2025 | SoH cumul., down | -9e-09
1 | 2025 | 2025 | SoH unit, up | -9e-09
1 | 2025 | 2025 | SoH unit, down | -9e-09
1 | 2025 | 2025 | SoH cumul., up | -9e-09
1 | 2025 | 2025 | SoH cumul., down | -9e-09
19 | 2025 | 2025 | SoH unit, up | -9e-09
19 | 2025 | 2025 | SoH unit, down | -9e-09
19 | 2025 | 2025 | SoH cumul., up | -9e-09
19 | 2025 | 2025 | SoH cumul., down | -9e-09

## Slacks operation, aggregated
Node ID | Year | Day | Quantity | 0 | 1 | 2 | 3 | 4 | 5 | 6 | 7 | 8 | 9 | 10 | 11 | 12 | 13 | 14 | 15 | 16 | 17 | 18 | 19 | 20 | 21 | 22 | 23
29 | 2025 | Winter | Snet, up | -9e-09 | -9e-09 | -9e-09 | -9e-09 | -9e-09 | -9e-09 | -9e-09 | -9e-09 | -9e-09 | -9e-09 | -9e-09 | -9e-09 | -9e-09 | -9e-09 | -9e-09 | -9e-09 | -9e-09 | -9e-09 | -9e-09 | -9e-09 | -9e-09 | -9e-09 | -9e-09 | -9e-09
29 | 2025 | Winter | Snet, down | -9e-09 | -9e-09 | -9e-09 | -9e-09 | -9e-09 | -9e-09 | -9e-09 | -9e-09 | -9e-09 | -9e-09 | -9e-09 | -9e-09 | -9e-09 | -9e-09 | -9e-09 | -9e-09 | -9e-09 | -9e-09 | -9e-09 | -9e-09 | -9e-09 | -9e-09 | -9e-09 | -9e-09
29 | 2025 | Winter | Snet definition, up | -9e-09 | -9e-09 | -9e-09 | -9e-09 | -9e-09 | -9e-09 | -9e-09 | -9e-09 | -9e-09 | -9e-09 | -9e-09 | -9e-09 | -9e-09 | -9e-09 | -9e-09 | -9e-09 | -9e-09 | -9e-09 | -9e-09 | -9e-09 | -9e-09 | -9e-09 | -9e-09 | -9e-09
29 | 2025 | Winter | Snet definition, down | -9e-09 | -9e-09 | -9e-09 | -9e-09 | -9e-09 | -9e-09 | -9e-09 | -9e-09 | -9e-09 | -9e-09 | -9e-09 | -9e-09 | -9e-09 | -9e-09 | -9e-09 | -9e-09 | -9e-09 | -9e-09 | -9e-09 | -9e-09 | -9e-09 | -9e-09 | -9e-09 | -9e-09
1 | 2025 | Winter | Snet, up | -9e-09 | -9e-09 | -9e-09 | -9e-09 | -9e-09 | -9e-09 | -9e-09 | -9e-09 | -9e-09 | -9e-09 | -9e-09 | -9e-09 | -9e-09 | -9e-09 | -9e-09 | -9e-09 | -9e-09 | -9e-09 | -9e-09 | -9e-09 | -9e-09 | -9e-09 | -9e-09 | -9e-09
1 | 2025 | Winter | Snet, down | -9e-09 | -9e-09 | -9e-09 | -9e-09 | -9e-09 | -9e-09 | -9e-09 | -9e-09 | -9e-09 | -9e-09 | -9e-09 | -9e-09 | -9e-09 | -9e-09 | -9e-09 | -9e-09 | -9e-09 | -9e-09 | -9e-09 | -9e-09 | -9e-09 | -9e-09 | -9e-09 | -9e-09
1 | 2025 | Winter | Snet definition, up | -9e-09 | -9e-09 | -9e-09 | -9e-09 | -9e-09 | -9e-09 | -9e-09 | -9e-09 | -9e-09 | -9e-09 | -9e-09 | -9e-09 | -9e-09 | -9e-09 | -9e-09 | -9e-09 | -9e-09 | -9e-09 | -9e-09 | -9e-09 | -9e-09 | -9e-09 | -9e-09 | -9e-09
1 | 2025 | Winter | Snet definition, down | -9e-09 | -9e-09 | -9e-09 | -9e-09 | -9e-09 | -9e-09 | -9e-09 | -9e-09 | -9e-09 | -9e-09 | -9e-09 | -9e-09 | -9e-09 | -9e-09 | -9e-09 | -9e-09 | -9e-09 | -9e-09 | -9e-09 | -9e-09 | -9e-09 | -9e-09 | -9e-09 | -9e-09
19 | 2025 | Winter | Snet, up | -9e-09 | -9e-09 | -9e-09 | -9e-09 | -9e-09 | -9e-09 | -9e-09 | -9e-09 | -9e-09 | -9e-09 | -9e-09 | -9e-09 | -9e-09 | -9e-09 | -9e-09 | -9e-09 | -9e-09 | -9e-09 | -9e-09 | -9e-09 | -9e-09 | -9e-09 | -9e-09 | -9e-09
19 | 2025 | Winter | Snet, down | -9e-09 | -9e-09 | -9e-09 | -9e-09 | -9e-09 | -9e-09 | -9e-09 | -9e-09 | -9e-09 | -9e-09 | -9e-09 | -9e-09 | -9e-09 | -9e-09 | -9e-09 | -9e-09 | -9e-09 | -9e-09 | -9e-09 | -9e-09 | -9e-09 | -9e-09 | -9e-09 | -9e-09
19 | 2025 | Winter | Snet definition, up | -9e-09 | -9e-09 | -9e-09 | -9e-09 | -9e-09 | -9e-09 | -9e-09 | -9e-09 | -9e-09 | -9e-09 | -9e-09 | -9e-09 | -9e-09 | -9e-09 | -9e-09 | -9e-09 | -9e-09 | -9e-09 | -9e-09 | -9e-09 | -9e-09 | -9e-09 | -9e-09 | -9e-09
19 | 2025 | Winter | Snet definition, down | -9e-09 | -9e-09 | -9e-09 | -9e-09 | -9e-09 | -9e-09 | -9e-09 | -9e-09 | -9e-09 | -9e-09 | -9e-09 | -9e-09 | -9e-09 | -9e-09 | -9e-09 | -9e-09 | -9e-09 | -9e-09 | -9e-09 | -9e-09 | -9e-09 | -9e-09 | -9e-09 | -9e-09

## Slacks operation, detailed
Node ID | Year Investment | Year Current | Day | Quantity | 0 | 1 | 2 | 3 | 4 | 5 | 6 | 7 | 8 | 9 | 10 | 11 | 12 | 13 | 14 | 15 | 16 | 17 | 18 | 19 | 20 | 21 | 22 | 23
29 | 2025 | 2025 | Winter | Complementary | -8.1818e-09 | -8.1818e-09 | -8.1818e-09 | -8.1818e-09 | -8.1818e-09 | -8.1818e-09 | -8.1818e-09 | -8.1818e-09 | -8.1818e-09 | -8.1818e-09 | -8.1818e-09 | -8.1818e-09 | -8.1818e-09 | -8.1818e-09 | -8.1818e-09 | -8.1818e-09 | -8.1818e-09 | -8.1818e-09 | -8.1818e-09 | -8.1818e-09 | -8.1818e-09 | -8.1818e-09 | -8.1818e-09 | -8.1818e-09
1 | 2025 | 2025 | Winter | Complementary | -8.1818e-09 | -8.1818e-09 | -8.1818e-09 | -8.1818e-09 | -8.1818e-09 | -8.1818e-09 | -8.1818e-09 | -8.1818e-09 | -8.1818e-09 | -8.1818e-09 | -8.1818e-09 | -8.1818e-09 | -8.1818e-09 | -8.1818e-09 | -8.1818e-09 | -8.1818e-09 | -8.1818e-09 | -8.1818e-09 | -8.1818e-09 | -8.1818e-09 | -8.1818e-09 | -8.1818e-09 | -8.1818e-09 | -8.1818e-09
19 | 2025 | 2025 | Winter | Complementary | -8.1818e-09 | -8.1818e-09 | -8.1818e-09 | -8.1818e-09 | -8.1818e-09 | -8.1818e-09 | -8.1818e-09 | -8.1818e-09 | -8.1818e-09 | -8.1818e-09 | -8.1818e-09 | -8.1818e-09 | -8.1818e-09 | -8.1818e-09 | -8.1818e-09 | -8.1818e-09 | -8.1818e-09 | -8.1818e-09 | -8.1818e-09 | -8.1818e-09 | -8.1818e-09 | -8.1818e-09 | -8.1818e-09 | -8.1818e-09